## Legend
Control Panel | Buttons to import data and run modules, and build final summary | Setup
|  | Pre-Defined | Gathers measure inputs from the Input Generators. Also serves as the control list for all measures in the study.
Results Exhibits |  | Unstacked Cache | Database of row lookups that accelerates the model run.
Summary | Sector level results for highlight years and overall projection of potential vs baseline | Ramp Rates | Available ramps for customer participation. Should be separate for Lost Opportunity (LO) and Retrofit (Retro_) measures.
Baseline Exhibits | Utility forecast comparison, projection by end use, and projection per customer. Also Naturally Occurring impacts | Purchase Override | Defines a customized market size for some measures.
Savings by End Use | Exhibits of potential by end use
Top Measures | Top measures for selected years (usually incl. comparison to previous study) | Results Database
|  | Unstacked Savings | Output from Unstacked engines (EQ and NEM) - standalone savings per unit, incremental and cumulative savings and purchases.
Measure Summary | One-line-per-measure output of complete study incl. definitions, costs, and all case levels of potential (Technical, ATP, TRC, etc) | Measure Def | Definition information needed for summary - Baseline and Efficient labels and units of measure
|  | Final Savings | Output from Stacking Engine - final savings per unit, incremental and cumulative savings and purchases.
Module Engines |  | Econ Ratios | BC Ratio results of all cost tests evaluated (TRC, UCT, RVT, RIM). Standalone values - does not consider stacking of savings.
Unstacked EQ Potential | Uses Tech Data and Baseline projection to estimate standalone potential for each equipment measures. | CCE | The cost of conserved energy for all cost test, in $/kWh, $/therm or similar units as appropriate.
Unstacked NEM Potential | Uses NEM Data and Baseline projection to estimate standalone potential for non-equipment measures.
Stacking Engine | Layers the measures that apply within an end use based on their standalone % savings. By default, equipment measures are applied before non-equipment, and measures are applied in ascending order of standalone cost of energy. | External File Imports
LCOE Engine | Calculates final Levelized Cost of Energy for each measure based on stacked savings across all end uses. | from Baseline module | Variables, Market Size, UECs & EUIs, Tech Data, Avoided Costs, Program Costs, Utilization, Tech Cache, Technology Economics, Equipment Purchases, Baseline Projection
|  | from NEM Input Generator | Special Markets, NEM Data
|  | Optional | "Final Results - C&S" is a counterfactual used to estimate naturally occurring efficiency. This should be a duplicate baseline projection but with all purchase shares identical to the base year, and no tech data standards active.

## Summary
Return
| Summary of Energy Savings (Dth), Selected Years | 2023 | 2024 | 2027 | 2032 | 2042
| Baseline Forecast (Dth) | 511925.5648 | 517132.435 | 521868.8795 | 521336.1138 | 520530.0492
Potential Forecasts (Dth)
| Achievable Economic UCT Potential | 508428.4559 | 510104.6442 | 504064.3325 | 485690.6513 | 455657.549
| Achievable Economic TRC Potential | 508429.3079 | 510106.7279 | 504071.7937 | 485705.7945 | 455676.1488
| Achievable Technical Potential | 508419.5908 | 510085.9192 | 503989.7511 | 485545.0638 | 455322.4675
| Technical Potential | 507364.1147 | 508051.3122 | 499150.1488 | 476484.5695 | 439602.5543
Cumulative Savings (Dth)
| Achievable Economic UCT Potential | 3497.1089 | 7027.7907 | 17804.5469 | 35645.4625 | 64872.5002
| Achievable Economic TRC Potential | 3496.2569 | 7025.7071 | 17797.0858 | 35630.3193 | 64853.9004
| Achievable Technical Potential | 3505.974 | 7046.5158 | 17879.1283 | 35791.05 | 65207.5816
| Technical Potential | 4561.4501 | 9081.1228 | 22718.7307 | 44851.5443 | 80927.4949
Energy Savings (% of Baseline)
| Achievable Economic UCT Potential | 0.6831% | 1.359% | 3.412% | 6.837% | 12.46%
| Achievable Economic TRC Potential | 0.683% | 1.359% | 3.41% | 6.834% | 12.46%
| Achievable Technical Potential | 0.6849% | 1.363% | 3.426% | 6.865% | 12.53%
| Technical Potential | 0.891% | 1.756% | 4.353% | 8.603% | 15.55%
Incremental Savings (Dth)
| Achievable Economic UCT Potential | 3497.1089 | 3536.2303 | 3652.0958 | 3542.125 | 2665.1245
| Achievable Economic TRC Potential | 3496.2569 | 3534.9957 | 3650.0568 | 3540.9973 | 2665.1245
| Achievable Technical Potential | 3505.974 | 3549.2397 | 3672.3922 | 3549.6051 | 2709.1475
| Technical Potential | 4561.4501 | 4562.5559 | 4589.7627 | 4387.2717 | 3356.8088
[7 empty] | Forecast | 2021 | 2022 | 2023 | 2024 | 2025 | 2026 | 2027 | 2028 | 2029 | 2030 | 2031 | 2032 | 2033 | 2034 | 2035 | 2036 | 2037 | 2038 | 2039 | 2040 | 2041 | 2042 | 2043 | 2044 | 2045 | 2046 | 2047
Utility Load Forecast
[7 empty] | Frozen Purchases | 0 | 0 | 0 | 0 | 0 | 0 | 0 | 0 | 0 | 0 | 0 | 0 | 0 | 0 | 0 | 0 | 0 | 0 | 0 | 0 | 0 | 0 | 0 | 0 | 0 | 0 | 0
[7 empty] | LoadMAP Reference Baseline | 496972.2331 | 506638.3147 | 511925.5648 | 517132.435 | 520212.9757 | 521981.5291 | 521868.8795 | 521757.7031 | 521648.4662 | 521541.5697 | 521437.3556 | 521336.1138 | 521238.0873 | 521143.4772 | 521052.4473 | 520965.1285 | 520881.6218 | 520802.0022 | 520726.3215 | 520655.552 | 520589.4281 | 520530.0492 | 520476.8335 | 520429.2545 | 520386.8352 | 520349.1435 | 520315.7881
[7 empty] | Achievable Economic UCT Potential | 496972.2331 | 506638.3147 | 508428.4559 | 510104.6442 | 509611.553 | 507802.7451 | 504064.3325 | 500336.9117 | 496620.5596 | 492924.0136 | 489273.89 | 485690.6513 | 482198.3419 | 478877.4557 | 475652.5009 | 472515.5083 | 469453.9932 | 466608.8272 | 463814.9664 | 461062.3045 | 458348.969 | 455657.549 | 455627.3047 | 455604.572 | 455588.136 | 455576.695 | 455569.8365
[7 empty] | Achievable Economic TRC Potential | 496972.2331 | 506638.3147 | 508429.3079 | 510106.7279 | 509615.1806 | 507808.1853 | 504071.7937 | 500346.3808 | 496631.7817 | 492936.7515 | 489287.9273 | 485705.7945 | 482214.4207 | 478894.3221 | 475670.0274 | 472533.5859 | 469472.5291 | 466627.4654 | 463833.5931 | 461080.9216 | 458367.5778 | 455676.1488 | 455645.9127 | 455623.1882 | 455606.7601 | 455595.3266 | 455588.4753
[7 empty] | Achievable Technical Potential | 496972.2331 | 506638.3147 | 508419.5908 | 510085.9192 | 509576.1839 | 507748.051 | 503989.7511 | 500243.2617 | 496508.954 | 492797.236 | 489135.7026 | 485545.0638 | 482047.7125 | 478722.7666 | 475492.8774 | 472348.0311 | 469273.9375 | 466409.5837 | 463590.063 | 460805.1825 | 458053.6384 | 455322.4675 | 455250.2685 | 455184.8745 | 455125.2498 | 455070.4071 | 455023.3223
[7 empty] | Technical Potential | 496972.2331 | 506638.3147 | 507364.1147 | 508051.3122 | 506571.9078 | 503808.8467 | 499150.1488 | 494520.7079 | 489921.0612 | 485362.4218 | 480875.795 | 476484.5695 | 472213.2966 | 468151.7685 | 464209.1996 | 460372.4233 | 456623.4461 | 453130.677 | 449693.6988 | 446297.9462 | 442939.741 | 439602.5543 | 439364.3998 | 439123.8867 | 438881.2847 | 438648.7222 | 438421.2111
[7 empty] | Cumulative Savings | 2021 | 2022 | 2023 | 2024 | 2025 | 2026 | 2027 | 2028 | 2029 | 2030 | 2031 | 2032 | 2033 | 2034 | 2035 | 2036 | 2037 | 2038 | 2039 | 2040 | 2041 | 2042 | 2043 | 2044 | 2045 | 2046 | 2047
[7 empty] | Achievable Economic UCT Potential | 0 | 0 | 3497.1089 | 7027.7907 | 10601.4228 | 14178.7839 | 17804.5469 | 21420.7914 | 25027.9066 | 28617.5561 | 32163.4656 | 35645.4625 | 39039.7454 | 42266.0215 | 45399.9465 | 48449.6202 | 51427.6286 | 54193.175 | 56911.3551 | 59593.2475 | 62240.4591 | 64872.5002 | 64849.5289 | 64824.6826 | 64798.6992 | 64772.4486 | 64745.9516
[7 empty] | Achievable Economic TRC Potential | 0 | 0 | 3496.2569 | 7025.7071 | 10597.7951 | 14173.3437 | 17797.0858 | 21411.3223 | 25016.6846 | 28604.8182 | 32149.4283 | 35630.3193 | 39023.6666 | 42249.1551 | 45382.42 | 48431.5426 | 51409.0926 | 54174.5368 | 56892.7284 | 59574.6304 | 62221.8503 | 64853.9004 | 64830.9208 | 64806.0663 | 64780.0751 | 64753.8169 | 64727.3128
[7 empty] | Achievable Technical Potential | 0 | 0 | 3505.974 | 7046.5158 | 10636.7919 | 14233.4781 | 17879.1283 | 21514.4414 | 25139.5123 | 28744.3337 | 32301.653 | 35791.05 | 39190.3748 | 42420.7106 | 45559.5699 | 48617.0974 | 51607.6843 | 54392.4184 | 57136.2584 | 59850.3694 | 62535.7897 | 65207.5816 | 65226.565 | 65244.38 | 65261.5854 | 65278.7364 | 65292.4658
[7 empty] | Technical Potential | 0 | 0 | 4561.4501 | 9081.1228 | 13641.068 | 18172.6824 | 22718.7307 | 27236.9952 | 31727.405 | 36179.1478 | 40561.5606 | 44851.5443 | 49024.7906 | 52991.7086 | 56843.2478 | 60592.7051 | 64258.1757 | 67671.3251 | 71032.6226 | 74357.6058 | 77649.6871 | 80927.4949 | 81112.4337 | 81305.3678 | 81505.5505 | 81700.4213 | 81894.577
[7 empty] | Incremental Savings | 2021 | 2022 | 2023 | 2024 | 2025 | 2026 | 2027 | 2028 | 2029 | 2030 | 2031 | 2032 | 2033 | 2034 | 2035 | 2036 | 2037 | 2038 | 2039 | 2040 | 2041 | 2042 | 2043 | 2044 | 2045 | 2046 | 2047
[7 empty] | Achievable Economic UCT Potential | 0 | 0 | 3497.1089 | 3536.2303 | 3585.3616 | 3595.6722 | 3652.0958 | 3650.0894 | 3648.7288 | 3638.9337 | 3601.6066 | 3542.125 | 3456.7168 | 3283.5027 | 3190.1767 | 3104.9166 | 3032.834 | 2802.7648 | 2754.3283 | 2716.9364 | 2680.4933 | 2665.1245 | 9.0234 | 6.8449 | 5.5704 | 5.3715 | 5.2324
[7 empty] | Achievable Economic TRC Potential | 0 | 0 | 3496.2569 | 3534.9957 | 3583.8107 | 3593.8478 | 3650.0568 | 3648.0639 | 3646.9586 | 3637.4 | 3600.2873 | 3540.9973 | 3455.758 | 3282.6912 | 3189.4926 | 3104.342 | 3032.3528 | 2802.6476 | 2754.3283 | 2716.9364 | 2680.4933 | 2665.1245 | 9.0234 | 6.8449 | 5.5704 | 5.3715 | 5.2324
[7 empty] | Achievable Technical Potential | 0 | 0 | 3505.974 | 3549.2397 | 3602.161 | 3615.276 | 3672.3922 | 3669.6744 | 3667.2244 | 3654.5812 | 3613.3305 | 3549.6051 | 3461.572 | 3287.174 | 3194.6857 | 3112.5501 | 3045.6758 | 2823.0422 | 2782.0415 | 2752.1506 | 2722.6762 | 2709.1475 | 55.3759 | 53.9797 | 53.3036 | 51.8255 | 49.9132
[7 empty] | Technical Potential | 0 | 0 | 4561.4501 | 4562.5559 | 4579.9594 | 4562.5548 | 4589.7627 | 4574.1842 | 4558.4307 | 4531.66 | 4472.4141 | 4387.2717 | 4274.9126 | 4062.7362 | 3947.5386 | 3845.8983 | 3763.4811 | 3488.4567 | 3437.6036 | 3402.2617 | 3369.5694 | 3356.8088 | 264.2059 | 272.8265 | 280.7316 | 275.3571 | 275.0694
Baseline Projection
[7 empty] | Sector | 2021: (All)
[7 empty] | Segment | 2021: (All)
[7 empty] | Label | 2021: Usage (MMtherm)
[7 empty] | End Use | 2021: (All)
[7 empty] | Row Labels | Sum of 2021 | Sum of 2022 | Sum of 2023 | Sum of 2024 | Sum of 2025 | Sum of 2026 | Sum of 2027 | Sum of 2028 | Sum of 2029 | Sum of 2030 | Sum of 2031 | Sum of 2032 | Sum of 2033 | Sum of 2034 | Sum of 2035 | Sum of 2036 | Sum of 2037 | Sum of 2038 | Sum of 2039 | Sum of 2040 | Sum of 2041 | Sum of 2042 | Sum of 2043 | Sum of 2044 | Sum of 2045 | Sum of 2046 | Sum of 2047
Natural Gas
[7 empty] | Baseline Forecast | 4.9697 | 5.0664 | 5.1193 | 5.1713 | 5.2021 | 5.2198 | 5.2187 | 5.2176 | 5.2165 | 5.2154 | 5.2144 | 5.2134 | 5.2124 | 5.2114 | 5.2105 | 5.2097 | 5.2088 | 5.208 | 5.2073 | 5.2066 | 5.2059 | 5.2053 | 5.2048 | 5.2043 | 5.2039 | 5.2035 | 5.2032
Incremental and Cumulative Savings by Case
[7 empty] | Sector | 2021: Industrial
[7 empty] | Segment | 2021: (All)
[7 empty] | Row Labels | Sum of 2021 | Sum of 2022 | Sum of 2023 | Sum of 2024 | Sum of 2025 | Sum of 2026 | Sum of 2027 | Sum of 2028 | Sum of 2029 | Sum of 2030 | Sum of 2031 | Sum of 2032 | Sum of 2033 | Sum of 2034 | Sum of 2035 | Sum of 2036 | Sum of 2037 | Sum of 2038 | Sum of 2039 | Sum of 2040 | Sum of 2041 | Sum of 2042 | Sum of 2043 | Sum of 2044 | Sum of 2045 | Sum of 2046 | Sum of 2047
Natural Gas
Incremental Energy Savings (MWh or mTherms)
[7 empty] | Achievable Economic RVT Potential | 0 | 0 | 0.00010235 | 0.00039979 | 0.0012315 | 0.0031822 | 0.007156 | 0.014344 | 0.025928 | 0.042555 | 0.063565 | 0.086302 | 0.10605 | 0.11717 | 0.11534 | 0.099998 | 0.075298 | 0.049989 | 0.027834 | 0.012845 | 0.0051111 | 0.002059 | 0 | 0 | 0 | 0 | 0
[7 empty] | Achievable Economic UCT Potential | 0 | 0 | 34.9711 | 35.3623 | 35.8536 | 35.9567 | 36.521 | 36.5009 | 36.4873 | 36.3893 | 36.0161 | 35.4213 | 34.5672 | 32.835 | 31.9018 | 31.0492 | 30.3283 | 28.0276 | 27.5433 | 27.1694 | 26.8049 | 26.6512 | 0.090234 | 0.068449 | 0.055704 | 0.053715 | 0.052324
[7 empty] | Achievable Economic TRC Potential | 0 | 0 | 34.9626 | 35.35 | 35.8381 | 35.9385 | 36.5006 | 36.4806 | 36.4696 | 36.374 | 36.0029 | 35.41 | 34.5576 | 32.8269 | 31.8949 | 31.0434 | 30.3235 | 28.0265 | 27.5433 | 27.1694 | 26.8049 | 26.6512 | 0.090234 | 0.068449 | 0.055704 | 0.053715 | 0.052324
[7 empty] | Achievable Technical Potential | 0 | 0 | 35.0597 | 35.4924 | 36.0216 | 36.1528 | 36.7239 | 36.6967 | 36.6722 | 36.5458 | 36.1333 | 35.4961 | 34.6157 | 32.8717 | 31.9469 | 31.1255 | 30.4568 | 28.2304 | 27.8204 | 27.5215 | 27.2268 | 27.0915 | 0.55376 | 0.5398 | 0.53304 | 0.51825 | 0.49913
[7 empty] | Technical Potential | 0 | 0 | 45.6145 | 45.6256 | 45.7996 | 45.6255 | 45.8976 | 45.7418 | 45.5843 | 45.3166 | 44.7241 | 43.8727 | 42.7491 | 40.6274 | 39.4754 | 38.459 | 37.6348 | 34.8846 | 34.376 | 34.0226 | 33.6957 | 33.5681 | 2.6421 | 2.7283 | 2.8073 | 2.7536 | 2.7507
Cumulative Energy Savings (MWh or mTherms)
[7 empty] | Achievable Economic RVT Potential | 0 | 0 | 0.00010235 | 0.0005015 | 0.0017297 | 0.0048997 | 0.012019 | 0.026287 | 0.05204 | 0.094235 | 0.15713 | 0.24229 | 0.34657 | 0.46122 | 0.57323 | 0.66915 | 0.73976 | 0.78612 | 0.81022 | 0.81948 | 0.82119 | 0.82006 | 0.81709 | 0.81426 | 0.81156 | 0.80898 | 0.80651
[7 empty] | Achievable Economic UCT Potential | 0 | 0 | 34.9711 | 70.2779 | 106.0142 | 141.7878 | 178.0455 | 214.2079 | 250.2791 | 286.1756 | 321.6347 | 356.4546 | 390.3975 | 422.6602 | 453.9995 | 484.4962 | 514.2763 | 541.9317 | 569.1136 | 595.9325 | 622.4046 | 648.725 | 648.4953 | 648.2468 | 647.987 | 647.7245 | 647.4595
[7 empty] | Achievable Economic TRC Potential | 0 | 0 | 34.9626 | 70.2571 | 105.978 | 141.7334 | 177.9709 | 214.1132 | 250.1668 | 286.0482 | 321.4943 | 356.3032 | 390.2367 | 422.4916 | 453.8242 | 484.3154 | 514.0909 | 541.7454 | 568.9273 | 595.7463 | 622.2185 | 648.539 | 648.3092 | 648.0607 | 647.8008 | 647.5382 | 647.2731
[7 empty] | Achievable Technical Potential | 0 | 0 | 35.0597 | 70.4652 | 106.3679 | 142.3348 | 178.7913 | 215.1444 | 251.3951 | 287.4433 | 323.0165 | 357.9105 | 391.9037 | 424.2071 | 455.5957 | 486.171 | 516.0768 | 543.9242 | 571.3626 | 598.5037 | 625.3579 | 652.0758 | 652.2657 | 652.4438 | 652.6159 | 652.7874 | 652.9247
[7 empty] | Technical Potential | 0 | 0 | 45.6145 | 90.8112 | 136.4107 | 181.7268 | 227.1873 | 272.37 | 317.2741 | 361.7915 | 405.6156 | 448.5154 | 490.2479 | 529.9171 | 568.4325 | 605.9271 | 642.5818 | 676.7133 | 710.3262 | 743.5761 | 776.4969 | 809.2749 | 811.1243 | 813.0537 | 815.0555 | 817.0042 | 818.9458
Naturally Occurring (Counterfactual Baseline)
[7 empty] | Sector | 2021: (blank)
[7 empty] | Segment | 2021: (All)
[7 empty] | Fuel | 2021: (blank)
[7 empty] | Label | 2021: Usage (GWh)
Row Labels
Codes & Standards Forecast

## Measure Summary
[146 empty] | Technical Potential | [99 empty] | Achievable Technical Potential | [99 empty] | TRC Economic Potential | [99 empty] | UCT Economic Potential
| Measure | [8 empty] | 2023 Measure Information (Unstacked) | [24 empty] | Sources |  |  | Baseline Definitions - All Years | [26 empty] | Efficient Definitions - All Years | [26 empty] | Incremental Cost per Unit (2021$) - All Years | [26 empty] | Savings per Unit (kWh or therm, Stacked) - All Years | [26 empty] | Technical Potential Incremental Savings (MWh or mTherms) | [24 empty] | Technical Potential Cumulative Savings (MWh or mTherms) | [24 empty] | Technical Potential Incremental Purchases | [24 empty] | Technical Potential Cumulative Purchases | [24 empty] | Achievable Technical Potential Incremental Savings (MWh or mTherms) | [24 empty] | Achievable Technical Potential Cumulative Savings (MWh or mTherms) | [24 empty] | Achievable Technical Potential Incremental Purchases | [24 empty] | Achievable Technical Potential Cumulative Purchases | [24 empty] | TRC Economic Potential Incremental Savings (MWh or mTherms) | [24 empty] | TRC Economic Potential Cumulative Savings (MWh or mTherms) | [24 empty] | TRC Economic Potential Incremental Purchases | [24 empty] | TRC Economic Potential Cumulative Purchases | [24 empty] | UCT Economic Potential Incremental Savings (MWh or mTherms) | [24 empty] | UCT Economic Potential Cumulative Savings (MWh or mTherms) | [24 empty] | UCT Economic Potential Incremental Purchases | [24 empty] | UCT Economic Potential Cumulative Purchases | [24 empty] | TRC 20-yr Levelized Cost of Energy ($/MWh or $/mtherm) | [24 empty] | UCT 20-yr Levelized Cost of Energy ($/MWh or $/mtherm)
Key | State | Sector | Segment | Vintage | End Use | Fuel | Measure | Option | Measure Identifier | Baseline Definition | Efficient Definition | Measure Life (Years) | Unit Energy Savings (Annual kWh or therm) | Unit Summer Peak Savings (kW or n/a) | Unit Winter Peak Savings (kW or n/a) | Unit Incremental Cost (2021$) | Non-Energy Impacts (2021$) | Incr. O&M (2021$) | RVT-Only NEIs (2021$) | Incentive (2021$) | Admin Cost (2021$) | Unit of Measure | Base Saturation | Applicability | Discretionary/Lost Opportunity | Ramp Rate Name | 20 Year Technical Achievable % | Assigned Loadshape | T&D Losses | TRC LCOE ($/MWh or $/mtherm) | TRC LCOE Bundle | UCT LCOE ($/MWh or $/mtherm) | UCT LCOE Bundle | Cumulative Achievable Technical Potential in 2023 (MWh or mTherms) | Lifetime Source | Costs Source | Savings Source | 2021 Baseline Definition | 2022 Baseline Definition | 2023 Baseline Definition | 2024 Baseline Definition | 2025 Baseline Definition | 2026 Baseline Definition | 2027 Baseline Definition | 2028 Baseline Definition | 2029 Baseline Definition | 2030 Baseline Definition | 2031 Baseline Definition | 2032 Baseline Definition | 2033 Baseline Definition | 2034 Baseline Definition | 2035 Baseline Definition | 2036 Baseline Definition | 2037 Baseline Definition | 2038 Baseline Definition | 2039 Baseline Definition | 2040 Baseline Definition | 2041 Baseline Definition | 2042 Baseline Definition | 2043 Baseline Definition | 2044 Baseline Definition | 2045 Baseline Definition | 2046 Baseline Definition | 2047 Baseline Definition | 2021 Efficient Definition | 2022 Efficient Definition | 2023 Efficient Definition | 2024 Efficient Definition | 2025 Efficient Definition | 2026 Efficient Definition | 2027 Efficient Definition | 2028 Efficient Definition | 2029 Efficient Definition | 2030 Efficient Definition | 2031 Efficient Definition | 2032 Efficient Definition | 2033 Efficient Definition | 2034 Efficient Definition | 2035 Efficient Definition | 2036 Efficient Definition | 2037 Efficient Definition | 2038 Efficient Definition | 2039 Efficient Definition | 2040 Efficient Definition | 2041 Efficient Definition | 2042 Efficient Definition | 2043 Efficient Definition | 2044 Efficient Definition | 2045 Efficient Definition | 2046 Efficient Definition | 2047 Efficient Definition | 2021 Inc. Cost/Unit ($) | 2022 Inc. Cost/Unit ($) | 2023 Inc. Cost/Unit ($) | 2024 Inc. Cost/Unit ($) | 2025 Inc. Cost/Unit ($) | 2026 Inc. Cost/Unit ($) | 2027 Inc. Cost/Unit ($) | 2028 Inc. Cost/Unit ($) | 2029 Inc. Cost/Unit ($) | 2030 Inc. Cost/Unit ($) | 2031 Inc. Cost/Unit ($) | 2032 Inc. Cost/Unit ($) | 2033 Inc. Cost/Unit ($) | 2034 Inc. Cost/Unit ($) | 2035 Inc. Cost/Unit ($) | 2036 Inc. Cost/Unit ($) | 2037 Inc. Cost/Unit ($) | 2038 Inc. Cost/Unit ($) | 2039 Inc. Cost/Unit ($) | 2040 Inc. Cost/Unit ($) | 2041 Inc. Cost/Unit ($) | 2042 Inc. Cost/Unit ($) | 2043 Inc. Cost/Unit ($) | 2044 Inc. Cost/Unit ($) | 2045 Inc. Cost/Unit ($) | 2046 Inc. Cost/Unit ($) | 2047 Inc. Cost/Unit ($) | 2021 Savings/Unit (kWh or therm) | 2022 Savings/Unit (kWh or therm) | 2023 Savings/Unit (kWh or therm) | 2024 Savings/Unit (kWh or therm) | 2025 Savings/Unit (kWh or therm) | 2026 Savings/Unit (kWh or therm) | 2027 Savings/Unit (kWh or therm) | 2028 Savings/Unit (kWh or therm) | 2029 Savings/Unit (kWh or therm) | 2030 Savings/Unit (kWh or therm) | 2031 Savings/Unit (kWh or therm) | 2032 Savings/Unit (kWh or therm) | 2033 Savings/Unit (kWh or therm) | 2034 Savings/Unit (kWh or therm) | 2035 Savings/Unit (kWh or therm) | 2036 Savings/Unit (kWh or therm) | 2037 Savings/Unit (kWh or therm) | 2038 Savings/Unit (kWh or therm) | 2039 Savings/Unit (kWh or therm) | 2040 Savings/Unit (kWh or therm) | 2041 Savings/Unit (kWh or therm) | 2042 Savings/Unit (kWh or therm) | 2043 Savings/Unit (kWh or therm) | 2044 Savings/Unit (kWh or therm) | 2045 Savings/Unit (kWh or therm) | 2046 Savings/Unit (kWh or therm) | 2047 Savings/Unit (kWh or therm) | 2023 TP Incr. Savings (MWh or mTherms) | 2024 TP Incr. Savings (MWh or mTherms) | 2025 TP Incr. Savings (MWh or mTherms) | 2026 TP Incr. Savings (MWh or mTherms) | 2027 TP Incr. Savings (MWh or mTherms) | 2028 TP Incr. Savings (MWh or mTherms) | 2029 TP Incr. Savings (MWh or mTherms) | 2030 TP Incr. Savings (MWh or mTherms) | 2031 TP Incr. Savings (MWh or mTherms) | 2032 TP Incr. Savings (MWh or mTherms) | 2033 TP Incr. Savings (MWh or mTherms) | 2034 TP Incr. Savings (MWh or mTherms) | 2035 TP Incr. Savings (MWh or mTherms) | 2036 TP Incr. Savings (MWh or mTherms) | 2037 TP Incr. Savings (MWh or mTherms) | 2038 TP Incr. Savings (MWh or mTherms) | 2039 TP Incr. Savings (MWh or mTherms) | 2040 TP Incr. Savings (MWh or mTherms) | 2041 TP Incr. Savings (MWh or mTherms) | 2042 TP Incr. Savings (MWh or mTherms) | 2043 TP Incr. Savings (MWh or mTherms) | 2044 TP Incr. Savings (MWh or mTherms) | 2045 TP Incr. Savings (MWh or mTherms) | 2046 TP Incr. Savings (MWh or mTherms) | 2047 TP Incr. Savings (MWh or mTherms) | 2023 TP Cumul. Savings (MWh or mTherms) | 2024 TP Cumul. Savings (MWh or mTherms) | 2025 TP Cumul. Savings (MWh or mTherms) | 2026 TP Cumul. Savings (MWh or mTherms) | 2027 TP Cumul. Savings (MWh or mTherms) | 2028 TP Cumul. Savings (MWh or mTherms) | 2029 TP Cumul. Savings (MWh or mTherms) | 2030 TP Cumul. Savings (MWh or mTherms) | 2031 TP Cumul. Savings (MWh or mTherms) | 2032 TP Cumul. Savings (MWh or mTherms) | 2033 TP Cumul. Savings (MWh or mTherms) | 2034 TP Cumul. Savings (MWh or mTherms) | 2035 TP Cumul. Savings (MWh or mTherms) | 2036 TP Cumul. Savings (MWh or mTherms) | 2037 TP Cumul. Savings (MWh or mTherms) | 2038 TP Cumul. Savings (MWh or mTherms) | 2039 TP Cumul. Savings (MWh or mTherms) | 2040 TP Cumul. Savings (MWh or mTherms) | 2041 TP Cumul. Savings (MWh or mTherms) | 2042 TP Cumul. Savings (MWh or mTherms) | 2043 TP Cumul. Savings (MWh or mTherms) | 2044 TP Cumul. Savings (MWh or mTherms) | 2045 TP Cumul. Savings (MWh or mTherms) | 2046 TP Cumul. Savings (MWh or mTherms) | 2047 TP Cumul. Savings (MWh or mTherms) | 2023 TP Incr. Purchases | 2024 TP Incr. Purchases | 2025 TP Incr. Purchases | 2026 TP Incr. Purchases | 2027 TP Incr. Purchases | 2028 TP Incr. Purchases | 2029 TP Incr. Purchases | 2030 TP Incr. Purchases | 2031 TP Incr. Purchases | 2032 TP Incr. Purchases | 2033 TP Incr. Purchases | 2034 TP Incr. Purchases | 2035 TP Incr. Purchases | 2036 TP Incr. Purchases | 2037 TP Incr. Purchases | 2038 TP Incr. Purchases | 2039 TP Incr. Purchases | 2040 TP Incr. Purchases | 2041 TP Incr. Purchases | 2042 TP Incr. Purchases | 2043 TP Incr. Purchases | 2044 TP Incr. Purchases | 2045 TP Incr. Purchases | 2046 TP Incr. Purchases | 2047 TP Incr. Purchases | 2023 TP Cumul. Purchases | 2024 TP Cumul. Purchases | 2025 TP Cumul. Purchases | 2026 TP Cumul. Purchases | 2027 TP Cumul. Purchases | 2028 TP Cumul. Purchases | 2029 TP Cumul. Purchases | 2030 TP Cumul. Purchases | 2031 TP Cumul. Purchases | 2032 TP Cumul. Purchases | 2033 TP Cumul. Purchases | 2034 TP Cumul. Purchases | 2035 TP Cumul. Purchases | 2036 TP Cumul. Purchases | 2037 TP Cumul. Purchases | 2038 TP Cumul. Purchases | 2039 TP Cumul. Purchases | 2040 TP Cumul. Purchases | 2041 TP Cumul. Purchases | 2042 TP Cumul. Purchases | 2043 TP Cumul. Purchases | 2044 TP Cumul. Purchases | 2045 TP Cumul. Purchases | 2046 TP Cumul. Purchases | 2047 TP Cumul. Purchases | 2023 ATP Incr. Savings (MWh or mTherms) | 2024 ATP Incr. Savings (MWh or mTherms) | 2025 ATP Incr. Savings (MWh or mTherms) | 2026 ATP Incr. Savings (MWh or mTherms) | 2027 ATP Incr. Savings (MWh or mTherms) | 2028 ATP Incr. Savings (MWh or mTherms) | 2029 ATP Incr. Savings (MWh or mTherms) | 2030 ATP Incr. Savings (MWh or mTherms) | 2031 ATP Incr. Savings (MWh or mTherms) | 2032 ATP Incr. Savings (MWh or mTherms) | 2033 ATP Incr. Savings (MWh or mTherms) | 2034 ATP Incr. Savings (MWh or mTherms) | 2035 ATP Incr. Savings (MWh or mTherms) | 2036 ATP Incr. Savings (MWh or mTherms) | 2037 ATP Incr. Savings (MWh or mTherms) | 2038 ATP Incr. Savings (MWh or mTherms) | 2039 ATP Incr. Savings (MWh or mTherms) | 2040 ATP Incr. Savings (MWh or mTherms) | 2041 ATP Incr. Savings (MWh or mTherms) | 2042 ATP Incr. Savings (MWh or mTherms) | 2043 ATP Incr. Savings (MWh or mTherms) | 2044 ATP Incr. Savings (MWh or mTherms) | 2045 ATP Incr. Savings (MWh or mTherms) | 2046 ATP Incr. Savings (MWh or mTherms) | 2047 ATP Incr. Savings (MWh or mTherms) | 2023 ATP Cumul. Savings (MWh or mTherms) | 2024 ATP Cumul. Savings (MWh or mTherms) | 2025 ATP Cumul. Savings (MWh or mTherms) | 2026 ATP Cumul. Savings (MWh or mTherms) | 2027 ATP Cumul. Savings (MWh or mTherms) | 2028 ATP Cumul. Savings (MWh or mTherms) | 2029 ATP Cumul. Savings (MWh or mTherms) | 2030 ATP Cumul. Savings (MWh or mTherms) | 2031 ATP Cumul. Savings (MWh or mTherms) | 2032 ATP Cumul. Savings (MWh or mTherms) | 2033 ATP Cumul. Savings (MWh or mTherms) | 2034 ATP Cumul. Savings (MWh or mTherms) | 2035 ATP Cumul. Savings (MWh or mTherms) | 2036 ATP Cumul. Savings (MWh or mTherms) | 2037 ATP Cumul. Savings (MWh or mTherms) | 2038 ATP Cumul. Savings (MWh or mTherms) | 2039 ATP Cumul. Savings (MWh or mTherms) | 2040 ATP Cumul. Savings (MWh or mTherms) | 2041 ATP Cumul. Savings (MWh or mTherms) | 2042 ATP Cumul. Savings (MWh or mTherms) | 2043 ATP Cumul. Savings (MWh or mTherms) | 2044 ATP Cumul. Savings (MWh or mTherms) | 2045 ATP Cumul. Savings (MWh or mTherms) | 2046 ATP Cumul. Savings (MWh or mTherms) | 2047 ATP Cumul. Savings (MWh or mTherms) | 2023 ATP Incr. Purchases | 2024 ATP Incr. Purchases | 2025 ATP Incr. Purchases | 2026 ATP Incr. Purchases | 2027 ATP Incr. Purchases | 2028 ATP Incr. Purchases | 2029 ATP Incr. Purchases | 2030 ATP Incr. Purchases | 2031 ATP Incr. Purchases | 2032 ATP Incr. Purchases | 2033 ATP Incr. Purchases | 2034 ATP Incr. Purchases | 2035 ATP Incr. Purchases | 2036 ATP Incr. Purchases | 2037 ATP Incr. Purchases | 2038 ATP Incr. Purchases | 2039 ATP Incr. Purchases | 2040 ATP Incr. Purchases | 2041 ATP Incr. Purchases | 2042 ATP Incr. Purchases | 2043 ATP Incr. Purchases | 2044 ATP Incr. Purchases | 2045 ATP Incr. Purchases | 2046 ATP Incr. Purchases | 2047 ATP Incr. Purchases | 2023 ATP Cumul. Purchases | 2024 ATP Cumul. Purchases | 2025 ATP Cumul. Purchases | 2026 ATP Cumul. Purchases | 2027 ATP Cumul. Purchases | 2028 ATP Cumul. Purchases | 2029 ATP Cumul. Purchases | 2030 ATP Cumul. Purchases | 2031 ATP Cumul. Purchases | 2032 ATP Cumul. Purchases | 2033 ATP Cumul. Purchases | 2034 ATP Cumul. Purchases | 2035 ATP Cumul. Purchases | 2036 ATP Cumul. Purchases | 2037 ATP Cumul. Purchases | 2038 ATP Cumul. Purchases | 2039 ATP Cumul. Purchases | 2040 ATP Cumul. Purchases | 2041 ATP Cumul. Purchases | 2042 ATP Cumul. Purchases | 2043 ATP Cumul. Purchases | 2044 ATP Cumul. Purchases | 2045 ATP Cumul. Purchases | 2046 ATP Cumul. Purchases | 2047 ATP Cumul. Purchases | 2023 TRC Incr. Savings (MWh or mTherms) | 2024 TRC Incr. Savings (MWh or mTherms) | 2025 TRC Incr. Savings (MWh or mTherms) | 2026 TRC Incr. Savings (MWh or mTherms) | 2027 TRC Incr. Savings (MWh or mTherms) | 2028 TRC Incr. Savings (MWh or mTherms) | 2029 TRC Incr. Savings (MWh or mTherms) | 2030 TRC Incr. Savings (MWh or mTherms) | 2031 TRC Incr. Savings (MWh or mTherms) | 2032 TRC Incr. Savings (MWh or mTherms) | 2033 TRC Incr. Savings (MWh or mTherms) | 2034 TRC Incr. Savings (MWh or mTherms) | 2035 TRC Incr. Savings (MWh or mTherms) | 2036 TRC Incr. Savings (MWh or mTherms) | 2037 TRC Incr. Savings (MWh or mTherms) | 2038 TRC Incr. Savings (MWh or mTherms) | 2039 TRC Incr. Savings (MWh or mTherms) | 2040 TRC Incr. Savings (MWh or mTherms) | 2041 TRC Incr. Savings (MWh or mTherms) | 2042 TRC Incr. Savings (MWh or mTherms) | 2043 TRC Incr. Savings (MWh or mTherms) | 2044 TRC Incr. Savings (MWh or mTherms) | 2045 TRC Incr. Savings (MWh or mTherms) | 2046 TRC Incr. Savings (MWh or mTherms) | 2047 TRC Incr. Savings (MWh or mTherms) | 2023 TRC Cumul. Savings (MWh or mTherms) | 2024 TRC Cumul. Savings (MWh or mTherms) | 2025 TRC Cumul. Savings (MWh or mTherms) | 2026 TRC Cumul. Savings (MWh or mTherms) | 2027 TRC Cumul. Savings (MWh or mTherms) | 2028 TRC Cumul. Savings (MWh or mTherms) | 2029 TRC Cumul. Savings (MWh or mTherms) | 2030 TRC Cumul. Savings (MWh or mTherms) | 2031 TRC Cumul. Savings (MWh or mTherms) | 2032 TRC Cumul. Savings (MWh or mTherms) | 2033 TRC Cumul. Savings (MWh or mTherms) | 2034 TRC Cumul. Savings (MWh or mTherms) | 2035 TRC Cumul. Savings (MWh or mTherms) | 2036 TRC Cumul. Savings (MWh or mTherms) | 2037 TRC Cumul. Savings (MWh or mTherms) | 2038 TRC Cumul. Savings (MWh or mTherms) | 2039 TRC Cumul. Savings (MWh or mTherms) | 2040 TRC Cumul. Savings (MWh or mTherms) | 2041 TRC Cumul. Savings (MWh or mTherms) | 2042 TRC Cumul. Savings (MWh or mTherms) | 2043 TRC Cumul. Savings (MWh or mTherms) | 2044 TRC Cumul. Savings (MWh or mTherms) | 2045 TRC Cumul. Savings (MWh or mTherms) | 2046 TRC Cumul. Savings (MWh or mTherms) | 2047 TRC Cumul. Savings (MWh or mTherms) | 2023 TRC Incr. Purchases | 2024 TRC Incr. Purchases | 2025 TRC Incr. Purchases | 2026 TRC Incr. Purchases | 2027 TRC Incr. Purchases | 2028 TRC Incr. Purchases | 2029 TRC Incr. Purchases | 2030 TRC Incr. Purchases | 2031 TRC Incr. Purchases | 2032 TRC Incr. Purchases | 2033 TRC Incr. Purchases | 2034 TRC Incr. Purchases | 2035 TRC Incr. Purchases | 2036 TRC Incr. Purchases | 2037 TRC Incr. Purchases | 2038 TRC Incr. Purchases | 2039 TRC Incr. Purchases | 2040 TRC Incr. Purchases | 2041 TRC Incr. Purchases | 2042 TRC Incr. Purchases | 2043 TRC Incr. Purchases | 2044 TRC Incr. Purchases | 2045 TRC Incr. Purchases | 2046 TRC Incr. Purchases | 2047 TRC Incr. Purchases | 2023 TRC Cumul. Purchases | 2024 TRC Cumul. Purchases | 2025 TRC Cumul. Purchases | 2026 TRC Cumul. Purchases | 2027 TRC Cumul. Purchases | 2028 TRC Cumul. Purchases | 2029 TRC Cumul. Purchases | 2030 TRC Cumul. Purchases | 2031 TRC Cumul. Purchases | 2032 TRC Cumul. Purchases | 2033 TRC Cumul. Purchases | 2034 TRC Cumul. Purchases | 2035 TRC Cumul. Purchases | 2036 TRC Cumul. Purchases | 2037 TRC Cumul. Purchases | 2038 TRC Cumul. Purchases | 2039 TRC Cumul. Purchases | 2040 TRC Cumul. Purchases | 2041 TRC Cumul. Purchases | 2042 TRC Cumul. Purchases | 2043 TRC Cumul. Purchases | 2044 TRC Cumul. Purchases | 2045 TRC Cumul. Purchases | 2046 TRC Cumul. Purchases | 2047 TRC Cumul. Purchases | 2023 UCT Incr. Savings (MWh or mTherms) | 2024 UCT Incr. Savings (MWh or mTherms) | 2025 UCT Incr. Savings (MWh or mTherms) | 2026 UCT Incr. Savings (MWh or mTherms) | 2027 UCT Incr. Savings (MWh or mTherms) | 2028 UCT Incr. Savings (MWh or mTherms) | 2029 UCT Incr. Savings (MWh or mTherms) | 2030 UCT Incr. Savings (MWh or mTherms) | 2031 UCT Incr. Savings (MWh or mTherms) | 2032 UCT Incr. Savings (MWh or mTherms) | 2033 UCT Incr. Savings (MWh or mTherms) | 2034 UCT Incr. Savings (MWh or mTherms) | 2035 UCT Incr. Savings (MWh or mTherms) | 2036 UCT Incr. Savings (MWh or mTherms) | 2037 UCT Incr. Savings (MWh or mTherms) | 2038 UCT Incr. Savings (MWh or mTherms) | 2039 UCT Incr. Savings (MWh or mTherms) | 2040 UCT Incr. Savings (MWh or mTherms) | 2041 UCT Incr. Savings (MWh or mTherms) | 2042 UCT Incr. Savings (MWh or mTherms) | 2043 UCT Incr. Savings (MWh or mTherms) | 2044 UCT Incr. Savings (MWh or mTherms) | 2045 UCT Incr. Savings (MWh or mTherms) | 2046 UCT Incr. Savings (MWh or mTherms) | 2047 UCT Incr. Savings (MWh or mTherms) | 2023 UCT Cumul. Savings (MWh or mTherms) | 2024 UCT Cumul. Savings (MWh or mTherms) | 2025 UCT Cumul. Savings (MWh or mTherms) | 2026 UCT Cumul. Savings (MWh or mTherms) | 2027 UCT Cumul. Savings (MWh or mTherms) | 2028 UCT Cumul. Savings (MWh or mTherms) | 2029 UCT Cumul. Savings (MWh or mTherms) | 2030 UCT Cumul. Savings (MWh or mTherms) | 2031 UCT Cumul. Savings (MWh or mTherms) | 2032 UCT Cumul. Savings (MWh or mTherms) | 2033 UCT Cumul. Savings (MWh or mTherms) | 2034 UCT Cumul. Savings (MWh or mTherms) | 2035 UCT Cumul. Savings (MWh or mTherms) | 2036 UCT Cumul. Savings (MWh or mTherms) | 2037 UCT Cumul. Savings (MWh or mTherms) | 2038 UCT Cumul. Savings (MWh or mTherms) | 2039 UCT Cumul. Savings (MWh or mTherms) | 2040 UCT Cumul. Savings (MWh or mTherms) | 2041 UCT Cumul. Savings (MWh or mTherms) | 2042 UCT Cumul. Savings (MWh or mTherms) | 2043 UCT Cumul. Savings (MWh or mTherms) | 2044 UCT Cumul. Savings (MWh or mTherms) | 2045 UCT Cumul. Savings (MWh or mTherms) | 2046 UCT Cumul. Savings (MWh or mTherms) | 2047 UCT Cumul. Savings (MWh or mTherms) | 2023 UCT Incr. Purchases | 2024 UCT Incr. Purchases | 2025 UCT Incr. Purchases | 2026 UCT Incr. Purchases | 2027 UCT Incr. Purchases | 2028 UCT Incr. Purchases | 2029 UCT Incr. Purchases | 2030 UCT Incr. Purchases | 2031 UCT Incr. Purchases | 2032 UCT Incr. Purchases | 2033 UCT Incr. Purchases | 2034 UCT Incr. Purchases | 2035 UCT Incr. Purchases | 2036 UCT Incr. Purchases | 2037 UCT Incr. Purchases | 2038 UCT Incr. Purchases | 2039 UCT Incr. Purchases | 2040 UCT Incr. Purchases | 2041 UCT Incr. Purchases | 2042 UCT Incr. Purchases | 2043 UCT Incr. Purchases | 2044 UCT Incr. Purchases | 2045 UCT Incr. Purchases | 2046 UCT Incr. Purchases | 2047 UCT Incr. Purchases | 2023 UCT Cumul. Purchases | 2024 UCT Cumul. Purchases | 2025 UCT Cumul. Purchases | 2026 UCT Cumul. Purchases | 2027 UCT Cumul. Purchases | 2028 UCT Cumul. Purchases | 2029 UCT Cumul. Purchases | 2030 UCT Cumul. Purchases | 2031 UCT Cumul. Purchases | 2032 UCT Cumul. Purchases | 2033 UCT Cumul. Purchases | 2034 UCT Cumul. Purchases | 2035 UCT Cumul. Purchases | 2036 UCT Cumul. Purchases | 2037 UCT Cumul. Purchases | 2038 UCT Cumul. Purchases | 2039 UCT Cumul. Purchases | 2040 UCT Cumul. Purchases | 2041 UCT Cumul. Purchases | 2042 UCT Cumul. Purchases | 2043 UCT Cumul. Purchases | 2044 UCT Cumul. Purchases | 2045 UCT Cumul. Purchases | 2046 UCT Cumul. Purchases | 2047 UCT Cumul. Purchases | 2023 TRC LCOE ($/MWh or $/mtherm) | 2024 TRC LCOE ($/MWh or $/mtherm) | 2025 TRC LCOE ($/MWh or $/mtherm) | 2026 TRC LCOE ($/MWh or $/mtherm) | 2027 TRC LCOE ($/MWh or $/mtherm) | 2028 TRC LCOE ($/MWh or $/mtherm) | 2029 TRC LCOE ($/MWh or $/mtherm) | 2030 TRC LCOE ($/MWh or $/mtherm) | 2031 TRC LCOE ($/MWh or $/mtherm) | 2032 TRC LCOE ($/MWh or $/mtherm) | 2033 TRC LCOE ($/MWh or $/mtherm) | 2034 TRC LCOE ($/MWh or $/mtherm) | 2035 TRC LCOE ($/MWh or $/mtherm) | 2036 TRC LCOE ($/MWh or $/mtherm) | 2037 TRC LCOE ($/MWh or $/mtherm) | 2038 TRC LCOE ($/MWh or $/mtherm) | 2039 TRC LCOE ($/MWh or $/mtherm) | 2040 TRC LCOE ($/MWh or $/mtherm) | 2041 TRC LCOE ($/MWh or $/mtherm) | 2042 TRC LCOE ($/MWh or $/mtherm) | 2043 TRC LCOE ($/MWh or $/mtherm) | 2044 TRC LCOE ($/MWh or $/mtherm) | 2045 TRC LCOE ($/MWh or $/mtherm) | 2046 TRC LCOE ($/MWh or $/mtherm) | 2047 TRC LCOE ($/MWh or $/mtherm) | 2023 UCT LCOE ($/MWh or $/mtherm) | 2024 UCT LCOE ($/MWh or $/mtherm) | 2025 UCT LCOE ($/MWh or $/mtherm) | 2026 UCT LCOE ($/MWh or $/mtherm) | 2027 UCT LCOE ($/MWh or $/mtherm) | 2028 UCT LCOE ($/MWh or $/mtherm) | 2029 UCT LCOE ($/MWh or $/mtherm) | 2030 UCT LCOE ($/MWh or $/mtherm) | 2031 UCT LCOE ($/MWh or $/mtherm) | 2032 UCT LCOE ($/MWh or $/mtherm) | 2033 UCT LCOE ($/MWh or $/mtherm) | 2034 UCT LCOE ($/MWh or $/mtherm) | 2035 UCT LCOE ($/MWh or $/mtherm) | 2036 UCT LCOE ($/MWh or $/mtherm) | 2037 UCT LCOE ($/MWh or $/mtherm) | 2038 UCT LCOE ($/MWh or $/mtherm) | 2039 UCT LCOE ($/MWh or $/mtherm) | 2040 UCT LCOE ($/MWh or $/mtherm) | 2041 UCT LCOE ($/MWh or $/mtherm) | 2042 UCT LCOE ($/MWh or $/mtherm) | 2043 UCT LCOE ($/MWh or $/mtherm) | 2044 UCT LCOE ($/MWh or $/mtherm) | 2045 UCT LCOE ($/MWh or $/mtherm) | 2046 UCT LCOE ($/MWh or $/mtherm) | 2047 UCT LCOE ($/MWh or $/mtherm)
WA_Industrial_Industrial - WA_Existing_Space Heating_Natural Gas_Furnace_A | WA | Industrial | Industrial - WA | Existing | Space Heating | Natural Gas | Furnace | A | WIE1 | AFUE 80% (Standard) | AFUE 90% | 23 | 47.5111 | 0 | 0 | 956.79 | -5.32 | 0 | 0 | 0.5 | 0.25 | 400 kBtu/hr | 32.3% | 100% | Lost Oppurtunity | LO12Med | 84.74% | TBD | 0% | 4434.1391 |  | 2532.6217 |  | 0.0044805 | GFURN-Heating-EIA14-2014 Ref. Case-3 | GFURN-Heating-ILTRM-v5.0-191 | AEG BEST | AFUE 80% (Standard) | AFUE 80% (Standard) | AFUE 80% (Standard) | AFUE 90% | AFUE 90% | AFUE 90% | AFUE 90% | AFUE 90% | AFUE 90% | AFUE 90% | AFUE 90% | AFUE 90% | AFUE 90% | AFUE 90% | AFUE 90% | AFUE 90% | AFUE 90% | AFUE 90% | AFUE 90% | AFUE 90% | AFUE 90% | AFUE 90% | AFUE 90% | AFUE 90% | AFUE 90% | AFUE 90% | AFUE 90% | AFUE 90% | AFUE 90% | AFUE 90% | AFUE 96% | AFUE 96% | AFUE 96% | AFUE 96% | AFUE 96% | AFUE 96% | AFUE 96% | AFUE 96% | AFUE 96% | AFUE 96% | AFUE 96% | AFUE 96% | AFUE 96% | AFUE 96% | AFUE 96% | AFUE 96% | AFUE 96% | AFUE 96% | AFUE 96% | AFUE 96% | AFUE 96% | AFUE 96% | AFUE 96% | AFUE 96% | 956.79 | 956.79 | 956.79 | 956.79 | 956.79 | 956.79 | 956.79 | 956.79 | 956.79 | 956.79 | 956.79 | 956.79 | 956.79 | 956.79 | 956.79 | 956.79 | 956.79 | 956.79 | 956.79 | 956.79 | 956.79 | 956.79 | 956.79 | 956.7894 | 956.7894 | 956.7894 | 956.7894 | 0 | 71.5441 | 71.2666 | 23.7555 | 23.7555 | 23.7555 | 23.7555 | 23.7555 | 23.7555 | 23.7555 | 23.7555 | 23.7555 | 23.7555 | 23.7555 | 23.7555 | 23.7555 | 23.7555 | 23.7555 | 23.7555 | 23.7555 | 23.7555 | 23.7555 | 23.7555 | 23.7555 | 23.7555 | 23.7555 | 23.7555 | 0.072291 | 0.034174 | 0.043104 | 0.050995 | 0.057949 | 0.064056 | 0.069398 | 0.07405 | 0.078078 | 0.081544 | 0.084504 | 0.087007 | 0.0891 | 0.090823 | 0.092214 | 0.093306 | 0.09413 | 0.086108 | 0.07947 | 0.074014 | 0.069567 | 0.065977 | 0.063111 | 0.036758 | 0.024935 | 0.072291 | 0.058271 | 0.10137 | 0.15237 | 0.21032 | 0.27438 | 0.34377 | 0.41782 | 0.4959 | 0.57745 | 0.66195 | 0.74896 | 0.83806 | 0.92888 | 1.0211 | 1.1144 | 1.2085 | 1.2946 | 1.3741 | 1.4481 | 1.5177 | 1.5837 | 1.6468 | 1.6835 | 1.7085 | 1.0144 | 1.4386 | 1.8145 | 2.1467 | 2.4394 | 2.6965 | 2.9214 | 3.1172 | 3.2867 | 3.4326 | 3.5572 | 3.6626 | 3.7507 | 3.8232 | 3.8818 | 3.9277 | 3.9624 | 3.6248 | 3.3453 | 3.1157 | 2.9285 | 2.7773 | 2.6567 | 1.5474 | 1.0496 | 1.0144 | 2.453 | 4.2674 | 6.4141 | 8.8535 | 11.55 | 14.4713 | 17.5885 | 20.8752 | 24.3078 | 27.8651 | 31.5277 | 35.2784 | 39.1016 | 42.9834 | 46.9111 | 50.8736 | 54.4983 | 57.8437 | 60.9593 | 63.8878 | 66.6651 | 69.3218 | 70.8692 | 71.9188 | 0.0044805 | 0.0063543 | 0.012022 | 0.018964 | 0.026937 | 0.035136 | 0.042711 | 0.049539 | 0.055579 | 0.060841 | 0.065366 | 0.069211 | 0.072439 | 0.075115 | 0.077301 | 0.079055 | 0.079759 | 0.072964 | 0.067339 | 0.062716 | 0.058948 | 0.055906 | 0.053478 | 0.049326 | 0.043732 | 0.0044805 | 0.0063543 | 0.018376 | 0.03734 | 0.064277 | 0.099413 | 0.14212 | 0.19166 | 0.24724 | 0.30808 | 0.37345 | 0.44266 | 0.5151 | 0.59022 | 0.66752 | 0.74657 | 0.82633 | 0.89929 | 0.96663 | 1.0293 | 1.0883 | 1.1442 | 1.1977 | 1.2492 | 1.293 | 0.094305 | 0.26749 | 0.50606 | 0.79829 | 1.1339 | 1.4791 | 1.7979 | 2.0854 | 2.3396 | 2.5611 | 2.7516 | 2.9135 | 3.0494 | 3.162 | 3.254 | 3.3278 | 3.3575 | 3.0714 | 2.8347 | 2.6401 | 2.4814 | 2.3534 | 2.2512 | 2.0764 | 1.8409 | 0.094305 | 0.36179 | 0.86785 | 1.6661 | 2.8001 | 4.2791 | 6.0771 | 8.1625 | 10.5021 | 13.0632 | 15.8148 | 18.7283 | 21.7777 | 24.9397 | 28.1937 | 31.5215 | 34.879 | 37.9504 | 40.7851 | 43.4252 | 45.9066 | 48.26 | 50.5112 | 52.5876 | 54.4285 | 0 | 0 | 0 | 0 | 0 | 0 | 0 | 0 | 0 | 0 | 0 | 0 | 0 | 0 | 0 | 0 | 0 | 0 | 0 | 0 | 0 | 0 | 0 | 0 | 0 | 0 | 0 | 0 | 0 | 0 | 0 | 0 | 0 | 0 | 0 | 0 | 0 | 0 | 0 | 0 | 0 | 0 | 0 | 0 | 0 | 0 | 0 | 0 | 0 | 0 | 0 | 0 | 0 | 0 | 0 | 0 | 0 | 0 | 0 | 0 | 0 | 0 | 0 | 0 | 0 | 0 | 0 | 0 | 0 | 0 | 0 | 0 | 0 | 0 | 0 | 0 | 0 | 0 | 0 | 0 | 0 | 0 | 0 | 0 | 0 | 0 | 0 | 0 | 0 | 0 | 0 | 0 | 0 | 0 | 0 | 0 | 0 | 0 | 0 | 0 | 0 | 0 | 0 | 0 | 0 | 0 | 0 | 0 | 0 | 0 | 0 | 0 | 0 | 0 | 0 | 0 | 0 | 0 | 0 | 0 | 0 | 0 | 0 | 0 | 0 | 0 | 0 | 0 | 0 | 0 | 0 | 0 | 0 | 0 | 0 | 0 | 0 | 0 | 0 | 0 | 0 | 0 | 0 | 0 | 0 | 0 | 0 | 0 | 0 | 0 | 0 | 0 | 0 | 0 | 0 | 0 | 0 | 0 | 0 | 0 | 0 | 0 | 0 | 0 | 0 | 0 | 0 | 0 | 0 | 0 | 0 | 0 | 0 | 0 | 0 | 0 | 0 | 0 | 0 | 0 | 0 | 0 | 0 | 0 | 0 | 0 | 0 | 0 | 0 | 0 | 0 | 0 | 0 | 0 | 0 | 0 | 0 | 0 | 0 | 0 | 2327.923 | 4655.8461 | 4655.8461 | 4655.8461 | 4655.8461 | 4655.8461 | 4655.8461 | 4655.8461 | 4655.8461 | 4655.8461 | 4655.8461 | 4655.8461 | 4655.8461 | 4655.8461 | 4655.8461 | 4655.8461 | 4655.8461 | 4655.8461 | 4655.8461 | 4655.8461 | 4655.8461 | 4655.8435 | 4655.8435 | 4655.8435 | 4655.8435 | 1329.6264 | 2659.2527 | 2659.2527 | 2659.2527 | 2659.2527 | 2659.2527 | 2659.2527 | 2659.2527 | 2659.2527 | 2659.2527 | 2659.2527 | 2659.2527 | 2659.2527 | 2659.2527 | 2659.2527 | 2659.2527 | 2659.2527 | 2659.2527 | 2659.2527 | 2659.2527 | 2659.2527 | 2659.2512 | 2659.2512 | 2659.2512 | 2659.2512
WA_Industrial_Industrial - WA_Existing_Space Heating_Natural Gas_Boiler_A | WA | Industrial | Industrial - WA | Existing | Space Heating | Natural Gas | Boiler | A | WIE2 | AFUE 80% (Standard) | AFUE 85% | 25 | 49.0056 | 0 | 0 | 6982.75 | 0 | 0 | 0 | 0.5 | 0.25 | 800 kBtu/hr | 51.55% | 100% | Lost Oppurtunity | LO12Med | 84.74% | TBD | 0% | 15160.0737 |  | 9096.0442 |  | 0.013721 | GBLR-Heating-AEO15-7 | GBLR-Heating-AEO15-7 | GBLR-Heating-AEO15-7 | AFUE 80% (Standard) | AFUE 80% (Standard) | AFUE 80% (Standard) | AFUE 80% (Standard) | AFUE 80% (Standard) | AFUE 80% (Standard) | AFUE 80% (Standard) | AFUE 80% (Standard) | AFUE 80% (Standard) | AFUE 80% (Standard) | AFUE 80% (Standard) | AFUE 80% (Standard) | AFUE 80% (Standard) | AFUE 80% (Standard) | AFUE 80% (Standard) | AFUE 80% (Standard) | AFUE 80% (Standard) | AFUE 80% (Standard) | AFUE 80% (Standard) | AFUE 80% (Standard) | AFUE 80% (Standard) | AFUE 80% (Standard) | AFUE 80% (Standard) | AFUE 80% (Standard) | AFUE 80% (Standard) | AFUE 80% (Standard) | AFUE 80% (Standard) | AFUE 85% | AFUE 85% | AFUE 85% | AFUE 85% | AFUE 85% | AFUE 85% | AFUE 85% | AFUE 85% | AFUE 85% | AFUE 85% | AFUE 85% | AFUE 85% | AFUE 85% | AFUE 85% | AFUE 85% | AFUE 85% | AFUE 85% | AFUE 85% | AFUE 85% | AFUE 85% | AFUE 85% | AFUE 85% | AFUE 85% | AFUE 85% | AFUE 85% | AFUE 85% | AFUE 85% | 6982.75 | 6982.75 | 6982.75 | 6982.75 | 6982.75 | 6982.75 | 6982.75 | 6982.75 | 6982.75 | 6982.75 | 6982.75 | 6982.75 | 6982.75 | 6982.75 | 6982.75 | 6982.75 | 6982.75 | 6982.75 | 6982.75 | 6982.75 | 6982.75 | 6982.75 | 6982.75 | 6982.7461 | 6982.7461 | 6982.7461 | 6982.7461 | 0 | 358.4976 | 357.1075 | 357.1075 | 357.1075 | 357.1075 | 357.1075 | 357.1075 | 357.1075 | 357.1075 | 357.1075 | 357.1075 | 357.1075 | 357.1075 | 357.1075 | 357.1075 | 357.1075 | 357.1075 | 357.1075 | 357.1075 | 357.1075 | 357.1075 | 357.1075 | 357.1075 | 357.1075 | 357.1075 | 357.1075 | 1.0755 | 1.0656 | 1.055 | 1.0437 | 1.0319 | 1.0196 | 1.0069 | 0.99397 | 0.98077 | 0.96737 | 0.95383 | 0.94019 | 0.92649 | 0.91275 | 0.89901 | 0.8853 | 0.87163 | 0.85803 | 0.84451 | 0.83109 | 0.81093 | 0.79236 | 0.77514 | 0.75909 | 0.74403 | 1.0755 | 2.1411 | 3.196 | 4.2397 | 5.2716 | 6.2912 | 7.2981 | 8.2921 | 9.2728 | 10.2402 | 11.194 | 12.1342 | 13.0607 | 13.9734 | 14.8725 | 15.7578 | 16.6294 | 17.4874 | 18.3319 | 19.163 | 19.974 | 20.7663 | 21.5415 | 22.3005 | 23.0446 | 3.0117 | 2.984 | 2.9542 | 2.9226 | 2.8895 | 2.8551 | 2.8197 | 2.7834 | 2.7464 | 2.7089 | 2.671 | 2.6328 | 2.5944 | 2.556 | 2.5175 | 2.4791 | 2.4408 | 2.4027 | 2.3649 | 2.3273 | 2.2708 | 2.2188 | 2.1706 | 2.1257 | 2.0835 | 3.0117 | 5.9956 | 8.9498 | 11.8724 | 14.7619 | 17.617 | 20.4367 | 23.2201 | 25.9665 | 28.6754 | 31.3464 | 33.9792 | 36.5736 | 39.1295 | 41.647 | 44.1261 | 46.5669 | 48.9696 | 51.3345 | 53.6618 | 55.9326 | 58.1515 | 60.3221 | 62.4477 | 64.5312 | 0.013721 | 0.02719 | 0.040377 | 0.053261 | 0.065822 | 0.076746 | 0.085043 | 0.091253 | 0.095807 | 0.099048 | 0.10125 | 0.10263 | 0.10337 | 0.10359 | 0.10342 | 0.10293 | 0.10135 | 0.099773 | 0.098201 | 0.096641 | 0.094297 | 0.092137 | 0.090135 | 0.088268 | 0.086518 | 0.013721 | 0.040911 | 0.081288 | 0.13455 | 0.20037 | 0.27712 | 0.36216 | 0.45341 | 0.54922 | 0.64827 | 0.74952 | 0.85215 | 0.95552 | 1.0591 | 1.1625 | 1.2655 | 1.3668 | 1.4666 | 1.5648 | 1.6614 | 1.7557 | 1.8479 | 1.938 | 2.0263 | 2.1128 | 0.27999 | 0.55483 | 0.82393 | 1.0868 | 1.3432 | 1.5661 | 1.7354 | 1.8621 | 1.955 | 2.0211 | 2.0661 | 2.0943 | 2.1093 | 2.1139 | 2.1104 | 2.1004 | 2.0682 | 2.0359 | 2.0039 | 1.972 | 1.9242 | 1.8801 | 1.8393 | 1.8012 | 1.7655 | 0.27999 | 0.83482 | 1.6588 | 2.7456 | 4.0887 | 5.6548 | 7.3902 | 9.2523 | 11.2073 | 13.2284 | 15.2945 | 17.3888 | 19.4981 | 21.612 | 23.7224 | 25.8228 | 27.891 | 29.9269 | 31.9308 | 33.9028 | 35.827 | 37.7072 | 39.5464 | 41.3476 | 43.1131 | 0 | 0 | 0 | 0 | 0 | 0 | 0 | 0 | 0 | 0 | 0 | 0 | 0 | 0 | 0 | 0 | 0 | 0 | 0 | 0 | 0 | 0 | 0 | 0 | 0 | 0 | 0 | 0 | 0 | 0 | 0 | 0 | 0 | 0 | 0 | 0 | 0 | 0 | 0 | 0 | 0 | 0 | 0 | 0 | 0 | 0 | 0 | 0 | 0 | 0 | 0 | 0 | 0 | 0 | 0 | 0 | 0 | 0 | 0 | 0 | 0 | 0 | 0 | 0 | 0 | 0 | 0 | 0 | 0 | 0 | 0 | 0 | 0 | 0 | 0 | 0 | 0 | 0 | 0 | 0 | 0 | 0 | 0 | 0 | 0 | 0 | 0 | 0 | 0 | 0 | 0 | 0 | 0 | 0 | 0 | 0 | 0 | 0 | 0 | 0 | 0 | 0 | 0 | 0 | 0 | 0 | 0 | 0 | 0 | 0 | 0 | 0 | 0 | 0 | 0 | 0 | 0 | 0 | 0 | 0 | 0 | 0 | 0 | 0 | 0 | 0 | 0 | 0 | 0 | 0 | 0 | 0 | 0 | 0 | 0 | 0 | 0 | 0 | 0 | 0 | 0 | 0 | 0 | 0 | 0 | 0 | 0 | 0 | 0 | 0 | 0 | 0 | 0 | 0 | 0 | 0 | 0 | 0 | 0 | 0 | 0 | 0 | 0 | 0 | 0 | 0 | 0 | 0 | 0 | 0 | 0 | 0 | 0 | 0 | 0 | 0 | 0 | 0 | 0 | 0 | 0 | 0 | 0 | 0 | 0 | 0 | 0 | 0 | 0 | 0 | 0 | 0 | 0 | 0 | 0 | 0 | 0 | 0 | 0 | 0 | 15160.0737 | 15160.0737 | 15160.0737 | 15160.0737 | 15160.0737 | 15160.0737 | 15160.0737 | 15160.0737 | 15160.0737 | 15160.0737 | 15160.0737 | 15160.0737 | 15160.0737 | 15160.0737 | 15160.0737 | 15160.0737 | 15160.0737 | 15160.0737 | 15160.0737 | 15160.0737 | 15160.0737 | 15160.0654 | 15160.0654 | 15160.0654 | 15160.0654 | 9096.0442 | 9096.0442 | 9096.0442 | 9096.0442 | 9096.0442 | 9096.0442 | 9096.0442 | 9096.0442 | 9096.0442 | 9096.0442 | 9096.0442 | 9096.0442 | 9096.0442 | 9096.0442 | 9096.0442 | 9096.0442 | 9096.0442 | 9096.0442 | 9096.0442 | 9096.0442 | 9096.0442 | 9096.0392 | 9096.0392 | 9096.0392 | 9096.0392
WA_Industrial_Industrial - WA_Existing_Space Heating_Natural Gas_Unit Heater_A | WA | Industrial | Industrial - WA | Existing | Space Heating | Natural Gas | Unit Heater | A | WIE3 | Standard | Infrared Radiant | 15 | 191096.8947 | 0 | 0 | 16127.37 | -2197.29 | 0 | 0 | 0.5 | 0.25 | 120 unit | 16.15% | 100% | Lost Oppurtunity | LO12Med | 84.74% | TBD | 0% | 23.015 |  | 6.91 |  | 0.0073182 | Xcel CO 2021/22 DSM Plan/TRM p.424 | Xcel CO 2021/22 DSM Plan/TRM p.416 | Xcel CO 2021/22 DSM Plan/TRM p.416 | Standard | Standard | Standard | Standard | Standard | Standard | Standard | Standard | Standard | Standard | Standard | Standard | Standard | Standard | Standard | Standard | Standard | Standard | Standard | Standard | Standard | Standard | Standard | Standard | Standard | Standard | Standard | Infrared Radiant | Infrared Radiant | Infrared Radiant | Infrared Radiant | Infrared Radiant | Infrared Radiant | Infrared Radiant | Infrared Radiant | Infrared Radiant | Infrared Radiant | Infrared Radiant | Infrared Radiant | Infrared Radiant | Infrared Radiant | Infrared Radiant | Infrared Radiant | Infrared Radiant | Infrared Radiant | Infrared Radiant | Infrared Radiant | Infrared Radiant | Infrared Radiant | Infrared Radiant | Infrared Radiant | Infrared Radiant | Infrared Radiant | Infrared Radiant | 16127.37 | 16127.37 | 16127.37 | 16127.37 | 16127.37 | 16127.37 | 16127.37 | 16127.37 | 16127.37 | 16127.37 | 16127.37 | 16127.37 | 16127.37 | 16127.37 | 16127.37 | 16127.37 | 16127.37 | 16127.37 | 16127.37 | 16127.37 | 16127.37 | 16127.37 | 16127.37 | 16127.3721 | 16127.3721 | 16127.3721 | 16127.3721 | 0 | 191840.798 | 191096.8947 | 191096.8947 | 191096.8947 | 191096.8947 | 191096.8947 | 191096.8947 | 191096.8947 | 191096.8947 | 191096.8947 | 191096.8947 | 191096.8947 | 191096.8947 | 191096.8947 | 191096.8947 | 191096.8947 | 191096.8947 | 191096.8947 | 191096.8947 | 191096.8947 | 191096.8947 | 191096.8947 | 191096.8947 | 191096.8947 | 191096.8947 | 191096.8947 | 0.078718 | 0.084278 | 0.089005 | 0.092992 | 0.096322 | 0.099068 | 0.1013 | 0.10307 | 0.10443 | 0.10544 | 0.10613 | 0.10654 | 0.10671 | 0.10666 | 0.10642 | 0.021329 | 0.010523 | 0.0014922 | 0 | 0 | 0 | 0 | 0 | 0 | 0 | 0.078718 | 0.163 | 0.252 | 0.34499 | 0.44131 | 0.54038 | 0.64168 | 0.74475 | 0.84918 | 0.95462 | 1.0608 | 1.1673 | 1.274 | 1.3807 | 1.4871 | 1.5084 | 1.5189 | 1.5204 | 1.5204 | 1.5204 | 1.5204 | 1.5204 | 1.5204 | 1.5204 | 1.5204 | 0.00041192 | 0.00044102 | 0.00046576 | 0.00048662 | 0.00050405 | 0.00051842 | 0.00053008 | 0.00053935 | 0.0005465 | 0.00055177 | 0.00055539 | 0.00055754 | 0.0005584 | 0.00055814 | 0.00055688 | 0.00011161 | 5.5066e-05 | 7.8087e-06 | 0 | 0 | 0 | 0 | 0 | 0 | 0 | 0.00041192 | 0.00085295 | 0.0013187 | 0.0018053 | 0.0023094 | 0.0028278 | 0.0033579 | 0.0038972 | 0.0044437 | 0.0049955 | 0.0055509 | 0.0061084 | 0.0066668 | 0.007225 | 0.0077818 | 0.0078935 | 0.0079485 | 0.0079563 | 0.0079563 | 0.0079563 | 0.0079563 | 0.0079563 | 0.0079563 | 0.0079563 | 0.0079563 | 0.0073182 | 0.01567 | 0.024824 | 0.034581 | 0.044774 | 0.05434 | 0.062344 | 0.068953 | 0.074341 | 0.078671 | 0.082097 | 0.084752 | 0.086756 | 0.088212 | 0.089208 | 0.077447 | 0.064657 | 0.051858 | 0.03912 | 0.026495 | 0.01495 | 0.0053395 | 0 | 0 | 0 | 0.0073182 | 0.022989 | 0.047813 | 0.082394 | 0.12717 | 0.18151 | 0.24385 | 0.3128 | 0.38715 | 0.46582 | 0.54791 | 0.63267 | 0.71942 | 0.80763 | 0.89684 | 0.97429 | 1.0389 | 1.0908 | 1.1299 | 1.1564 | 1.1714 | 1.1767 | 1.1767 | 1.1767 | 1.1767 | 3.8296e-05 | 8.2002e-05 | 0.0001299 | 0.00018096 | 0.0002343 | 0.00028436 | 0.00032624 | 0.00036083 | 0.00038902 | 0.00041168 | 0.00042961 | 0.0004435 | 0.00045399 | 0.00046161 | 0.00046682 | 0.00040528 | 0.00033834 | 0.00027137 | 0.00020471 | 0.00013865 | 7.8235e-05 | 2.7941e-05 | 0 | 0 | 0 | 3.8296e-05 | 0.0001203 | 0.0002502 | 0.00043116 | 0.00066546 | 0.00094982 | 0.0012761 | 0.0016369 | 0.0020259 | 0.0024376 | 0.0028672 | 0.0033107 | 0.0037647 | 0.0042263 | 0.0046931 | 0.0050984 | 0.0054367 | 0.0057081 | 0.0059128 | 0.0060515 | 0.0061297 | 0.0061576 | 0.0061576 | 0.0061576 | 0.0061576 | 0.0073182 | 0.01567 | 0.024824 | 0.034581 | 0.044774 | 0.05434 | 0.062344 | 0.068953 | 0.074341 | 0.078671 | 0.082097 | 0.084752 | 0.086756 | 0.088212 | 0.089208 | 0.077447 | 0.064657 | 0.051858 | 0.03912 | 0.026495 | 0.01495 | 0.0053395 | 0 | 0 | 0 | 0.0073182 | 0.022989 | 0.047813 | 0.082394 | 0.12717 | 0.18151 | 0.24385 | 0.3128 | 0.38715 | 0.46582 | 0.54791 | 0.63267 | 0.71942 | 0.80763 | 0.89684 | 0.97429 | 1.0389 | 1.0908 | 1.1299 | 1.1564 | 1.1714 | 1.1767 | 1.1767 | 1.1767 | 1.1767 | 3.8296e-05 | 8.2002e-05 | 0.0001299 | 0.00018096 | 0.0002343 | 0.00028436 | 0.00032624 | 0.00036083 | 0.00038902 | 0.00041168 | 0.00042961 | 0.0004435 | 0.00045399 | 0.00046161 | 0.00046682 | 0.00040528 | 0.00033834 | 0.00027137 | 0.00020471 | 0.00013865 | 7.8235e-05 | 2.7941e-05 | 0 | 0 | 0 | 3.8296e-05 | 0.0001203 | 0.0002502 | 0.00043116 | 0.00066546 | 0.00094982 | 0.0012761 | 0.0016369 | 0.0020259 | 0.0024376 | 0.0028672 | 0.0033107 | 0.0037647 | 0.0042263 | 0.0046931 | 0.0050984 | 0.0054367 | 0.0057081 | 0.0059128 | 0.0060515 | 0.0061297 | 0.0061576 | 0.0061576 | 0.0061576 | 0.0061576 | 0.0073182 | 0.01567 | 0.024824 | 0.034581 | 0.044774 | 0.05434 | 0.062344 | 0.068953 | 0.074341 | 0.078671 | 0.082097 | 0.084752 | 0.086756 | 0.088212 | 0.089208 | 0.077447 | 0.064657 | 0.051858 | 0.03912 | 0.026495 | 0.01495 | 0.0053395 | 0 | 0 | 0 | 0.0073182 | 0.022989 | 0.047813 | 0.082394 | 0.12717 | 0.18151 | 0.24385 | 0.3128 | 0.38715 | 0.46582 | 0.54791 | 0.63267 | 0.71942 | 0.80763 | 0.89684 | 0.97429 | 1.0389 | 1.0908 | 1.1299 | 1.1564 | 1.1714 | 1.1767 | 1.1767 | 1.1767 | 1.1767 | 3.8296e-05 | 8.2002e-05 | 0.0001299 | 0.00018096 | 0.0002343 | 0.00028436 | 0.00032624 | 0.00036083 | 0.00038902 | 0.00041168 | 0.00042961 | 0.0004435 | 0.00045399 | 0.00046161 | 0.00046682 | 0.00040528 | 0.00033834 | 0.00027137 | 0.00020471 | 0.00013865 | 7.8235e-05 | 2.7941e-05 | 0 | 0 | 0 | 3.8296e-05 | 0.0001203 | 0.0002502 | 0.00043116 | 0.00066546 | 0.00094982 | 0.0012761 | 0.0016369 | 0.0020259 | 0.0024376 | 0.0028672 | 0.0033107 | 0.0037647 | 0.0042263 | 0.0046931 | 0.0050984 | 0.0054367 | 0.0057081 | 0.0059128 | 0.0060515 | 0.0061297 | 0.0061576 | 0.0061576 | 0.0061576 | 0.0061576 | 23.015 | 23.015 | 23.015 | 23.015 | 23.015 | 23.015 | 23.015 | 23.015 | 23.015 | 23.015 | 23.015 | 23.015 | 23.015 | 23.015 | 23.015 | 23.015 | 23.015 | 23.015 | 23.015 | 23.015 | 23.015 | 23.015 | 23.015 | 23.015 | 23.015 | 6.91 | 6.91 | 6.91 | 6.91 | 6.91 | 6.91 | 6.91 | 6.91 | 6.91 | 6.91 | 6.91 | 6.91 | 6.91 | 6.91 | 6.91 | 6.91 | 6.91 | 6.91 | 6.91 | 6.91 | 6.91 | 6.91 | 6.91 | 6.91 | 6.91
WA_Industrial_Industrial - WA_New_Space Heating_Natural Gas_Furnace_A | WA | Industrial | Industrial - WA | New | Space Heating | Natural Gas | Furnace | A | WIE4 | AFUE 80% (Standard) | AFUE 90% | 23 | 36.4403 | 0 | 0 | 956.79 | -5.32 | 0 | 0 | 0.5 | 0.25 | 400 kBtu/hr | 32.3% | 100% | Lost Oppurtunity | LO12Med | 84.74% | TBD | 0% | 5781.263 |  | 3302.0506 |  | 0.021877 | GFURN-Heating-EIA14-2014 Ref. Case-3 | GFURN-Heating-ILTRM-v5.0-191 | AEG BEST | AFUE 80% (Standard) | AFUE 80% (Standard) | AFUE 80% (Standard) | AFUE 90% | AFUE 90% | AFUE 90% | AFUE 90% | AFUE 90% | AFUE 90% | AFUE 90% | AFUE 90% | AFUE 90% | AFUE 90% | AFUE 90% | AFUE 90% | AFUE 90% | AFUE 90% | AFUE 90% | AFUE 90% | AFUE 90% | AFUE 90% | AFUE 90% | AFUE 90% | AFUE 90% | AFUE 90% | AFUE 90% | AFUE 90% | AFUE 90% | AFUE 90% | AFUE 90% | AFUE 96% | AFUE 96% | AFUE 96% | AFUE 96% | AFUE 96% | AFUE 96% | AFUE 96% | AFUE 96% | AFUE 96% | AFUE 96% | AFUE 96% | AFUE 96% | AFUE 96% | AFUE 96% | AFUE 96% | AFUE 96% | AFUE 96% | AFUE 96% | AFUE 96% | AFUE 96% | AFUE 96% | AFUE 96% | AFUE 96% | AFUE 96% | 956.79 | 956.79 | 956.79 | 956.79 | 956.79 | 956.79 | 956.79 | 956.79 | 956.79 | 956.79 | 956.79 | 956.79 | 956.79 | 956.79 | 956.79 | 956.79 | 956.79 | 956.79 | 956.79 | 956.79 | 956.79 | 956.79 | 956.79 | 956.7894 | 956.7894 | 956.7894 | 956.7894 | 0 | 54.8732 | 54.6604 | 18.2201 | 18.2201 | 18.2201 | 18.2201 | 18.2201 | 18.2201 | 18.2201 | 18.2201 | 18.2201 | 18.2201 | 18.2201 | 18.2201 | 18.2201 | 18.2201 | 18.2201 | 18.2201 | 18.2201 | 18.2201 | 18.2201 | 18.2201 | 18.2201 | 18.2201 | 18.2201 | 18.2201 | 0.35298 | 0.085178 | 0.066939 | 0.054316 | 0.037443 | 0.036809 | 0.036185 | 0.035573 | 0.03497 | 0.034379 | 0.033797 | 0.033226 | 0.032664 | 0.032112 | 0.03157 | 0.031037 | 0.030513 | 0.040697 | 0.048419 | 0.053018 | 0.05583 | 0.057426 | 0.057573 | 0 | 0 | 0.35298 | 0.20284 | 0.26977 | 0.32409 | 0.36153 | 0.39834 | 0.43453 | 0.4701 | 0.50507 | 0.53945 | 0.57325 | 0.60647 | 0.63914 | 0.67125 | 0.70282 | 0.73386 | 0.76437 | 0.80507 | 0.85348 | 0.9065 | 0.96233 | 1.0198 | 1.0773 | 1.0773 | 1.0773 | 6.4576 | 4.6749 | 3.6739 | 2.9811 | 2.055 | 2.0202 | 1.986 | 1.9524 | 1.9193 | 1.8869 | 1.8549 | 1.8236 | 1.7927 | 1.7625 | 1.7327 | 1.7034 | 1.6747 | 2.2336 | 2.6574 | 2.9098 | 3.0642 | 3.1518 | 3.1598 | 0 | 0 | 6.4576 | 11.1325 | 14.8064 | 17.7875 | 19.8426 | 21.8628 | 23.8488 | 25.8012 | 27.7205 | 29.6074 | 31.4623 | 33.2859 | 35.0786 | 36.8411 | 38.5737 | 40.2772 | 41.9518 | 44.1855 | 46.8429 | 49.7527 | 52.8169 | 55.9687 | 59.1286 | 59.1286 | 59.1286 | 0.021877 | 0.015838 | 0.01867 | 0.020199 | 0.017405 | 0.02019 | 0.02227 | 0.023798 | 0.024893 | 0.02565 | 0.026143 | 0.02643 | 0.026556 | 0.026558 | 0.026464 | 0.026296 | 0.025854 | 0.034484 | 0.041028 | 0.044925 | 0.047308 | 0.04866 | 0.048785 | 0.037896 | 0.032978 | 0.021877 | 0.015838 | 0.034507 | 0.054706 | 0.072111 | 0.092301 | 0.11457 | 0.13837 | 0.16326 | 0.18891 | 0.21506 | 0.24149 | 0.26804 | 0.2946 | 0.32107 | 0.34736 | 0.37322 | 0.4077 | 0.44873 | 0.49365 | 0.54096 | 0.58962 | 0.63841 | 0.68724 | 0.72022 | 0.60035 | 0.86924 | 1.0247 | 1.1086 | 0.95527 | 1.1081 | 1.2223 | 1.3061 | 1.3663 | 1.4078 | 1.4349 | 1.4506 | 1.4575 | 1.4576 | 1.4525 | 1.4432 | 1.419 | 1.8926 | 2.2518 | 2.4657 | 2.5965 | 2.6707 | 2.6775 | 2.0799 | 1.81 | 0.60035 | 1.4696 | 2.4943 | 3.6029 | 4.5581 | 5.6662 | 6.8885 | 8.1947 | 9.5609 | 10.9687 | 12.4036 | 13.8542 | 15.3117 | 16.7693 | 18.2218 | 19.6651 | 21.084 | 22.9767 | 25.2285 | 27.6941 | 30.2906 | 32.9613 | 35.6388 | 37.7187 | 39.5287 | 0 | 0 | 0 | 0 | 0 | 0 | 0 | 0 | 0 | 0 | 0 | 0 | 0 | 0 | 0 | 0 | 0 | 0 | 0 | 0 | 0 | 0 | 0 | 0 | 0 | 0 | 0 | 0 | 0 | 0 | 0 | 0 | 0 | 0 | 0 | 0 | 0 | 0 | 0 | 0 | 0 | 0 | 0 | 0 | 0 | 0 | 0 | 0 | 0 | 0 | 0 | 0 | 0 | 0 | 0 | 0 | 0 | 0 | 0 | 0 | 0 | 0 | 0 | 0 | 0 | 0 | 0 | 0 | 0 | 0 | 0 | 0 | 0 | 0 | 0 | 0 | 0 | 0 | 0 | 0 | 0 | 0 | 0 | 0 | 0 | 0 | 0 | 0 | 0 | 0 | 0 | 0 | 0 | 0 | 0 | 0 | 0 | 0 | 0 | 0 | 0 | 0 | 0 | 0 | 0 | 0 | 0 | 0 | 0 | 0 | 0 | 0 | 0 | 0 | 0 | 0 | 0 | 0 | 0 | 0 | 0 | 0 | 0 | 0 | 0 | 0 | 0 | 0 | 0 | 0 | 0 | 0 | 0 | 0 | 0 | 0 | 0 | 0 | 0 | 0 | 0 | 0 | 0 | 0 | 0 | 0 | 0 | 0 | 0 | 0 | 0 | 0 | 0 | 0 | 0 | 0 | 0 | 0 | 0 | 0 | 0 | 0 | 0 | 0 | 0 | 0 | 0 | 0 | 0 | 0 | 0 | 0 | 0 | 0 | 0 | 0 | 0 | 0 | 0 | 0 | 0 | 0 | 0 | 0 | 0 | 0 | 0 | 0 | 0 | 0 | 0 | 0 | 0 | 0 | 0 | 0 | 0 | 0 | 0 | 0 | 3035.1631 | 6070.3261 | 6070.3261 | 6070.3261 | 6070.3261 | 6070.3261 | 6070.3261 | 6070.3261 | 6070.3261 | 6070.3261 | 6070.3261 | 6070.3261 | 6070.3261 | 6070.3261 | 6070.3261 | 6070.3261 | 6070.3261 | 6070.3261 | 6070.3261 | 6070.3261 | 6070.3261 | 6070.3228 | 6070.3228 | 6070.3228 | 6070.3228 | 1733.5766 | 3467.1532 | 3467.1532 | 3467.1532 | 3467.1532 | 3467.1532 | 3467.1532 | 3467.1532 | 3467.1532 | 3467.1532 | 3467.1532 | 3467.1532 | 3467.1532 | 3467.1532 | 3467.1532 | 3467.1532 | 3467.1532 | 3467.1532 | 3467.1532 | 3467.1532 | 3467.1532 | 3467.1511 | 3467.1511 | 3467.1511 | 3467.1511
WA_Industrial_Industrial - WA_New_Space Heating_Natural Gas_Boiler_A | WA | Industrial | Industrial - WA | New | Space Heating | Natural Gas | Boiler | A | WIE5 | AFUE 80% (Standard) | AFUE 85% | 25 | 43.9194 | 0 | 0 | 6982.75 | 0 | 0 | 0 | 0.5 | 0.25 | 800 kBtu/hr | 51.55% | 100% | Lost Oppurtunity | LO12Med | 84.74% | TBD | 0% | 16915.7318 |  | 10149.4391 |  | 0.021039 | GBLR-Heating-AEO15-7 | GBLR-Heating-AEO15-7 | GBLR-Heating-AEO15-7 | AFUE 80% (Standard) | AFUE 80% (Standard) | AFUE 80% (Standard) | AFUE 80% (Standard) | AFUE 80% (Standard) | AFUE 80% (Standard) | AFUE 80% (Standard) | AFUE 80% (Standard) | AFUE 80% (Standard) | AFUE 80% (Standard) | AFUE 80% (Standard) | AFUE 80% (Standard) | AFUE 80% (Standard) | AFUE 80% (Standard) | AFUE 80% (Standard) | AFUE 80% (Standard) | AFUE 80% (Standard) | AFUE 80% (Standard) | AFUE 80% (Standard) | AFUE 80% (Standard) | AFUE 80% (Standard) | AFUE 80% (Standard) | AFUE 80% (Standard) | AFUE 80% (Standard) | AFUE 80% (Standard) | AFUE 80% (Standard) | AFUE 80% (Standard) | AFUE 85% | AFUE 85% | AFUE 85% | AFUE 85% | AFUE 85% | AFUE 85% | AFUE 85% | AFUE 85% | AFUE 85% | AFUE 85% | AFUE 85% | AFUE 85% | AFUE 85% | AFUE 85% | AFUE 85% | AFUE 85% | AFUE 85% | AFUE 85% | AFUE 85% | AFUE 85% | AFUE 85% | AFUE 85% | AFUE 85% | AFUE 85% | AFUE 85% | AFUE 85% | AFUE 85% | 6982.75 | 6982.75 | 6982.75 | 6982.75 | 6982.75 | 6982.75 | 6982.75 | 6982.75 | 6982.75 | 6982.75 | 6982.75 | 6982.75 | 6982.75 | 6982.75 | 6982.75 | 6982.75 | 6982.75 | 6982.75 | 6982.75 | 6982.75 | 6982.75 | 6982.75 | 6982.75 | 6982.7461 | 6982.7461 | 6982.7461 | 6982.7461 | 0 | 321.2051 | 319.9595 | 319.9595 | 319.9595 | 319.9595 | 319.9595 | 319.9595 | 319.9595 | 319.9595 | 319.9595 | 319.9595 | 319.9595 | 319.9595 | 319.9595 | 319.9595 | 319.9595 | 319.9595 | 319.9595 | 319.9595 | 319.9595 | 319.9595 | 319.9595 | 319.9595 | 319.9595 | 319.9595 | 319.9595 | 1.6487 | 1.1935 | 0.93798 | 0.7611 | 0.52467 | 0.51578 | 0.50705 | 0.49846 | 0.49002 | 0.48173 | 0.47358 | 0.46557 | 0.4577 | 0.44997 | 0.44237 | 0.4349 | 0.42756 | 0.42034 | 0.41325 | 0.40629 | 0.57662 | 0.70366 | 0.77728 | 0.82049 | 0.84322 | 1.6487 | 2.8422 | 3.7802 | 4.5413 | 5.066 | 5.5818 | 6.0888 | 6.5873 | 7.0773 | 7.559 | 8.0326 | 8.4982 | 8.9559 | 9.4059 | 9.8482 | 10.2831 | 10.7107 | 11.131 | 11.5443 | 11.9506 | 12.5272 | 13.2308 | 14.0081 | 14.8286 | 15.6718 | 5.1528 | 3.7303 | 2.9315 | 2.3787 | 1.6398 | 1.612 | 1.5847 | 1.5579 | 1.5315 | 1.5056 | 1.4801 | 1.4551 | 1.4305 | 1.4063 | 1.3826 | 1.3592 | 1.3363 | 1.3137 | 1.2916 | 1.2698 | 1.8022 | 2.1992 | 2.4293 | 2.5644 | 2.6354 | 5.1528 | 8.8831 | 11.8147 | 14.1934 | 15.8332 | 17.4452 | 19.0299 | 20.5878 | 22.1193 | 23.6249 | 25.1051 | 26.5602 | 27.9907 | 29.397 | 30.7796 | 32.1388 | 33.4751 | 34.7889 | 36.0804 | 37.3503 | 39.1524 | 41.3516 | 43.7809 | 46.3453 | 48.9807 | 0.021039 | 0.030463 | 0.03591 | 0.038851 | 0.033478 | 0.038834 | 0.042835 | 0.045774 | 0.047881 | 0.049337 | 0.050285 | 0.050836 | 0.051079 | 0.051083 | 0.050902 | 0.050579 | 0.049729 | 0.048891 | 0.048067 | 0.047256 | 0.067068 | 0.081845 | 0.090408 | 0.095434 | 0.098077 | 0.021039 | 0.051502 | 0.087412 | 0.12626 | 0.15974 | 0.19857 | 0.24141 | 0.28718 | 0.33506 | 0.3844 | 0.43469 | 0.48552 | 0.5366 | 0.58768 | 0.63859 | 0.68916 | 0.73889 | 0.78778 | 0.83585 | 0.88311 | 0.95017 | 1.032 | 1.1224 | 1.2179 | 1.3159 | 0.47905 | 0.6936 | 0.81762 | 0.88459 | 0.76225 | 0.88421 | 0.97532 | 1.0422 | 1.0902 | 1.1233 | 1.1449 | 1.1575 | 1.163 | 1.1631 | 1.159 | 1.1516 | 1.1323 | 1.1132 | 1.0944 | 1.076 | 1.5271 | 1.8635 | 2.0585 | 2.1729 | 2.2331 | 0.47905 | 1.1726 | 1.9903 | 2.8749 | 3.6371 | 4.5213 | 5.4966 | 6.5389 | 7.6291 | 8.7524 | 9.8973 | 11.0548 | 12.2178 | 13.3809 | 14.5399 | 15.6916 | 16.8238 | 17.937 | 19.0315 | 20.1074 | 21.6345 | 23.498 | 25.5565 | 27.7294 | 29.9626 | 0 | 0 | 0 | 0 | 0 | 0 | 0 | 0 | 0 | 0 | 0 | 0 | 0 | 0 | 0 | 0 | 0 | 0 | 0 | 0 | 0 | 0 | 0 | 0 | 0 | 0 | 0 | 0 | 0 | 0 | 0 | 0 | 0 | 0 | 0 | 0 | 0 | 0 | 0 | 0 | 0 | 0 | 0 | 0 | 0 | 0 | 0 | 0 | 0 | 0 | 0 | 0 | 0 | 0 | 0 | 0 | 0 | 0 | 0 | 0 | 0 | 0 | 0 | 0 | 0 | 0 | 0 | 0 | 0 | 0 | 0 | 0 | 0 | 0 | 0 | 0 | 0 | 0 | 0 | 0 | 0 | 0 | 0 | 0 | 0 | 0 | 0 | 0 | 0 | 0 | 0 | 0 | 0 | 0 | 0 | 0 | 0 | 0 | 0 | 0 | 0 | 0 | 0 | 0 | 0 | 0 | 0 | 0 | 0 | 0 | 0 | 0 | 0 | 0 | 0 | 0 | 0 | 0 | 0 | 0 | 0 | 0 | 0 | 0 | 0 | 0 | 0 | 0 | 0 | 0 | 0 | 0 | 0 | 0 | 0 | 0 | 0 | 0 | 0 | 0 | 0 | 0 | 0 | 0 | 0 | 0 | 0 | 0 | 0 | 0 | 0 | 0 | 0 | 0 | 0 | 0 | 0 | 0 | 0 | 0 | 0 | 0 | 0 | 0 | 0 | 0 | 0 | 0 | 0 | 0 | 0 | 0 | 0 | 0 | 0 | 0 | 0 | 0 | 0 | 0 | 0 | 0 | 0 | 0 | 0 | 0 | 0 | 0 | 0 | 0 | 0 | 0 | 0 | 0 | 0 | 0 | 0 | 0 | 0 | 0 | 16915.7318 | 16915.7318 | 16915.7318 | 16915.7318 | 16915.7318 | 16915.7318 | 16915.7318 | 16915.7318 | 16915.7318 | 16915.7318 | 16915.7318 | 16915.7318 | 16915.7318 | 16915.7318 | 16915.7318 | 16915.7318 | 16915.7318 | 16915.7318 | 16915.7318 | 16915.7318 | 16915.7318 | 16915.7224 | 16915.7224 | 16915.7224 | 16915.7224 | 10149.4391 | 10149.4391 | 10149.4391 | 10149.4391 | 10149.4391 | 10149.4391 | 10149.4391 | 10149.4391 | 10149.4391 | 10149.4391 | 10149.4391 | 10149.4391 | 10149.4391 | 10149.4391 | 10149.4391 | 10149.4391 | 10149.4391 | 10149.4391 | 10149.4391 | 10149.4391 | 10149.4391 | 10149.4335 | 10149.4335 | 10149.4335 | 10149.4335
WA_Industrial_Industrial - WA_New_Space Heating_Natural Gas_Unit Heater_A | WA | Industrial | Industrial - WA | New | Space Heating | Natural Gas | Unit Heater | A | WIE6 | Standard | Infrared Radiant | 15 | 191096.8947 | 0 | 0 | 16127.37 | -2197.29 | 0 | 0 | 0.5 | 0.25 | 120 unit | 16.15% | 100% | Lost Oppurtunity | LO12Med | 84.74% | TBD | 0% | 23.015 |  | 6.91 |  | 0.01519 | Xcel CO 2021/22 DSM Plan/TRM p.424 | Xcel CO 2021/22 DSM Plan/TRM p.416 | Xcel CO 2021/22 DSM Plan/TRM p.416 | Standard | Standard | Standard | Standard | Standard | Standard | Standard | Standard | Standard | Standard | Standard | Standard | Standard | Standard | Standard | Standard | Standard | Standard | Standard | Standard | Standard | Standard | Standard | Standard | Standard | Standard | Standard | Infrared Radiant | Infrared Radiant | Infrared Radiant | Infrared Radiant | Infrared Radiant | Infrared Radiant | Infrared Radiant | Infrared Radiant | Infrared Radiant | Infrared Radiant | Infrared Radiant | Infrared Radiant | Infrared Radiant | Infrared Radiant | Infrared Radiant | Infrared Radiant | Infrared Radiant | Infrared Radiant | Infrared Radiant | Infrared Radiant | Infrared Radiant | Infrared Radiant | Infrared Radiant | Infrared Radiant | Infrared Radiant | Infrared Radiant | Infrared Radiant | 16127.37 | 16127.37 | 16127.37 | 16127.37 | 16127.37 | 16127.37 | 16127.37 | 16127.37 | 16127.37 | 16127.37 | 16127.37 | 16127.37 | 16127.37 | 16127.37 | 16127.37 | 16127.37 | 16127.37 | 16127.37 | 16127.37 | 16127.37 | 16127.37 | 16127.37 | 16127.37 | 16127.3721 | 16127.3721 | 16127.3721 | 16127.3721 | 0 | 191840.798 | 191096.8947 | 191096.8947 | 191096.8947 | 191096.8947 | 191096.8947 | 191096.8947 | 191096.8947 | 191096.8947 | 191096.8947 | 191096.8947 | 191096.8947 | 191096.8947 | 191096.8947 | 191096.8947 | 191096.8947 | 191096.8947 | 191096.8947 | 191096.8947 | 191096.8947 | 191096.8947 | 191096.8947 | 191096.8947 | 191096.8947 | 191096.8947 | 191096.8947 | 0.16339 | 0.11828 | 0.092954 | 0.075425 | 0.051995 | 0.051114 | 0.050248 | 0.049397 | 0.048561 | 0.04774 | 0.046932 | 0.046138 | 0.045359 | 0.044592 | 0.043839 | 0 | 0 | 0 | 0.0092209 | 0.034846 | 0 | 0 | 0 | 0.010041 | 0.032903 | 0.16339 | 0.28167 | 0.37462 | 0.45004 | 0.50204 | 0.55315 | 0.6034 | 0.6528 | 0.70136 | 0.7491 | 0.79603 | 0.84217 | 0.88753 | 0.93212 | 0.97596 | 0.97596 | 0.97596 | 0.97596 | 0.98518 | 1.02 | 1.02 | 1.02 | 1.02 | 1.0301 | 1.063 | 0.00085499 | 0.00061896 | 0.00048642 | 0.0003947 | 0.00027209 | 0.00026748 | 0.00026295 | 0.00025849 | 0.00025412 | 0.00024982 | 0.00024559 | 0.00024144 | 0.00023736 | 0.00023335 | 0.00022941 | 0 | 0 | 0 | 4.8252e-05 | 0.00018235 | 0 | 0 | 0 | 5.2543e-05 | 0.00017218 | 0.00085499 | 0.0014739 | 0.0019604 | 0.0023551 | 0.0026271 | 0.0028946 | 0.0031576 | 0.0034161 | 0.0036702 | 0.00392 | 0.0041656 | 0.004407 | 0.0046444 | 0.0048777 | 0.0051071 | 0.0051071 | 0.0051071 | 0.0051071 | 0.0051554 | 0.0053377 | 0.0053377 | 0.0053377 | 0.0053377 | 0.0053903 | 0.0055625 | 0.01519 | 0.021993 | 0.025925 | 0.028049 | 0.024169 | 0.028037 | 0.030925 | 0.033047 | 0.034568 | 0.035619 | 0.036303 | 0.036701 | 0.036877 | 0.03688 | 0.036749 | 0.036203 | 0.04002 | 0.042221 | 0.043677 | 0.049415 | 0.04539 | 0.042248 | 0.039788 | 0.037852 | 0.03632 | 0.01519 | 0.037182 | 0.063108 | 0.091156 | 0.11533 | 0.14336 | 0.17429 | 0.20733 | 0.2419 | 0.27752 | 0.31382 | 0.35053 | 0.3874 | 0.42428 | 0.46103 | 0.49723 | 0.53725 | 0.57948 | 0.62315 | 0.67257 | 0.71796 | 0.76021 | 0.79999 | 0.83785 | 0.87417 | 7.9487e-05 | 0.00011509 | 0.00013567 | 0.00014678 | 0.00012648 | 0.00014671 | 0.00016183 | 0.00017293 | 0.00018089 | 0.00018639 | 0.00018997 | 0.00019206 | 0.00019298 | 0.00019299 | 0.00019231 | 0.00018945 | 0.00020942 | 0.00022094 | 0.00022856 | 0.00025859 | 0.00023753 | 0.00022108 | 0.00020821 | 0.00019808 | 0.00019006 | 7.9487e-05 | 0.00019457 | 0.00033024 | 0.00047702 | 0.00060349 | 0.00075021 | 0.00091204 | 0.001085 | 0.0012659 | 0.0014523 | 0.0016422 | 0.0018343 | 0.0020273 | 0.0022203 | 0.0024126 | 0.002602 | 0.0028114 | 0.0030324 | 0.0032609 | 0.0035195 | 0.003757 | 0.0039781 | 0.0041863 | 0.0043844 | 0.0045745 | 0.01519 | 0.021993 | 0.025925 | 0.028049 | 0.024169 | 0.028037 | 0.030925 | 0.033047 | 0.034568 | 0.035619 | 0.036303 | 0.036701 | 0.036877 | 0.03688 | 0.036749 | 0.036203 | 0.04002 | 0.042221 | 0.043677 | 0.049415 | 0.04539 | 0.042248 | 0.039788 | 0.037852 | 0.03632 | 0.01519 | 0.037182 | 0.063108 | 0.091156 | 0.11533 | 0.14336 | 0.17429 | 0.20733 | 0.2419 | 0.27752 | 0.31382 | 0.35053 | 0.3874 | 0.42428 | 0.46103 | 0.49723 | 0.53725 | 0.57948 | 0.62315 | 0.67257 | 0.71796 | 0.76021 | 0.79999 | 0.83785 | 0.87417 | 7.9487e-05 | 0.00011509 | 0.00013567 | 0.00014678 | 0.00012648 | 0.00014671 | 0.00016183 | 0.00017293 | 0.00018089 | 0.00018639 | 0.00018997 | 0.00019206 | 0.00019298 | 0.00019299 | 0.00019231 | 0.00018945 | 0.00020942 | 0.00022094 | 0.00022856 | 0.00025859 | 0.00023753 | 0.00022108 | 0.00020821 | 0.00019808 | 0.00019006 | 7.9487e-05 | 0.00019457 | 0.00033024 | 0.00047702 | 0.00060349 | 0.00075021 | 0.00091204 | 0.001085 | 0.0012659 | 0.0014523 | 0.0016422 | 0.0018343 | 0.0020273 | 0.0022203 | 0.0024126 | 0.002602 | 0.0028114 | 0.0030324 | 0.0032609 | 0.0035195 | 0.003757 | 0.0039781 | 0.0041863 | 0.0043844 | 0.0045745 | 0.01519 | 0.021993 | 0.025925 | 0.028049 | 0.024169 | 0.028037 | 0.030925 | 0.033047 | 0.034568 | 0.035619 | 0.036303 | 0.036701 | 0.036877 | 0.03688 | 0.036749 | 0.036203 | 0.04002 | 0.042221 | 0.043677 | 0.049415 | 0.04539 | 0.042248 | 0.039788 | 0.037852 | 0.03632 | 0.01519 | 0.037182 | 0.063108 | 0.091156 | 0.11533 | 0.14336 | 0.17429 | 0.20733 | 0.2419 | 0.27752 | 0.31382 | 0.35053 | 0.3874 | 0.42428 | 0.46103 | 0.49723 | 0.53725 | 0.57948 | 0.62315 | 0.67257 | 0.71796 | 0.76021 | 0.79999 | 0.83785 | 0.87417 | 7.9487e-05 | 0.00011509 | 0.00013567 | 0.00014678 | 0.00012648 | 0.00014671 | 0.00016183 | 0.00017293 | 0.00018089 | 0.00018639 | 0.00018997 | 0.00019206 | 0.00019298 | 0.00019299 | 0.00019231 | 0.00018945 | 0.00020942 | 0.00022094 | 0.00022856 | 0.00025859 | 0.00023753 | 0.00022108 | 0.00020821 | 0.00019808 | 0.00019006 | 7.9487e-05 | 0.00019457 | 0.00033024 | 0.00047702 | 0.00060349 | 0.00075021 | 0.00091204 | 0.001085 | 0.0012659 | 0.0014523 | 0.0016422 | 0.0018343 | 0.0020273 | 0.0022203 | 0.0024126 | 0.002602 | 0.0028114 | 0.0030324 | 0.0032609 | 0.0035195 | 0.003757 | 0.0039781 | 0.0041863 | 0.0043844 | 0.0045745 | 23.015 | 23.015 | 23.015 | 23.015 | 23.015 | 23.015 | 23.015 | 23.015 | 23.015 | 23.015 | 23.015 | 23.015 | 23.015 | 23.015 | 23.015 | 23.015 | 23.015 | 23.015 | 23.015 | 23.015 | 23.015 | 23.015 | 23.015 | 23.015 | 23.015 | 6.91 | 6.91 | 6.91 | 6.91 | 6.91 | 6.91 | 6.91 | 6.91 | 6.91 | 6.91 | 6.91 | 6.91 | 6.91 | 6.91 | 6.91 | 6.91 | 6.91 | 6.91 | 6.91 | 6.91 | 6.91 | 6.91 | 6.91 | 6.91 | 6.91
ID_Industrial_Industrial - ID_Existing_Space Heating_Natural Gas_Furnace_A | ID | Industrial | Industrial - ID | Existing | Space Heating | Natural Gas | Furnace | A | IIE7 | AFUE 80% (Standard) | AFUE 90% | 23 | 55.585 | 0 | 0 | 956.79 | -5.32 | 0 | 0 | 0.5 | 0.25 | 400 kBtu/hr | 32.3% | 100% | Lost Oppurtunity | LO12Med | 84.74% | TBD | 0% | 3790.0638 |  | 2164.7489 |  | 0.0038526 | GFURN-Heating-EIA14-2014 Ref. Case-3 | GFURN-Heating-ILTRM-v5.0-191 | AEG BEST | AFUE 80% (Standard) | AFUE 80% (Standard) | AFUE 80% (Standard) | AFUE 90% | AFUE 90% | AFUE 90% | AFUE 90% | AFUE 90% | AFUE 90% | AFUE 90% | AFUE 90% | AFUE 90% | AFUE 90% | AFUE 90% | AFUE 90% | AFUE 90% | AFUE 90% | AFUE 90% | AFUE 90% | AFUE 90% | AFUE 90% | AFUE 90% | AFUE 90% | AFUE 90% | AFUE 90% | AFUE 90% | AFUE 90% | AFUE 90% | AFUE 90% | AFUE 90% | AFUE 96% | AFUE 96% | AFUE 96% | AFUE 96% | AFUE 96% | AFUE 96% | AFUE 96% | AFUE 96% | AFUE 96% | AFUE 96% | AFUE 96% | AFUE 96% | AFUE 96% | AFUE 96% | AFUE 96% | AFUE 96% | AFUE 96% | AFUE 96% | AFUE 96% | AFUE 96% | AFUE 96% | AFUE 96% | AFUE 96% | AFUE 96% | 956.79 | 956.79 | 956.79 | 956.79 | 956.79 | 956.79 | 956.79 | 956.79 | 956.79 | 956.79 | 956.79 | 956.79 | 956.79 | 956.79 | 956.79 | 956.79 | 956.79 | 956.79 | 956.79 | 956.79 | 956.79 | 956.79 | 956.79 | 956.7894 | 956.7894 | 956.7894 | 956.7894 | 0 | 83.5013 | 83.1775 | 27.7925 | 27.7925 | 27.7925 | 27.7925 | 27.7925 | 27.7925 | 27.7925 | 27.7925 | 27.7925 | 27.7925 | 27.7925 | 27.7925 | 27.7925 | 27.7925 | 27.7925 | 27.7925 | 27.7925 | 27.7925 | 27.7925 | 27.7925 | 27.7925 | 27.7925 | 27.7925 | 27.7925 | 0.062234 | 0.029491 | 0.037196 | 0.044007 | 0.050008 | 0.055278 | 0.059887 | 0.063901 | 0.067378 | 0.070369 | 0.072923 | 0.075083 | 0.076889 | 0.078376 | 0.079576 | 0.080518 | 0.08123 | 0.074308 | 0.068579 | 0.063871 | 0.060033 | 0.056935 | 0.054462 | 0.031721 | 0.021517 | 0.062234 | 0.050285 | 0.087482 | 0.13149 | 0.1815 | 0.23677 | 0.29666 | 0.36056 | 0.42794 | 0.49831 | 0.57123 | 0.64632 | 0.7232 | 0.80158 | 0.88116 | 0.96167 | 1.0429 | 1.1172 | 1.1858 | 1.2497 | 1.3097 | 1.3666 | 1.4211 | 1.4528 | 1.4743 | 0.74821 | 1.0611 | 1.3384 | 1.5834 | 1.7993 | 1.9889 | 2.1548 | 2.2992 | 2.4243 | 2.5319 | 2.6238 | 2.7016 | 2.7665 | 2.82 | 2.8632 | 2.8971 | 2.9227 | 2.6737 | 2.4675 | 2.2981 | 2.16 | 2.0486 | 1.9596 | 1.1413 | 0.77422 | 0.74821 | 1.8093 | 3.1477 | 4.7311 | 6.5304 | 8.5193 | 10.6741 | 12.9734 | 15.3977 | 17.9296 | 20.5534 | 23.255 | 26.0216 | 28.8416 | 31.7048 | 34.6019 | 37.5247 | 40.1983 | 42.6658 | 44.964 | 47.124 | 49.1726 | 51.1322 | 52.2735 | 53.0477 | 0.0038526 | 0.0054834 | 0.010374 | 0.016365 | 0.023246 | 0.030321 | 0.036858 | 0.04275 | 0.047962 | 0.052503 | 0.056408 | 0.059726 | 0.062512 | 0.064821 | 0.066707 | 0.06822 | 0.068828 | 0.062964 | 0.05811 | 0.054121 | 0.05087 | 0.048244 | 0.046149 | 0.042566 | 0.037739 | 0.0038526 | 0.0054834 | 0.015858 | 0.032223 | 0.055468 | 0.085789 | 0.12265 | 0.1654 | 0.21336 | 0.26586 | 0.32227 | 0.382 | 0.44451 | 0.50933 | 0.57604 | 0.64426 | 0.71308 | 0.77605 | 0.83416 | 0.88828 | 0.93915 | 0.98739 | 1.0335 | 1.078 | 1.1158 | 0.069309 | 0.1973 | 0.37328 | 0.58882 | 0.8364 | 1.091 | 1.3262 | 1.5382 | 1.7257 | 1.8891 | 2.0296 | 2.149 | 2.2492 | 2.3323 | 2.4002 | 2.4546 | 2.4765 | 2.2655 | 2.0909 | 1.9473 | 1.8303 | 1.7359 | 1.6605 | 1.5316 | 1.3579 | 0.069309 | 0.26661 | 0.63988 | 1.2287 | 2.0651 | 3.1561 | 4.4822 | 6.0204 | 7.7462 | 9.6353 | 11.6649 | 13.8139 | 16.0631 | 18.3954 | 20.7956 | 23.2502 | 25.7267 | 27.9922 | 30.0831 | 32.0304 | 33.8607 | 35.5966 | 37.2571 | 38.7886 | 40.1465 | 0 | 0 | 0 | 0 | 0 | 0 | 0 | 0 | 0 | 0 | 0 | 0 | 0 | 0 | 0 | 0 | 0 | 0 | 0 | 0 | 0 | 0 | 0 | 0 | 0 | 0 | 0 | 0 | 0 | 0 | 0 | 0 | 0 | 0 | 0 | 0 | 0 | 0 | 0 | 0 | 0 | 0 | 0 | 0 | 0 | 0 | 0 | 0 | 0 | 0 | 0 | 0 | 0 | 0 | 0 | 0 | 0 | 0 | 0 | 0 | 0 | 0 | 0 | 0 | 0 | 0 | 0 | 0 | 0 | 0 | 0 | 0 | 0 | 0 | 0 | 0 | 0 | 0 | 0 | 0 | 0 | 0 | 0 | 0 | 0 | 0 | 0 | 0 | 0 | 0 | 0 | 0 | 0 | 0 | 0 | 0 | 0 | 0 | 0 | 0 | 0 | 0 | 0 | 0 | 0 | 0 | 0 | 0 | 0 | 0 | 0 | 0 | 0 | 0 | 0 | 0 | 0 | 0 | 0 | 0 | 0 | 0 | 0 | 0 | 0 | 0 | 0 | 0 | 0 | 0 | 0 | 0 | 0 | 0 | 0 | 0 | 0 | 0 | 0 | 0 | 0 | 0 | 0 | 0 | 0 | 0 | 0 | 0 | 0 | 0 | 0 | 0 | 0 | 0 | 0 | 0 | 0 | 0 | 0 | 0 | 0 | 0 | 0 | 0 | 0 | 0 | 0 | 0 | 0 | 0 | 0 | 0 | 0 | 0 | 0 | 0 | 0 | 0 | 0 | 0 | 0 | 0 | 0 | 0 | 0 | 0 | 0 | 0 | 0 | 0 | 0 | 0 | 0 | 0 | 0 | 0 | 0 | 0 | 0 | 0 | 1989.7835 | 3979.5669 | 3979.5669 | 3979.5669 | 3979.5669 | 3979.5669 | 3979.5669 | 3979.5669 | 3979.5669 | 3979.5669 | 3979.5669 | 3979.5669 | 3979.5669 | 3979.5669 | 3979.5669 | 3979.5669 | 3979.5669 | 3979.5669 | 3979.5669 | 3979.5669 | 3979.5669 | 3979.5647 | 3979.5647 | 3979.5647 | 3979.5647 | 1136.4931 | 2272.9863 | 2272.9863 | 2272.9863 | 2272.9863 | 2272.9863 | 2272.9863 | 2272.9863 | 2272.9863 | 2272.9863 | 2272.9863 | 2272.9863 | 2272.9863 | 2272.9863 | 2272.9863 | 2272.9863 | 2272.9863 | 2272.9863 | 2272.9863 | 2272.9863 | 2272.9863 | 2272.985 | 2272.985 | 2272.985 | 2272.985
ID_Industrial_Industrial - ID_Existing_Space Heating_Natural Gas_Boiler_A | ID | Industrial | Industrial - ID | Existing | Space Heating | Natural Gas | Boiler | A | IIE8 | AFUE 80% (Standard) | AFUE 85% | 25 | 57.3336 | 0 | 0 | 6982.75 | 0 | 0 | 0 | 0.5 | 0.25 | 800 kBtu/hr | 51.55% | 100% | Lost Oppurtunity | LO12Med | 84.74% | TBD | 0% | 12958.0161 |  | 7774.8097 |  | 0.011841 | GBLR-Heating-AEO15-7 | GBLR-Heating-AEO15-7 | GBLR-Heating-AEO15-7 | AFUE 80% (Standard) | AFUE 80% (Standard) | AFUE 80% (Standard) | AFUE 80% (Standard) | AFUE 80% (Standard) | AFUE 80% (Standard) | AFUE 80% (Standard) | AFUE 80% (Standard) | AFUE 80% (Standard) | AFUE 80% (Standard) | AFUE 80% (Standard) | AFUE 80% (Standard) | AFUE 80% (Standard) | AFUE 80% (Standard) | AFUE 80% (Standard) | AFUE 80% (Standard) | AFUE 80% (Standard) | AFUE 80% (Standard) | AFUE 80% (Standard) | AFUE 80% (Standard) | AFUE 80% (Standard) | AFUE 80% (Standard) | AFUE 80% (Standard) | AFUE 80% (Standard) | AFUE 80% (Standard) | AFUE 80% (Standard) | AFUE 80% (Standard) | AFUE 85% | AFUE 85% | AFUE 85% | AFUE 85% | AFUE 85% | AFUE 85% | AFUE 85% | AFUE 85% | AFUE 85% | AFUE 85% | AFUE 85% | AFUE 85% | AFUE 85% | AFUE 85% | AFUE 85% | AFUE 85% | AFUE 85% | AFUE 85% | AFUE 85% | AFUE 85% | AFUE 85% | AFUE 85% | AFUE 85% | AFUE 85% | AFUE 85% | AFUE 85% | AFUE 85% | 6982.75 | 6982.75 | 6982.75 | 6982.75 | 6982.75 | 6982.75 | 6982.75 | 6982.75 | 6982.75 | 6982.75 | 6982.75 | 6982.75 | 6982.75 | 6982.75 | 6982.75 | 6982.75 | 6982.75 | 6982.75 | 6982.75 | 6982.75 | 6982.75 | 6982.75 | 6982.75 | 6982.7461 | 6982.7461 | 6982.7461 | 6982.7461 | 0 | 419.4199 | 417.7935 | 417.7935 | 417.7935 | 417.7935 | 417.7935 | 417.7935 | 417.7935 | 417.7935 | 417.7935 | 417.7935 | 417.7935 | 417.7935 | 417.7935 | 417.7935 | 417.7935 | 417.7935 | 417.7935 | 417.7935 | 417.7935 | 417.7935 | 417.7935 | 417.7935 | 417.7935 | 417.7935 | 417.7935 | 0.92809 | 0.91956 | 0.91038 | 0.90065 | 0.89044 | 0.87985 | 0.86893 | 0.85775 | 0.84636 | 0.8348 | 0.82311 | 0.81134 | 0.79951 | 0.78766 | 0.77581 | 0.76397 | 0.75218 | 0.74044 | 0.72877 | 0.71719 | 0.6998 | 0.68377 | 0.66891 | 0.65506 | 0.64206 | 0.92809 | 1.8477 | 2.758 | 3.6587 | 4.5491 | 5.429 | 6.2979 | 7.1557 | 8.002 | 8.8368 | 9.6599 | 10.4713 | 11.2708 | 12.0584 | 12.8342 | 13.5982 | 14.3504 | 15.0908 | 15.8196 | 16.5368 | 17.2366 | 17.9204 | 18.5893 | 19.2443 | 19.8864 | 2.2214 | 2.201 | 2.179 | 2.1557 | 2.1313 | 2.1059 | 2.0798 | 2.053 | 2.0258 | 1.9981 | 1.9701 | 1.942 | 1.9137 | 1.8853 | 1.8569 | 1.8286 | 1.8004 | 1.7723 | 1.7443 | 1.7166 | 1.675 | 1.6366 | 1.6011 | 1.5679 | 1.5368 | 2.2214 | 4.4224 | 6.6014 | 8.7571 | 10.8884 | 12.9944 | 15.0742 | 17.1273 | 19.153 | 21.1511 | 23.1213 | 25.0632 | 26.9769 | 28.8622 | 30.7191 | 32.5477 | 34.348 | 36.1203 | 37.8646 | 39.5813 | 41.2562 | 42.8929 | 44.4939 | 46.0618 | 47.5986 | 0.011841 | 0.023463 | 0.034844 | 0.045962 | 0.056801 | 0.066228 | 0.073388 | 0.078747 | 0.082677 | 0.085473 | 0.087374 | 0.088567 | 0.089201 | 0.089396 | 0.089246 | 0.088827 | 0.087462 | 0.086099 | 0.084743 | 0.083397 | 0.081374 | 0.07951 | 0.077782 | 0.076171 | 0.074661 | 0.011841 | 0.035304 | 0.070148 | 0.11611 | 0.17291 | 0.23914 | 0.31253 | 0.39127 | 0.47395 | 0.55942 | 0.6468 | 0.73537 | 0.82457 | 0.91396 | 1.0032 | 1.092 | 1.1795 | 1.2656 | 1.3503 | 1.4337 | 1.5151 | 1.5946 | 1.6724 | 1.7486 | 1.8232 | 0.20652 | 0.40925 | 0.60774 | 0.80166 | 0.99072 | 1.1551 | 1.28 | 1.3735 | 1.442 | 1.4908 | 1.524 | 1.5448 | 1.5558 | 1.5592 | 1.5566 | 1.5493 | 1.5255 | 1.5017 | 1.4781 | 1.4546 | 1.4193 | 1.3868 | 1.3567 | 1.3286 | 1.3022 | 0.20652 | 0.61577 | 1.2235 | 2.0252 | 3.0159 | 4.171 | 5.451 | 6.8245 | 8.2666 | 9.7574 | 11.2813 | 12.8261 | 14.3819 | 15.9411 | 17.4978 | 19.0471 | 20.5725 | 22.0743 | 23.5523 | 25.0069 | 26.4262 | 27.813 | 29.1697 | 30.4983 | 31.8005 | 0 | 0 | 0 | 0 | 0 | 0 | 0 | 0 | 0 | 0 | 0 | 0 | 0 | 0 | 0 | 0 | 0 | 0 | 0 | 0 | 0 | 0 | 0 | 0 | 0 | 0 | 0 | 0 | 0 | 0 | 0 | 0 | 0 | 0 | 0 | 0 | 0 | 0 | 0 | 0 | 0 | 0 | 0 | 0 | 0 | 0 | 0 | 0 | 0 | 0 | 0 | 0 | 0 | 0 | 0 | 0 | 0 | 0 | 0 | 0 | 0 | 0 | 0 | 0 | 0 | 0 | 0 | 0 | 0 | 0 | 0 | 0 | 0 | 0 | 0 | 0 | 0 | 0 | 0 | 0 | 0 | 0 | 0 | 0 | 0 | 0 | 0 | 0 | 0 | 0 | 0 | 0 | 0 | 0 | 0 | 0 | 0 | 0 | 0 | 0 | 0 | 0 | 0 | 0 | 0 | 0 | 0 | 0 | 0 | 0 | 0 | 0 | 0 | 0 | 0 | 0 | 0 | 0 | 0 | 0 | 0 | 0 | 0 | 0 | 0 | 0 | 0 | 0 | 0 | 0 | 0 | 0 | 0 | 0 | 0 | 0 | 0 | 0 | 0 | 0 | 0 | 0 | 0 | 0 | 0 | 0 | 0 | 0 | 0 | 0 | 0 | 0 | 0 | 0 | 0 | 0 | 0 | 0 | 0 | 0 | 0 | 0 | 0 | 0 | 0 | 0 | 0 | 0 | 0 | 0 | 0 | 0 | 0 | 0 | 0 | 0 | 0 | 0 | 0 | 0 | 0 | 0 | 0 | 0 | 0 | 0 | 0 | 0 | 0 | 0 | 0 | 0 | 0 | 0 | 0 | 0 | 0 | 0 | 0 | 0 | 12958.0161 | 12958.0161 | 12958.0161 | 12958.0161 | 12958.0161 | 12958.0161 | 12958.0161 | 12958.0161 | 12958.0161 | 12958.0161 | 12958.0161 | 12958.0161 | 12958.0161 | 12958.0161 | 12958.0161 | 12958.0161 | 12958.0161 | 12958.0161 | 12958.0161 | 12958.0161 | 12958.0161 | 12958.0089 | 12958.0089 | 12958.0089 | 12958.0089 | 7774.8097 | 7774.8097 | 7774.8097 | 7774.8097 | 7774.8097 | 7774.8097 | 7774.8097 | 7774.8097 | 7774.8097 | 7774.8097 | 7774.8097 | 7774.8097 | 7774.8097 | 7774.8097 | 7774.8097 | 7774.8097 | 7774.8097 | 7774.8097 | 7774.8097 | 7774.8097 | 7774.8097 | 7774.8054 | 7774.8054 | 7774.8054 | 7774.8054
ID_Industrial_Industrial - ID_Existing_Space Heating_Natural Gas_Unit Heater_A | ID | Industrial | Industrial - ID | Existing | Space Heating | Natural Gas | Unit Heater | A | IIE9 | Standard | Infrared Radiant | 15 | 191096.8947 | 0 | 0 | 16127.37 | -2197.29 | 0 | 0 | 0.5 | 0.25 | 120 unit | 16.15% | 100% | Lost Oppurtunity | LO12Med | 84.74% | TBD | 0% | 23.015 |  | 6.91 |  | 0.0063153 | Xcel CO 2021/22 DSM Plan/TRM p.424 | Xcel CO 2021/22 DSM Plan/TRM p.416 | Xcel CO 2021/22 DSM Plan/TRM p.416 | Standard | Standard | Standard | Standard | Standard | Standard | Standard | Standard | Standard | Standard | Standard | Standard | Standard | Standard | Standard | Standard | Standard | Standard | Standard | Standard | Standard | Standard | Standard | Standard | Standard | Standard | Standard | Infrared Radiant | Infrared Radiant | Infrared Radiant | Infrared Radiant | Infrared Radiant | Infrared Radiant | Infrared Radiant | Infrared Radiant | Infrared Radiant | Infrared Radiant | Infrared Radiant | Infrared Radiant | Infrared Radiant | Infrared Radiant | Infrared Radiant | Infrared Radiant | Infrared Radiant | Infrared Radiant | Infrared Radiant | Infrared Radiant | Infrared Radiant | Infrared Radiant | Infrared Radiant | Infrared Radiant | Infrared Radiant | Infrared Radiant | Infrared Radiant | 16127.37 | 16127.37 | 16127.37 | 16127.37 | 16127.37 | 16127.37 | 16127.37 | 16127.37 | 16127.37 | 16127.37 | 16127.37 | 16127.37 | 16127.37 | 16127.37 | 16127.37 | 16127.37 | 16127.37 | 16127.37 | 16127.37 | 16127.37 | 16127.37 | 16127.37 | 16127.37 | 16127.3721 | 16127.3721 | 16127.3721 | 16127.3721 | 0 | 191840.798 | 191096.8947 | 191096.8947 | 191096.8947 | 191096.8947 | 191096.8947 | 191096.8947 | 191096.8947 | 191096.8947 | 191096.8947 | 191096.8947 | 191096.8947 | 191096.8947 | 191096.8947 | 191096.8947 | 191096.8947 | 191096.8947 | 191096.8947 | 191096.8947 | 191096.8947 | 191096.8947 | 191096.8947 | 191096.8947 | 191096.8947 | 191096.8947 | 191096.8947 | 0.06793 | 0.072728 | 0.076807 | 0.080248 | 0.083121 | 0.085491 | 0.087415 | 0.088943 | 0.090122 | 0.090991 | 0.091587 | 0.091942 | 0.092085 | 0.092041 | 0.091834 | 0.018406 | 0.0090808 | 0.0012877 | 0 | 0 | 0 | 0 | 0 | 0 | 0 | 0.06793 | 0.14066 | 0.21746 | 0.29771 | 0.38083 | 0.46632 | 0.55374 | 0.64268 | 0.7328 | 0.8238 | 0.91538 | 1.0073 | 1.0994 | 1.1915 | 1.2833 | 1.3017 | 1.3108 | 1.3121 | 1.3121 | 1.3121 | 1.3121 | 1.3121 | 1.3121 | 1.3121 | 1.3121 | 0.00035547 | 0.00038058 | 0.00040193 | 0.00041993 | 0.00043497 | 0.00044737 | 0.00045744 | 0.00046544 | 0.0004716 | 0.00047615 | 0.00047927 | 0.00048113 | 0.00048188 | 0.00048165 | 0.00048056 | 9.6315e-05 | 4.7519e-05 | 6.7385e-06 | 0 | 0 | 0 | 0 | 0 | 0 | 0 | 0.00035547 | 0.00073605 | 0.001138 | 0.0015579 | 0.0019929 | 0.0024402 | 0.0028977 | 0.0033631 | 0.0038347 | 0.0043109 | 0.0047902 | 0.0052713 | 0.0057532 | 0.0062348 | 0.0067154 | 0.0068117 | 0.0068592 | 0.0068659 | 0.0068659 | 0.0068659 | 0.0068659 | 0.0068659 | 0.0068659 | 0.0068659 | 0.0068659 | 0.0063153 | 0.013523 | 0.021422 | 0.029842 | 0.038638 | 0.046893 | 0.0538 | 0.059503 | 0.064153 | 0.06789 | 0.070846 | 0.073137 | 0.074866 | 0.076123 | 0.076982 | 0.066833 | 0.055796 | 0.044751 | 0.033758 | 0.022864 | 0.012901 | 0.0046077 | 0 | 0 | 0 | 0.0063153 | 0.019838 | 0.04126 | 0.071102 | 0.10974 | 0.15663 | 0.21043 | 0.26994 | 0.33409 | 0.40198 | 0.47282 | 0.54596 | 0.62083 | 0.69695 | 0.77393 | 0.84076 | 0.89656 | 0.94131 | 0.97507 | 0.99793 | 1.0108 | 1.0154 | 1.0154 | 1.0154 | 1.0154 | 3.3048e-05 | 7.0764e-05 | 0.0001121 | 0.00015616 | 0.00020219 | 0.00024539 | 0.00028153 | 0.00031138 | 0.00033571 | 0.00035526 | 0.00037073 | 0.00038272 | 0.00039177 | 0.00039835 | 0.00040284 | 0.00034973 | 0.00029198 | 0.00023418 | 0.00017666 | 0.00011964 | 6.7513e-05 | 2.4112e-05 | 0 | 0 | 0 | 3.3048e-05 | 0.00010381 | 0.00021591 | 0.00037207 | 0.00057426 | 0.00081965 | 0.0011012 | 0.0014126 | 0.0017483 | 0.0021035 | 0.0024743 | 0.002857 | 0.0032488 | 0.0036471 | 0.0040499 | 0.0043997 | 0.0046917 | 0.0049258 | 0.0051025 | 0.0052221 | 0.0052897 | 0.0053138 | 0.0053138 | 0.0053138 | 0.0053138 | 0.0063153 | 0.013523 | 0.021422 | 0.029842 | 0.038638 | 0.046893 | 0.0538 | 0.059503 | 0.064153 | 0.06789 | 0.070846 | 0.073137 | 0.074866 | 0.076123 | 0.076982 | 0.066833 | 0.055796 | 0.044751 | 0.033758 | 0.022864 | 0.012901 | 0.0046077 | 0 | 0 | 0 | 0.0063153 | 0.019838 | 0.04126 | 0.071102 | 0.10974 | 0.15663 | 0.21043 | 0.26994 | 0.33409 | 0.40198 | 0.47282 | 0.54596 | 0.62083 | 0.69695 | 0.77393 | 0.84076 | 0.89656 | 0.94131 | 0.97507 | 0.99793 | 1.0108 | 1.0154 | 1.0154 | 1.0154 | 1.0154 | 3.3048e-05 | 7.0764e-05 | 0.0001121 | 0.00015616 | 0.00020219 | 0.00024539 | 0.00028153 | 0.00031138 | 0.00033571 | 0.00035526 | 0.00037073 | 0.00038272 | 0.00039177 | 0.00039835 | 0.00040284 | 0.00034973 | 0.00029198 | 0.00023418 | 0.00017666 | 0.00011964 | 6.7513e-05 | 2.4112e-05 | 0 | 0 | 0 | 3.3048e-05 | 0.00010381 | 0.00021591 | 0.00037207 | 0.00057426 | 0.00081965 | 0.0011012 | 0.0014126 | 0.0017483 | 0.0021035 | 0.0024743 | 0.002857 | 0.0032488 | 0.0036471 | 0.0040499 | 0.0043997 | 0.0046917 | 0.0049258 | 0.0051025 | 0.0052221 | 0.0052897 | 0.0053138 | 0.0053138 | 0.0053138 | 0.0053138 | 0.0063153 | 0.013523 | 0.021422 | 0.029842 | 0.038638 | 0.046893 | 0.0538 | 0.059503 | 0.064153 | 0.06789 | 0.070846 | 0.073137 | 0.074866 | 0.076123 | 0.076982 | 0.066833 | 0.055796 | 0.044751 | 0.033758 | 0.022864 | 0.012901 | 0.0046077 | 0 | 0 | 0 | 0.0063153 | 0.019838 | 0.04126 | 0.071102 | 0.10974 | 0.15663 | 0.21043 | 0.26994 | 0.33409 | 0.40198 | 0.47282 | 0.54596 | 0.62083 | 0.69695 | 0.77393 | 0.84076 | 0.89656 | 0.94131 | 0.97507 | 0.99793 | 1.0108 | 1.0154 | 1.0154 | 1.0154 | 1.0154 | 3.3048e-05 | 7.0764e-05 | 0.0001121 | 0.00015616 | 0.00020219 | 0.00024539 | 0.00028153 | 0.00031138 | 0.00033571 | 0.00035526 | 0.00037073 | 0.00038272 | 0.00039177 | 0.00039835 | 0.00040284 | 0.00034973 | 0.00029198 | 0.00023418 | 0.00017666 | 0.00011964 | 6.7513e-05 | 2.4112e-05 | 0 | 0 | 0 | 3.3048e-05 | 0.00010381 | 0.00021591 | 0.00037207 | 0.00057426 | 0.00081965 | 0.0011012 | 0.0014126 | 0.0017483 | 0.0021035 | 0.0024743 | 0.002857 | 0.0032488 | 0.0036471 | 0.0040499 | 0.0043997 | 0.0046917 | 0.0049258 | 0.0051025 | 0.0052221 | 0.0052897 | 0.0053138 | 0.0053138 | 0.0053138 | 0.0053138 | 23.015 | 23.015 | 23.015 | 23.015 | 23.015 | 23.015 | 23.015 | 23.015 | 23.015 | 23.015 | 23.015 | 23.015 | 23.015 | 23.015 | 23.015 | 23.015 | 23.015 | 23.015 | 23.015 | 23.015 | 23.015 | 23.015 | 23.015 | 23.015 | 23.015 | 6.91 | 6.91 | 6.91 | 6.91 | 6.91 | 6.91 | 6.91 | 6.91 | 6.91 | 6.91 | 6.91 | 6.91 | 6.91 | 6.91 | 6.91 | 6.91 | 6.91 | 6.91 | 6.91 | 6.91 | 6.91 | 6.91 | 6.91 | 6.91 | 6.91
ID_Industrial_Industrial - ID_New_Space Heating_Natural Gas_Furnace_A | ID | Industrial | Industrial - ID | New | Space Heating | Natural Gas | Furnace | A | IIE10 | AFUE 80% (Standard) | AFUE 90% | 23 | 42.6329 | 0 | 0 | 956.79 | -5.32 | 0 | 0 | 0.5 | 0.25 | 400 kBtu/hr | 32.3% | 100% | Lost Oppurtunity | LO12Med | 84.74% | TBD | 0% | 4941.5128 |  | 2822.4154 |  | 0.0008424 | GFURN-Heating-EIA14-2014 Ref. Case-3 | GFURN-Heating-ILTRM-v5.0-191 | AEG BEST | AFUE 80% (Standard) | AFUE 80% (Standard) | AFUE 80% (Standard) | AFUE 90% | AFUE 90% | AFUE 90% | AFUE 90% | AFUE 90% | AFUE 90% | AFUE 90% | AFUE 90% | AFUE 90% | AFUE 90% | AFUE 90% | AFUE 90% | AFUE 90% | AFUE 90% | AFUE 90% | AFUE 90% | AFUE 90% | AFUE 90% | AFUE 90% | AFUE 90% | AFUE 90% | AFUE 90% | AFUE 90% | AFUE 90% | AFUE 90% | AFUE 90% | AFUE 90% | AFUE 96% | AFUE 96% | AFUE 96% | AFUE 96% | AFUE 96% | AFUE 96% | AFUE 96% | AFUE 96% | AFUE 96% | AFUE 96% | AFUE 96% | AFUE 96% | AFUE 96% | AFUE 96% | AFUE 96% | AFUE 96% | AFUE 96% | AFUE 96% | AFUE 96% | AFUE 96% | AFUE 96% | AFUE 96% | AFUE 96% | AFUE 96% | 956.79 | 956.79 | 956.79 | 956.79 | 956.79 | 956.79 | 956.79 | 956.79 | 956.79 | 956.79 | 956.79 | 956.79 | 956.79 | 956.79 | 956.79 | 956.79 | 956.79 | 956.79 | 956.79 | 956.79 | 956.79 | 956.79 | 956.79 | 956.7894 | 956.7894 | 956.7894 | 956.7894 | 0 | 64.1982 | 63.9493 | 21.3164 | 21.3164 | 21.3164 | 21.3164 | 21.3164 | 21.3164 | 21.3164 | 21.3164 | 21.3164 | 21.3164 | 21.3164 | 21.3164 | 21.3164 | 21.3164 | 21.3164 | 21.3164 | 21.3164 | 21.3164 | 21.3164 | 21.3164 | 21.3164 | 21.3164 | 21.3164 | 21.3164 | 0.013592 | 0.034227 | 0.03252 | 0.032376 | 0.03149 | 0.030943 | 0.030405 | 0.029876 | 0.029356 | 0.028846 | 0.028344 | 0.02785 | 0.027366 | 0.026889 | 0.026421 | 0.025961 | 0.025509 | 0.025191 | 0.025093 | 0.027261 | 0.029105 | 0.030771 | 0.032216 | 0.028953 | 0.00036158 | 0.013592 | 0.038757 | 0.071278 | 0.10365 | 0.13514 | 0.16609 | 0.19649 | 0.22637 | 0.25572 | 0.28457 | 0.31291 | 0.34076 | 0.36813 | 0.39502 | 0.42144 | 0.4474 | 0.47291 | 0.4981 | 0.52319 | 0.55045 | 0.57956 | 0.61033 | 0.64255 | 0.6715 | 0.67186 | 0.21254 | 1.6057 | 1.5256 | 1.5188 | 1.4773 | 1.4516 | 1.4264 | 1.4015 | 1.3772 | 1.3532 | 1.3297 | 1.3065 | 1.2838 | 1.2614 | 1.2395 | 1.2179 | 1.1967 | 1.1818 | 1.1772 | 1.2789 | 1.3654 | 1.4436 | 1.5113 | 1.3583 | 0.016962 | 0.21254 | 1.8182 | 3.3438 | 4.8626 | 6.3399 | 7.7915 | 9.2178 | 10.6194 | 11.9966 | 13.3498 | 14.6794 | 15.9859 | 17.2697 | 18.5311 | 19.7706 | 20.9885 | 22.1851 | 23.3669 | 24.5441 | 25.823 | 27.1884 | 28.632 | 30.1433 | 31.5016 | 31.5185 | 0.0008424 | 0.006364 | 0.0090701 | 0.01204 | 0.014638 | 0.016973 | 0.018713 | 0.019987 | 0.020897 | 0.021522 | 0.021925 | 0.022154 | 0.022248 | 0.022239 | 0.022148 | 0.021996 | 0.021614 | 0.021346 | 0.021263 | 0.0231 | 0.024663 | 0.026074 | 0.027299 | 0.027952 | 0.022945 | 0.0008424 | 0.006364 | 0.015434 | 0.027474 | 0.042112 | 0.059084 | 0.077797 | 0.097784 | 0.11868 | 0.1402 | 0.16213 | 0.18428 | 0.20653 | 0.22877 | 0.25092 | 0.27291 | 0.29453 | 0.31587 | 0.33714 | 0.36024 | 0.3849 | 0.41097 | 0.43827 | 0.46664 | 0.48959 | 0.019759 | 0.29855 | 0.4255 | 0.56481 | 0.6867 | 0.79622 | 0.87785 | 0.93763 | 0.98032 | 1.0096 | 1.0285 | 1.0393 | 1.0437 | 1.0433 | 1.039 | 1.0319 | 1.014 | 1.0014 | 0.9975 | 1.0837 | 1.157 | 1.2232 | 1.2806 | 1.3113 | 1.0764 | 0.019759 | 0.31831 | 0.74381 | 1.3086 | 1.9953 | 2.7915 | 3.6694 | 4.607 | 5.5873 | 6.597 | 7.6255 | 8.6648 | 9.7085 | 10.7518 | 11.7908 | 12.8227 | 13.8366 | 14.838 | 15.8355 | 16.9192 | 18.0762 | 19.2994 | 20.58 | 21.8913 | 22.9677 | 0 | 0 | 0 | 0 | 0 | 0 | 0 | 0 | 0 | 0 | 0 | 0 | 0 | 0 | 0 | 0 | 0 | 0 | 0 | 0 | 0 | 0 | 0 | 0 | 0 | 0 | 0 | 0 | 0 | 0 | 0 | 0 | 0 | 0 | 0 | 0 | 0 | 0 | 0 | 0 | 0 | 0 | 0 | 0 | 0 | 0 | 0 | 0 | 0 | 0 | 0 | 0 | 0 | 0 | 0 | 0 | 0 | 0 | 0 | 0 | 0 | 0 | 0 | 0 | 0 | 0 | 0 | 0 | 0 | 0 | 0 | 0 | 0 | 0 | 0 | 0 | 0 | 0 | 0 | 0 | 0 | 0 | 0 | 0 | 0 | 0 | 0 | 0 | 0 | 0 | 0 | 0 | 0 | 0 | 0 | 0 | 0 | 0 | 0 | 0 | 0 | 0 | 0 | 0 | 0 | 0 | 0 | 0 | 0 | 0 | 0 | 0 | 0 | 0 | 0 | 0 | 0 | 0 | 0 | 0 | 0 | 0 | 0 | 0 | 0 | 0 | 0 | 0 | 0 | 0 | 0 | 0 | 0 | 0 | 0 | 0 | 0 | 0 | 0 | 0 | 0 | 0 | 0 | 0 | 0 | 0 | 0 | 0 | 0 | 0 | 0 | 0 | 0 | 0 | 0 | 0 | 0 | 0 | 0 | 0 | 0 | 0 | 0 | 0 | 0 | 0 | 0 | 0 | 0 | 0 | 0 | 0 | 0 | 0 | 0 | 0 | 0 | 0 | 0 | 0 | 0 | 0 | 0 | 0 | 0 | 0 | 0 | 0 | 0 | 0 | 0 | 0 | 0 | 0 | 0 | 0 | 0 | 0 | 0 | 0 | 2594.2942 | 5188.5884 | 5188.5884 | 5188.5884 | 5188.5884 | 5188.5884 | 5188.5884 | 5188.5884 | 5188.5884 | 5188.5884 | 5188.5884 | 5188.5884 | 5188.5884 | 5188.5884 | 5188.5884 | 5188.5884 | 5188.5884 | 5188.5884 | 5188.5884 | 5188.5884 | 5188.5884 | 5188.5856 | 5188.5856 | 5188.5856 | 5188.5856 | 1481.7681 | 2963.5361 | 2963.5361 | 2963.5361 | 2963.5361 | 2963.5361 | 2963.5361 | 2963.5361 | 2963.5361 | 2963.5361 | 2963.5361 | 2963.5361 | 2963.5361 | 2963.5361 | 2963.5361 | 2963.5361 | 2963.5361 | 2963.5361 | 2963.5361 | 2963.5361 | 2963.5361 | 2963.5344 | 2963.5344 | 2963.5344 | 2963.5344
ID_Industrial_Industrial - ID_New_Space Heating_Natural Gas_Boiler_A | ID | Industrial | Industrial - ID | New | Space Heating | Natural Gas | Boiler | A | IIE11 | AFUE 80% (Standard) | AFUE 85% | 25 | 51.383 | 0 | 0 | 6982.75 | 0 | 0 | 0 | 0.5 | 0.25 | 800 kBtu/hr | 51.55% | 100% | Lost Oppurtunity | LO12Med | 84.74% | TBD | 0% | 14458.6582 |  | 8675.1949 |  | 0.00081015 | GBLR-Heating-AEO15-7 | GBLR-Heating-AEO15-7 | GBLR-Heating-AEO15-7 | AFUE 80% (Standard) | AFUE 80% (Standard) | AFUE 80% (Standard) | AFUE 80% (Standard) | AFUE 80% (Standard) | AFUE 80% (Standard) | AFUE 80% (Standard) | AFUE 80% (Standard) | AFUE 80% (Standard) | AFUE 80% (Standard) | AFUE 80% (Standard) | AFUE 80% (Standard) | AFUE 80% (Standard) | AFUE 80% (Standard) | AFUE 80% (Standard) | AFUE 80% (Standard) | AFUE 80% (Standard) | AFUE 80% (Standard) | AFUE 80% (Standard) | AFUE 80% (Standard) | AFUE 80% (Standard) | AFUE 80% (Standard) | AFUE 80% (Standard) | AFUE 80% (Standard) | AFUE 80% (Standard) | AFUE 80% (Standard) | AFUE 80% (Standard) | AFUE 85% | AFUE 85% | AFUE 85% | AFUE 85% | AFUE 85% | AFUE 85% | AFUE 85% | AFUE 85% | AFUE 85% | AFUE 85% | AFUE 85% | AFUE 85% | AFUE 85% | AFUE 85% | AFUE 85% | AFUE 85% | AFUE 85% | AFUE 85% | AFUE 85% | AFUE 85% | AFUE 85% | AFUE 85% | AFUE 85% | AFUE 85% | AFUE 85% | AFUE 85% | AFUE 85% | 6982.75 | 6982.75 | 6982.75 | 6982.75 | 6982.75 | 6982.75 | 6982.75 | 6982.75 | 6982.75 | 6982.75 | 6982.75 | 6982.75 | 6982.75 | 6982.75 | 6982.75 | 6982.75 | 6982.75 | 6982.75 | 6982.75 | 6982.75 | 6982.75 | 6982.75 | 6982.75 | 6982.7461 | 6982.7461 | 6982.7461 | 6982.7461 | 0 | 375.79 | 374.3328 | 374.3328 | 374.3328 | 374.3328 | 374.3328 | 374.3328 | 374.3328 | 374.3328 | 374.3328 | 374.3328 | 374.3328 | 374.3328 | 374.3328 | 374.3328 | 374.3328 | 374.3328 | 374.3328 | 374.3328 | 374.3328 | 374.3328 | 374.3328 | 374.3328 | 374.3328 | 374.3328 | 374.3328 | 0.063485 | 0.4796 | 0.45569 | 0.45366 | 0.44126 | 0.43359 | 0.42605 | 0.41864 | 0.41135 | 0.4042 | 0.39716 | 0.39025 | 0.38346 | 0.37678 | 0.37022 | 0.36377 | 0.35744 | 0.35121 | 0.34509 | 0.33908 | 0.33527 | 0.33505 | 0.37224 | 0.40346 | 0.43124 | 0.063485 | 0.54309 | 0.99878 | 1.4524 | 1.8937 | 2.3273 | 2.7533 | 3.172 | 3.5833 | 3.9875 | 4.3847 | 4.7749 | 5.1584 | 5.5352 | 5.9054 | 6.2692 | 6.6266 | 6.9778 | 7.3229 | 7.662 | 7.9973 | 8.3323 | 8.7045 | 9.108 | 9.5392 | 0.16959 | 1.2812 | 1.2173 | 1.2119 | 1.1788 | 1.1583 | 1.1381 | 1.1184 | 1.0989 | 1.0798 | 1.061 | 1.0425 | 1.0244 | 1.0065 | 0.98902 | 0.9718 | 0.95487 | 0.93823 | 0.92189 | 0.90582 | 0.89566 | 0.89505 | 0.99441 | 1.0778 | 1.152 | 0.16959 | 1.4508 | 2.6682 | 3.8801 | 5.0589 | 6.2172 | 7.3553 | 8.4737 | 9.5725 | 10.6523 | 11.7133 | 12.7558 | 13.7802 | 14.7868 | 15.7758 | 16.7476 | 17.7025 | 18.6407 | 19.5626 | 20.4684 | 21.364 | 22.2591 | 23.2535 | 24.3313 | 25.4833 | 0.00081015 | 0.012241 | 0.017446 | 0.023157 | 0.028155 | 0.032646 | 0.035992 | 0.038444 | 0.040194 | 0.041396 | 0.04217 | 0.042611 | 0.042793 | 0.042774 | 0.0426 | 0.042307 | 0.041573 | 0.04085 | 0.040138 | 0.039439 | 0.038997 | 0.03897 | 0.043296 | 0.046927 | 0.050159 | 0.00081015 | 0.013051 | 0.030497 | 0.053654 | 0.081809 | 0.11445 | 0.15045 | 0.18889 | 0.22908 | 0.27048 | 0.31265 | 0.35526 | 0.39806 | 0.44083 | 0.48343 | 0.52574 | 0.56731 | 0.60816 | 0.6483 | 0.68774 | 0.72674 | 0.76571 | 0.809 | 0.85593 | 0.90609 | 0.015767 | 0.23823 | 0.33952 | 0.45068 | 0.54795 | 0.63534 | 0.70047 | 0.74818 | 0.78224 | 0.80564 | 0.82071 | 0.82929 | 0.83283 | 0.83246 | 0.82907 | 0.82337 | 0.80908 | 0.79501 | 0.78116 | 0.76755 | 0.75894 | 0.75843 | 0.84262 | 0.91328 | 0.97617 | 0.015767 | 0.25399 | 0.59351 | 1.0442 | 1.5921 | 2.2275 | 2.928 | 3.6761 | 4.4584 | 5.264 | 6.0847 | 6.914 | 7.7468 | 8.5793 | 9.4084 | 10.2317 | 11.0408 | 11.8358 | 12.617 | 13.3846 | 14.1435 | 14.9019 | 15.7445 | 16.6578 | 17.634 | 0 | 0 | 0 | 0 | 0 | 0 | 0 | 0 | 0 | 0 | 0 | 0 | 0 | 0 | 0 | 0 | 0 | 0 | 0 | 0 | 0 | 0 | 0 | 0 | 0 | 0 | 0 | 0 | 0 | 0 | 0 | 0 | 0 | 0 | 0 | 0 | 0 | 0 | 0 | 0 | 0 | 0 | 0 | 0 | 0 | 0 | 0 | 0 | 0 | 0 | 0 | 0 | 0 | 0 | 0 | 0 | 0 | 0 | 0 | 0 | 0 | 0 | 0 | 0 | 0 | 0 | 0 | 0 | 0 | 0 | 0 | 0 | 0 | 0 | 0 | 0 | 0 | 0 | 0 | 0 | 0 | 0 | 0 | 0 | 0 | 0 | 0 | 0 | 0 | 0 | 0 | 0 | 0 | 0 | 0 | 0 | 0 | 0 | 0 | 0 | 0 | 0 | 0 | 0 | 0 | 0 | 0 | 0 | 0 | 0 | 0 | 0 | 0 | 0 | 0 | 0 | 0 | 0 | 0 | 0 | 0 | 0 | 0 | 0 | 0 | 0 | 0 | 0 | 0 | 0 | 0 | 0 | 0 | 0 | 0 | 0 | 0 | 0 | 0 | 0 | 0 | 0 | 0 | 0 | 0 | 0 | 0 | 0 | 0 | 0 | 0 | 0 | 0 | 0 | 0 | 0 | 0 | 0 | 0 | 0 | 0 | 0 | 0 | 0 | 0 | 0 | 0 | 0 | 0 | 0 | 0 | 0 | 0 | 0 | 0 | 0 | 0 | 0 | 0 | 0 | 0 | 0 | 0 | 0 | 0 | 0 | 0 | 0 | 0 | 0 | 0 | 0 | 0 | 0 | 0 | 0 | 0 | 0 | 0 | 0 | 14458.6582 | 14458.6582 | 14458.6582 | 14458.6582 | 14458.6582 | 14458.6582 | 14458.6582 | 14458.6582 | 14458.6582 | 14458.6582 | 14458.6582 | 14458.6582 | 14458.6582 | 14458.6582 | 14458.6582 | 14458.6582 | 14458.6582 | 14458.6582 | 14458.6582 | 14458.6582 | 14458.6582 | 14458.6502 | 14458.6502 | 14458.6502 | 14458.6502 | 8675.1949 | 8675.1949 | 8675.1949 | 8675.1949 | 8675.1949 | 8675.1949 | 8675.1949 | 8675.1949 | 8675.1949 | 8675.1949 | 8675.1949 | 8675.1949 | 8675.1949 | 8675.1949 | 8675.1949 | 8675.1949 | 8675.1949 | 8675.1949 | 8675.1949 | 8675.1949 | 8675.1949 | 8675.1901 | 8675.1901 | 8675.1901 | 8675.1901
ID_Industrial_Industrial - ID_New_Space Heating_Natural Gas_Unit Heater_A | ID | Industrial | Industrial - ID | New | Space Heating | Natural Gas | Unit Heater | A | IIE12 | Standard | Infrared Radiant | 15 | 191096.8947 | 0 | 0 | 16127.37 | -2197.29 | 0 | 0 | 0.5 | 0.25 | 120 unit | 16.15% | 100% | Lost Oppurtunity | LO12Med | 84.74% | TBD | 0% | 23.015 |  | 6.91 |  | 0.0005849 | Xcel CO 2021/22 DSM Plan/TRM p.424 | Xcel CO 2021/22 DSM Plan/TRM p.416 | Xcel CO 2021/22 DSM Plan/TRM p.416 | Standard | Standard | Standard | Standard | Standard | Standard | Standard | Standard | Standard | Standard | Standard | Standard | Standard | Standard | Standard | Standard | Standard | Standard | Standard | Standard | Standard | Standard | Standard | Standard | Standard | Standard | Standard | Infrared Radiant | Infrared Radiant | Infrared Radiant | Infrared Radiant | Infrared Radiant | Infrared Radiant | Infrared Radiant | Infrared Radiant | Infrared Radiant | Infrared Radiant | Infrared Radiant | Infrared Radiant | Infrared Radiant | Infrared Radiant | Infrared Radiant | Infrared Radiant | Infrared Radiant | Infrared Radiant | Infrared Radiant | Infrared Radiant | Infrared Radiant | Infrared Radiant | Infrared Radiant | Infrared Radiant | Infrared Radiant | Infrared Radiant | Infrared Radiant | 16127.37 | 16127.37 | 16127.37 | 16127.37 | 16127.37 | 16127.37 | 16127.37 | 16127.37 | 16127.37 | 16127.37 | 16127.37 | 16127.37 | 16127.37 | 16127.37 | 16127.37 | 16127.37 | 16127.37 | 16127.37 | 16127.37 | 16127.37 | 16127.37 | 16127.37 | 16127.37 | 16127.3721 | 16127.3721 | 16127.3721 | 16127.3721 | 0 | 191840.798 | 191096.8947 | 191096.8947 | 191096.8947 | 191096.8947 | 191096.8947 | 191096.8947 | 191096.8947 | 191096.8947 | 191096.8947 | 191096.8947 | 191096.8947 | 191096.8947 | 191096.8947 | 191096.8947 | 191096.8947 | 191096.8947 | 191096.8947 | 191096.8947 | 191096.8947 | 191096.8947 | 191096.8947 | 191096.8947 | 191096.8947 | 191096.8947 | 191096.8947 | 0.0062913 | 0.047529 | 0.045159 | 0.044958 | 0.043729 | 0.042968 | 0.042221 | 0.041487 | 0.040765 | 0.040056 | 0.039359 | 0.038674 | 0.038001 | 0.037339 | 0.036689 | 0.029968 | 0 | 0 | 0 | 0.0018364 | 0.0048989 | 0.0023191 | 0.0063791 | 0.0080079 | 0.010429 | 0.0062913 | 0.05382 | 0.098979 | 0.14394 | 0.18767 | 0.23063 | 0.27286 | 0.31434 | 0.35511 | 0.39516 | 0.43452 | 0.4732 | 0.5112 | 0.54854 | 0.58522 | 0.61519 | 0.61519 | 0.61519 | 0.61519 | 0.61703 | 0.62193 | 0.62425 | 0.63063 | 0.63863 | 0.64906 | 3.2922e-05 | 0.00024872 | 0.00023631 | 0.00023526 | 0.00022883 | 0.00022485 | 0.00022094 | 0.0002171 | 0.00021332 | 0.00020961 | 0.00020596 | 0.00020238 | 0.00019886 | 0.00019539 | 0.00019199 | 0.00015682 | 0 | 0 | 0 | 9.61e-06 | 2.5636e-05 | 1.2136e-05 | 3.3382e-05 | 4.1905e-05 | 5.4575e-05 | 3.2922e-05 | 0.00028164 | 0.00051795 | 0.00075321 | 0.00098204 | 0.0012069 | 0.0014278 | 0.0016449 | 0.0018583 | 0.0020679 | 0.0022738 | 0.0024762 | 0.0026751 | 0.0028705 | 0.0030625 | 0.0032193 | 0.0032193 | 0.0032193 | 0.0032193 | 0.0032289 | 0.0032545 | 0.0032667 | 0.0033 | 0.0033419 | 0.0033965 | 0.0005849 | 0.0088373 | 0.012595 | 0.016719 | 0.020327 | 0.023569 | 0.025985 | 0.027755 | 0.029018 | 0.029886 | 0.030445 | 0.030764 | 0.030895 | 0.030881 | 0.030756 | 0.030136 | 0.021822 | 0.021145 | 0.0196 | 0.018283 | 0.016992 | 0.016254 | 0.015916 | 0.015863 | 0.016005 | 0.0005849 | 0.0094222 | 0.022017 | 0.038736 | 0.059063 | 0.082632 | 0.10862 | 0.13637 | 0.16539 | 0.19528 | 0.22572 | 0.25648 | 0.28738 | 0.31826 | 0.34902 | 0.37915 | 0.40098 | 0.42212 | 0.44172 | 0.46 | 0.477 | 0.49325 | 0.50917 | 0.52503 | 0.54103 | 3.0607e-06 | 4.6245e-05 | 6.5909e-05 | 8.7488e-05 | 0.00010637 | 0.00012333 | 0.00013598 | 0.00014524 | 0.00015185 | 0.00015639 | 0.00015932 | 0.00016098 | 0.00016167 | 0.0001616 | 0.00016094 | 0.0001577 | 0.00011419 | 0.00011065 | 0.00010257 | 9.5674e-05 | 8.8918e-05 | 8.5055e-05 | 8.3289e-05 | 8.3009e-05 | 8.3752e-05 | 3.0607e-06 | 4.9306e-05 | 0.00011522 | 0.0002027 | 0.00030907 | 0.00043241 | 0.00056839 | 0.00071362 | 0.00086548 | 0.0010219 | 0.0011812 | 0.0013422 | 0.0015038 | 0.0016654 | 0.0018264 | 0.0019841 | 0.0020983 | 0.0022089 | 0.0023115 | 0.0024072 | 0.0024961 | 0.0025811 | 0.0026644 | 0.0027474 | 0.0028312 | 0.0005849 | 0.0088373 | 0.012595 | 0.016719 | 0.020327 | 0.023569 | 0.025985 | 0.027755 | 0.029018 | 0.029886 | 0.030445 | 0.030764 | 0.030895 | 0.030881 | 0.030756 | 0.030136 | 0.021822 | 0.021145 | 0.0196 | 0.018283 | 0.016992 | 0.016254 | 0.015916 | 0.015863 | 0.016005 | 0.0005849 | 0.0094222 | 0.022017 | 0.038736 | 0.059063 | 0.082632 | 0.10862 | 0.13637 | 0.16539 | 0.19528 | 0.22572 | 0.25648 | 0.28738 | 0.31826 | 0.34902 | 0.37915 | 0.40098 | 0.42212 | 0.44172 | 0.46 | 0.477 | 0.49325 | 0.50917 | 0.52503 | 0.54103 | 3.0607e-06 | 4.6245e-05 | 6.5909e-05 | 8.7488e-05 | 0.00010637 | 0.00012333 | 0.00013598 | 0.00014524 | 0.00015185 | 0.00015639 | 0.00015932 | 0.00016098 | 0.00016167 | 0.0001616 | 0.00016094 | 0.0001577 | 0.00011419 | 0.00011065 | 0.00010257 | 9.5674e-05 | 8.8918e-05 | 8.5055e-05 | 8.3289e-05 | 8.3009e-05 | 8.3752e-05 | 3.0607e-06 | 4.9306e-05 | 0.00011522 | 0.0002027 | 0.00030907 | 0.00043241 | 0.00056839 | 0.00071362 | 0.00086548 | 0.0010219 | 0.0011812 | 0.0013422 | 0.0015038 | 0.0016654 | 0.0018264 | 0.0019841 | 0.0020983 | 0.0022089 | 0.0023115 | 0.0024072 | 0.0024961 | 0.0025811 | 0.0026644 | 0.0027474 | 0.0028312 | 0.0005849 | 0.0088373 | 0.012595 | 0.016719 | 0.020327 | 0.023569 | 0.025985 | 0.027755 | 0.029018 | 0.029886 | 0.030445 | 0.030764 | 0.030895 | 0.030881 | 0.030756 | 0.030136 | 0.021822 | 0.021145 | 0.0196 | 0.018283 | 0.016992 | 0.016254 | 0.015916 | 0.015863 | 0.016005 | 0.0005849 | 0.0094222 | 0.022017 | 0.038736 | 0.059063 | 0.082632 | 0.10862 | 0.13637 | 0.16539 | 0.19528 | 0.22572 | 0.25648 | 0.28738 | 0.31826 | 0.34902 | 0.37915 | 0.40098 | 0.42212 | 0.44172 | 0.46 | 0.477 | 0.49325 | 0.50917 | 0.52503 | 0.54103 | 3.0607e-06 | 4.6245e-05 | 6.5909e-05 | 8.7488e-05 | 0.00010637 | 0.00012333 | 0.00013598 | 0.00014524 | 0.00015185 | 0.00015639 | 0.00015932 | 0.00016098 | 0.00016167 | 0.0001616 | 0.00016094 | 0.0001577 | 0.00011419 | 0.00011065 | 0.00010257 | 9.5674e-05 | 8.8918e-05 | 8.5055e-05 | 8.3289e-05 | 8.3009e-05 | 8.3752e-05 | 3.0607e-06 | 4.9306e-05 | 0.00011522 | 0.0002027 | 0.00030907 | 0.00043241 | 0.00056839 | 0.00071362 | 0.00086548 | 0.0010219 | 0.0011812 | 0.0013422 | 0.0015038 | 0.0016654 | 0.0018264 | 0.0019841 | 0.0020983 | 0.0022089 | 0.0023115 | 0.0024072 | 0.0024961 | 0.0025811 | 0.0026644 | 0.0027474 | 0.0028312 | 23.015 | 23.015 | 23.015 | 23.015 | 23.015 | 23.015 | 23.015 | 23.015 | 23.015 | 23.015 | 23.015 | 23.015 | 23.015 | 23.015 | 23.015 | 23.015 | 23.015 | 23.015 | 23.015 | 23.015 | 23.015 | 23.015 | 23.015 | 23.015 | 23.015 | 6.91 | 6.91 | 6.91 | 6.91 | 6.91 | 6.91 | 6.91 | 6.91 | 6.91 | 6.91 | 6.91 | 6.91 | 6.91 | 6.91 | 6.91 | 6.91 | 6.91 | 6.91 | 6.91 | 6.91 | 6.91 | 6.91 | 6.91 | 6.91 | 6.91
WA_Industrial_Industrial - WA_Existing_Space Heating_Natural Gas_Insulation - Ceiling_A | WA | Industrial | Industrial - WA | Existing | Space Heating | Natural Gas | Insulation - Ceiling | A | WIM1 | R-13 | R-38 | 22 | 0.079137 | 0 | 0 | 0.79 | 0.03 | 0 | 0 | 0.24319 | 0.25 | sqft roof | 60% | 85% | Discretionary | Retro1Slow | 84.81% | Space Heating | 0% | 768.5917 |  | 422.6381 |  | 0.01112 | Avista TRM | Avista TRM | Avista TRM | R-13 | R-13 | R-13 | R-13 | R-13 | R-13 | R-13 | R-13 | R-13 | R-13 | R-13 | R-13 | R-13 | R-13 | R-13 | R-13 | R-13 | R-13 | R-13 | R-13 | R-13 | R-13 | R-13 | R-13 | R-13 | R-13 | R-13 | R-38 | R-38 | R-38 | R-38 | R-38 | R-38 | R-38 | R-38 | R-38 | R-38 | R-38 | R-38 | R-38 | R-38 | R-38 | R-38 | R-38 | R-38 | R-38 | R-38 | R-38 | R-38 | R-38 | R-38 | R-38 | R-38 | R-38 | 0.79 | 0.79 | 0.79 | 0.79 | 0.79 | 0.79 | 0.79 | 0.79 | 0.79 | 0.79 | 0.79 | 0.79 | 0.79 | 0.79 | 0.79 | 0.79 | 0.79 | 0.79 | 0.79 | 0.79 | 0.79 | 0.79 | 0.79 | 0.79 | 0.79 | 0.79 | 0.79 | 0 | 0 | 0.083443 | 0.082173 | 0.080828 | 0.079431 | 0.07798 | 0.076613 | 0.075195 | 0.073727 | 0.072219 | 0.070681 | 0.069127 | 0.067588 | 0.06606 | 0.064554 | 0.06308 | 0.06183 | 0.060615 | 0.059444 | 0.058303 | 0.057191 | 0.056167 | 0.055149 | 0.054134 | 0.053133 | 0.052137 | 0.012977 | 0.025105 | 0.043089 | 0.067692 | 0.09913 | 0.13708 | 0.17986 | 0.22467 | 0.26751 | 0.30341 | 0.32718 | 0.33444 | 0.32259 | 0.29204 | 0.24658 | 0.19643 | 0.14472 | 0.096562 | 0.059465 | 0.037386 | 0 | 0 | 0 | 0 | 0 | 0.012977 | 0.037884 | 0.080354 | 0.14666 | 0.24311 | 0.37593 | 0.54883 | 0.7628 | 1.0147 | 1.2965 | 1.5952 | 1.8941 | 2.1739 | 2.4164 | 2.6078 | 2.7525 | 2.8432 | 2.8848 | 2.8889 | 2.8712 | 2.8198 | 2.7687 | 2.7177 | 2.6674 | 2.6175 | 155.5193 | 305.5129 | 533.0994 | 852.2082 | 1271.2308 | 1789.2832 | 2391.9524 | 3047.3716 | 3704.0894 | 4292.691 | 4733.0837 | 4948.2977 | 4883.2845 | 4523.9516 | 3908.9866 | 3176.9527 | 2387.5476 | 1624.419 | 1019.9298 | 653.7031 | 0 | 0 | 0 | 0 | 0 | 155.5193 | 461.0322 | 994.1316 | 1846.3398 | 3117.5706 | 4906.8538 | 7298.8062 | 10346.1777 | 14050.2671 | 18342.9581 | 23076.0418 | 28024.3395 | 32907.624 | 37431.5757 | 41340.5623 | 44517.515 | 46905.0626 | 48529.4816 | 49549.4114 | 50203.1145 | 50203.1145 | 50203.1145 | 50203.1145 | 50203.1145 | 50203.1145 | 0.01112 | 0.021682 | 0.037524 | 0.059453 | 0.087829 | 0.12251 | 0.16219 | 0.20448 | 0.24578 | 0.28151 | 0.30664 | 0.3167 | 0.30873 | 0.28255 | 0.24123 | 0.19419 | 0.14461 | 0.097551 | 0.060761 | 0.038653 | 0 | 0 | 0 | 0 | 0 | 0.01112 | 0.032719 | 0.069975 | 0.12881 | 0.21539 | 0.33598 | 0.49491 | 0.69422 | 0.93228 | 1.2029 | 1.495 | 1.7936 | 2.0805 | 2.3378 | 2.5512 | 2.721 | 2.8409 | 2.9143 | 2.9519 | 2.9685 | 2.9504 | 2.933 | 2.9161 | 2.8994 | 2.8831 | 132.1914 | 259.686 | 453.1345 | 724.377 | 1080.5462 | 1520.8907 | 2033.1595 | 2590.2658 | 3148.476 | 3648.7873 | 4023.1212 | 4206.053 | 4150.7919 | 3845.3589 | 3322.6386 | 2700.4098 | 2029.4155 | 1380.7562 | 866.9403 | 555.6476 | 0 | 0 | 0 | 0 | 0 | 132.1914 | 391.8774 | 845.0119 | 1569.3888 | 2649.935 | 4170.8257 | 6203.9852 | 8794.2511 | 11942.7271 | 15591.5144 | 19614.6355 | 23820.6886 | 27971.4804 | 31816.8393 | 35139.4779 | 37839.8877 | 39869.3032 | 41250.0594 | 42116.9997 | 42672.6473 | 42672.6473 | 42672.6473 | 42672.6473 | 42672.6473 | 42672.6473 | 0.011121 | 0.021686 | 0.037539 | 0.059492 | 0.087914 | 0.12267 | 0.16245 | 0.20485 | 0.24627 | 0.2821 | 0.3073 | 0.31739 | 0.30942 | 0.28324 | 0.24193 | 0.19488 | 0.14527 | 0.098124 | 0.061212 | 0.039001 | 0 | 0 | 0 | 0 | 0 | 0.011121 | 0.032725 | 0.070003 | 0.12889 | 0.2156 | 0.33642 | 0.4957 | 0.6955 | 0.93416 | 1.2054 | 1.4982 | 1.7975 | 2.0851 | 2.3436 | 2.5586 | 2.7308 | 2.854 | 2.9315 | 2.9737 | 2.9952 | 2.9817 | 2.9689 | 2.9564 | 2.9443 | 2.9324 | 132.1914 | 259.686 | 453.1345 | 724.377 | 1080.5462 | 1520.8907 | 2033.1595 | 2590.2658 | 3148.476 | 3648.7873 | 4023.1212 | 4206.053 | 4150.7919 | 3845.3589 | 3322.6386 | 2700.4098 | 2029.4155 | 1380.7562 | 866.9403 | 555.6476 | 0 | 0 | 0 | 0 | 0 | 132.1914 | 391.8774 | 845.0119 | 1569.3888 | 2649.935 | 4170.8257 | 6203.9852 | 8794.2511 | 11942.7271 | 15591.5144 | 19614.6355 | 23820.6886 | 27971.4804 | 31816.8393 | 35139.4779 | 37839.8877 | 39869.3032 | 41250.0594 | 42116.9997 | 42672.6473 | 42672.6473 | 42672.6473 | 42672.6473 | 42672.6473 | 42672.6473 | 0.011121 | 0.021686 | 0.037539 | 0.059492 | 0.087914 | 0.12267 | 0.16245 | 0.20485 | 0.24627 | 0.2821 | 0.3073 | 0.31739 | 0.30942 | 0.28324 | 0.24193 | 0.19488 | 0.14527 | 0.098124 | 0.061212 | 0.039001 | 0 | 0 | 0 | 0 | 0 | 0.011121 | 0.032725 | 0.070003 | 0.12889 | 0.2156 | 0.33642 | 0.4957 | 0.6955 | 0.93416 | 1.2054 | 1.4982 | 1.7975 | 2.0851 | 2.3436 | 2.5586 | 2.7308 | 2.854 | 2.9315 | 2.9737 | 2.9952 | 2.9817 | 2.9689 | 2.9564 | 2.9443 | 2.9324 | 132.1914 | 259.686 | 453.1345 | 724.377 | 1080.5462 | 1520.8907 | 2033.1595 | 2590.2658 | 3148.476 | 3648.7873 | 4023.1212 | 4206.053 | 4150.7919 | 3845.3589 | 3322.6386 | 2700.4098 | 2029.4155 | 1380.7562 | 866.9403 | 555.6476 | 0 | 0 | 0 | 0 | 0 | 132.1914 | 391.8774 | 845.0119 | 1569.3888 | 2649.935 | 4170.8257 | 6203.9852 | 8794.2511 | 11942.7271 | 15591.5144 | 19614.6355 | 23820.6886 | 27971.4804 | 31816.8393 | 35139.4779 | 37839.8877 | 39869.3032 | 41250.0594 | 42116.9997 | 42672.6473 | 42672.6473 | 42672.6473 | 42672.6473 | 42672.6473 | 42672.6473 | 751.8273 | 753.2437 | 754.7686 | 756.3884 | 758.0905 | 759.863 | 761.6953 | 763.5772 | 765.4991 | 767.4524 | 769.4287 | 771.4203 | 773.4199 | 775.4206 | 777.4162 | 779.4004 | 781.3677 | 783.2028 | 784.9199 | 786.5049 | 787.9677 | 789.3172 | 790.5619 | 791.7098 | 792.7681 | 413.4196 | 414.1984 | 415.037 | 415.9277 | 416.8636 | 417.8383 | 418.8459 | 419.8807 | 420.9375 | 422.0116 | 423.0983 | 424.1935 | 425.293 | 426.3932 | 427.4905 | 428.5817 | 429.6634 | 430.6725 | 431.6167 | 432.4883 | 433.2927 | 434.0347 | 434.7192 | 435.3504 | 435.9324
WA_Industrial_Industrial - WA_Existing_Space Heating_Natural Gas_Insulation - Wall Cavity_A | WA | Industrial | Industrial - WA | Existing | Space Heating | Natural Gas | Insulation - Wall Cavity | A | WIM2 | R-9 | R-23 | 22 | 0.11456 | 0 | 0 | 0.67 | 0.07 | 0 | 0 | 0.24319 | 0.25 | sqft wall | 60% | 85% | Discretionary | Retro1Slow | 84.81% | Space Heating | 0% | 36.3542 |  | 247.6044 |  | 0.013357 | Avista TRM | Avista TRM | Avista TRM | R-9 | R-9 | R-9 | R-9 | R-9 | R-9 | R-9 | R-9 | R-9 | R-9 | R-9 | R-9 | R-9 | R-9 | R-9 | R-9 | R-9 | R-9 | R-9 | R-9 | R-9 | R-9 | R-9 | R-9 | R-9 | R-9 | R-9 | R-23 | R-23 | R-23 | R-23 | R-23 | R-23 | R-23 | R-23 | R-23 | R-23 | R-23 | R-23 | R-23 | R-23 | R-23 | R-23 | R-23 | R-23 | R-23 | R-23 | R-23 | R-23 | R-23 | R-23 | R-23 | R-23 | R-23 | 0.67 | 0.67 | 0.67 | 0.67 | 0.67 | 0.67 | 0.67 | 0.67 | 0.67 | 0.67 | 0.67 | 0.67 | 0.67 | 0.67 | 0.67 | 0.67 | 0.67 | 0.67 | 0.67 | 0.67 | 0.67 | 0.67 | 0.67 | 0.67 | 0.67 | 0.67 | 0.67 | 0 | 0 | 0.12093 | 0.11923 | 0.11744 | 0.1156 | 0.1137 | 0.11197 | 0.1102 | 0.10841 | 0.10661 | 0.1048 | 0.103 | 0.10121 | 0.099426 | 0.097646 | 0.095863 | 0.09436 | 0.092849 | 0.091342 | 0.089833 | 0.088335 | 0.086855 | 0.085381 | 0.083911 | 0.08246 | 0.081016 | 0.015589 | 0.030195 | 0.051898 | 0.081661 | 0.11982 | 0.16607 | 0.21851 | 0.27386 | 0.32733 | 0.37292 | 0.40411 | 0.41514 | 0.40247 | 0.36618 | 0.31063 | 0.2485 | 0.18376 | 0.123 | 0.07595 | 0.047867 | 0 | 0 | 0 | 0 | 0 | 0.015589 | 0.045566 | 0.096779 | 0.17692 | 0.29384 | 0.45543 | 0.66676 | 0.92978 | 1.2416 | 1.5935 | 1.9702 | 2.3511 | 2.7122 | 3.0298 | 3.2851 | 3.4821 | 3.6101 | 3.6745 | 3.6897 | 3.6761 | 3.6145 | 3.5532 | 3.492 | 3.4316 | 3.3715 | 128.9162 | 253.252 | 441.9076 | 706.4298 | 1053.7745 | 1483.2091 | 1982.7859 | 2526.0894 | 3070.4693 | 3558.3849 | 3923.4442 | 4101.8438 | 4047.9517 | 3750.0862 | 3240.3168 | 2633.5044 | 1979.1346 | 1346.5465 | 845.461 | 541.8809 | 0 | 0 | 0 | 0 | 0 | 128.9162 | 382.1682 | 824.0758 | 1530.5056 | 2584.2802 | 4067.4892 | 6050.2752 | 8576.3645 | 11646.8338 | 15205.2187 | 19128.6629 | 23230.5067 | 27278.4584 | 31028.5446 | 34268.8614 | 36902.3658 | 38881.5005 | 40228.047 | 41073.5079 | 41615.3888 | 41615.3888 | 41615.3888 | 41615.3888 | 41615.3888 | 41615.3888 | 0.013357 | 0.026069 | 0.04517 | 0.071665 | 0.10604 | 0.14821 | 0.19668 | 0.24865 | 0.29987 | 0.34476 | 0.3771 | 0.39112 | 0.38292 | 0.35193 | 0.30166 | 0.2437 | 0.18205 | 0.12313 | 0.076873 | 0.049004 | 0 | 0 | 0 | 0 | 0 | 0.013357 | 0.039339 | 0.084233 | 0.15526 | 0.26006 | 0.40645 | 0.60014 | 0.8442 | 1.1374 | 1.4732 | 1.8385 | 2.2151 | 2.5804 | 2.9119 | 3.1903 | 3.4148 | 3.5764 | 3.6787 | 3.7346 | 3.7634 | 3.7442 | 3.7258 | 3.708 | 3.6906 | 3.6738 | 109.5788 | 215.2642 | 375.6215 | 600.4653 | 895.7083 | 1260.7277 | 1685.368 | 2147.1759 | 2609.8989 | 3024.6271 | 3334.9276 | 3486.5672 | 3440.759 | 3187.5733 | 2754.2693 | 2238.4787 | 1682.2644 | 1144.5645 | 718.6418 | 460.5988 | 0 | 0 | 0 | 0 | 0 | 109.5788 | 324.843 | 700.4644 | 1300.9298 | 2196.6381 | 3457.3658 | 5142.7339 | 7289.9098 | 9899.8087 | 12924.4359 | 16259.3635 | 19745.9307 | 23186.6896 | 26374.2629 | 29128.5322 | 31367.011 | 33049.2754 | 34193.8399 | 34912.4817 | 35373.0805 | 35373.0805 | 35373.0805 | 35373.0805 | 35373.0805 | 35373.0805 | 0.013358 | 0.026074 | 0.045187 | 0.071712 | 0.10615 | 0.1484 | 0.19699 | 0.24911 | 0.30047 | 0.34548 | 0.3779 | 0.39196 | 0.38378 | 0.35279 | 0.30253 | 0.24457 | 0.18288 | 0.12386 | 0.077443 | 0.049445 | 0 | 0 | 0 | 0 | 0 | 0.013358 | 0.039346 | 0.084266 | 0.15537 | 0.26031 | 0.40698 | 0.6011 | 0.84576 | 1.1397 | 1.4763 | 1.8425 | 2.2198 | 2.5862 | 2.919 | 3.1995 | 3.4271 | 3.5929 | 3.7003 | 3.7623 | 3.7973 | 3.7839 | 3.7713 | 3.7594 | 3.7479 | 3.7367 | 109.5788 | 215.2642 | 375.6215 | 600.4653 | 895.7083 | 1260.7277 | 1685.368 | 2147.1759 | 2609.8989 | 3024.6271 | 3334.9276 | 3486.5672 | 3440.759 | 3187.5733 | 2754.2693 | 2238.4787 | 1682.2644 | 1144.5645 | 718.6418 | 460.5988 | 0 | 0 | 0 | 0 | 0 | 109.5788 | 324.843 | 700.4644 | 1300.9298 | 2196.6381 | 3457.3658 | 5142.7339 | 7289.9098 | 9899.8087 | 12924.4359 | 16259.3635 | 19745.9307 | 23186.6896 | 26374.2629 | 29128.5322 | 31367.011 | 33049.2754 | 34193.8399 | 34912.4817 | 35373.0805 | 35373.0805 | 35373.0805 | 35373.0805 | 35373.0805 | 35373.0805 | 0.013358 | 0.026074 | 0.045187 | 0.071712 | 0.10615 | 0.1484 | 0.19699 | 0.24911 | 0.30047 | 0.34548 | 0.3779 | 0.39196 | 0.38378 | 0.35279 | 0.30253 | 0.24457 | 0.18288 | 0.12386 | 0.077443 | 0.049445 | 0 | 0 | 0 | 0 | 0 | 0.013358 | 0.039346 | 0.084266 | 0.15537 | 0.26031 | 0.40698 | 0.6011 | 0.84576 | 1.1397 | 1.4763 | 1.8425 | 2.2198 | 2.5862 | 2.919 | 3.1995 | 3.4271 | 3.5929 | 3.7003 | 3.7623 | 3.7973 | 3.7839 | 3.7713 | 3.7594 | 3.7479 | 3.7367 | 109.5788 | 215.2642 | 375.6215 | 600.4653 | 895.7083 | 1260.7277 | 1685.368 | 2147.1759 | 2609.8989 | 3024.6271 | 3334.9276 | 3486.5672 | 3440.759 | 3187.5733 | 2754.2693 | 2238.4787 | 1682.2644 | 1144.5645 | 718.6418 | 460.5988 | 0 | 0 | 0 | 0 | 0 | 109.5788 | 324.843 | 700.4644 | 1300.9298 | 2196.6381 | 3457.3658 | 5142.7339 | 7289.9098 | 9899.8087 | 12924.4359 | 16259.3635 | 19745.9307 | 23186.6896 | 26374.2629 | 29128.5322 | 31367.011 | 33049.2754 | 34193.8399 | 34912.4817 | 35373.0805 | 35373.0805 | 35373.0805 | 35373.0805 | 35373.0805 | 35373.0805 | 35.5612 | 35.6282 | 35.7004 | 35.777 | 35.8575 | 35.9413 | 36.028 | 36.117 | 36.2079 | 36.3003 | 36.3938 | 36.488 | 36.5826 | 36.6772 | 36.7716 | 36.8654 | 36.9585 | 37.0453 | 37.1265 | 37.2015 | 37.2707 | 37.3345 | 37.3934 | 37.4477 | 37.4977 | 242.2037 | 242.66 | 243.1513 | 243.6731 | 244.2214 | 244.7924 | 245.3827 | 245.989 | 246.6081 | 247.2374 | 247.874 | 248.5156 | 249.1598 | 249.8044 | 250.4473 | 251.0865 | 251.7202 | 252.3114 | 252.8646 | 253.3752 | 253.8464 | 254.2812 | 254.6822 | 255.052 | 255.3929
WA_Industrial_Industrial - WA_Existing_Space Heating_Natural Gas_Insulation - Ducting_A | WA | Industrial | Industrial - WA | Existing | Space Heating | Natural Gas | Insulation - Ducting | A | WIM3 | R-4 | R-8 | 20 | 0.0063212 | 0 | 0 | 0.96 | 0 | 0 | 0 | 0.24319 | 0.45 | sqft duct | 40% | 60% | Discretionary | Retro1Slow | 84.81% | Furnace | 0% | 19597.8632 |  | 9556.6629 |  | 5.7407e-05 | INS_DCT-All-DEER-1 | INS_DCT-All-DEER-1 | Building Energy Simulation Tool | R-4 | R-4 | R-4 | R-4 | R-4 | R-4 | R-4 | R-4 | R-4 | R-4 | R-4 | R-4 | R-4 | R-4 | R-4 | R-4 | R-4 | R-4 | R-4 | R-4 | R-4 | R-4 | R-4 | R-4 | R-4 | R-4 | R-4 | R-8 | R-8 | R-8 | R-8 | R-8 | R-8 | R-8 | R-8 | R-8 | R-8 | R-8 | R-8 | R-8 | R-8 | R-8 | R-8 | R-8 | R-8 | R-8 | R-8 | R-8 | R-8 | R-8 | R-8 | R-8 | R-8 | R-8 | 0.96 | 0.96 | 0.96 | 0.96 | 0.96 | 0.96 | 0.96 | 0.96 | 0.96 | 0.96 | 0.96 | 0.96 | 0.96 | 0.96 | 0.96 | 0.96 | 0.96 | 0.96 | 0.96 | 0.96 | 0.96 | 0.96 | 0.96 | 0.96 | 0.96 | 0.96 | 0.96 | 0 | 0 | 0.0066659 | 0.00655 | 0.0064249 | 0.0062965 | 0.0061608 | 0.0060294 | 0.0058923 | 0.0057501 | 0.0056042 | 0.0054543 | 0.005303 | 0.0051524 | 0.0050031 | 0.0048572 | 0.0047161 | 0.0045947 | 0.0044788 | 0.0043701 | 0.0042669 | 0.0041683 | 0.0040795 | 0.0039923 | 0.0039064 | 0.0038225 | 0.0037399 | 6.6971e-05 | 0.00012928 | 0.00022127 | 0.00034665 | 0.00050595 | 0.00069695 | 0.00091051 | 0.001132 | 0.001341 | 0.0015126 | 0.0016215 | 0.0016471 | 0.0015783 | 0.0014195 | 0.0011909 | 0.00094301 | 0.00069081 | 0.0004586 | 0.00028114 | 0.00017603 | 0 | 0 | 0 | 0 | 0 | 6.6971e-05 | 0.00019508 | 0.00041262 | 0.00075102 | 0.0012408 | 0.0019113 | 0.0027783 | 0.0038432 | 0.0050868 | 0.0064633 | 0.0079055 | 0.009328 | 0.010636 | 0.011745 | 0.012595 | 0.013214 | 0.013571 | 0.013701 | 0.013658 | 0.013519 | 0.013231 | 0.012948 | 0.012669 | 0.012397 | 0.012129 | 10.0468 | 19.7367 | 34.4392 | 55.0543 | 82.1239 | 115.5911 | 154.5247 | 196.8661 | 239.2913 | 277.3161 | 305.7663 | 319.6695 | 315.4696 | 292.256 | 252.528 | 205.2372 | 154.2402 | 104.9406 | 65.8894 | 42.2305 | 0 | 0 | 0 | 0 | 0 | 10.0468 | 29.7836 | 64.2228 | 119.2771 | 201.401 | 316.9922 | 471.5169 | 668.3829 | 907.6742 | 1184.9903 | 1490.7566 | 1810.4261 | 2125.8957 | 2418.1516 | 2670.6797 | 2875.9169 | 3030.1571 | 3135.0976 | 3200.9871 | 3243.2175 | 3243.2175 | 3243.2175 | 3243.2175 | 3243.2175 | 3243.2175 | 5.7407e-05 | 0.00011172 | 0.00019289 | 0.00030486 | 0.00044903 | 0.00062418 | 0.00082312 | 0.0010333 | 0.0012363 | 0.0014089 | 0.0015265 | 0.0015676 | 0.001519 | 0.0013819 | 0.0011729 | 0.00093891 | 0.00069548 | 0.00046694 | 0.0002896 | 0.00018351 | 0 | 0 | 0 | 0 | 0 | 5.7407e-05 | 0.00016859 | 0.0003597 | 0.0006605 | 0.0011012 | 0.0017117 | 0.0025117 | 0.0035081 | 0.0046896 | 0.0060204 | 0.0074423 | 0.0088777 | 0.010237 | 0.011434 | 0.012405 | 0.013157 | 0.013663 | 0.01395 | 0.014069 | 0.014093 | 0.013961 | 0.013835 | 0.013713 | 0.013596 | 0.013482 | 8.5398 | 16.7762 | 29.2734 | 46.7961 | 69.8054 | 98.2525 | 131.346 | 167.3361 | 203.3976 | 235.7187 | 259.9013 | 271.7191 | 268.1491 | 248.4176 | 214.6488 | 174.4517 | 131.1041 | 89.1995 | 56.006 | 35.8959 | 0 | 0 | 0 | 0 | 0 | 8.5398 | 25.316 | 54.5894 | 101.3855 | 171.1909 | 269.4433 | 400.7894 | 568.1255 | 771.5231 | 1007.2417 | 1267.1431 | 1538.8622 | 1807.0113 | 2055.4289 | 2270.0777 | 2444.5294 | 2575.6335 | 2664.833 | 2720.839 | 2756.7349 | 2756.7349 | 2756.7349 | 2756.7349 | 2756.7349 | 2756.7349 | 0 | 0 | 0 | 0 | 0 | 0 | 0 | 0 | 0 | 0 | 0 | 0 | 0 | 0 | 0 | 0 | 0 | 0 | 0 | 0 | 0 | 0 | 0 | 0 | 0 | 0 | 0 | 0 | 0 | 0 | 0 | 0 | 0 | 0 | 0 | 0 | 0 | 0 | 0 | 0 | 0 | 0 | 0 | 0 | 0 | 0 | 0 | 0 | 0 | 0 | 0 | 0 | 0 | 0 | 0 | 0 | 0 | 0 | 0 | 0 | 0 | 0 | 0 | 0 | 0 | 0 | 0 | 0 | 0 | 0 | 0 | 0 | 0 | 0 | 0 | 0 | 0 | 0 | 0 | 0 | 0 | 0 | 0 | 0 | 0 | 0 | 0 | 0 | 0 | 0 | 0 | 0 | 0 | 0 | 0 | 0 | 0 | 0 | 0 | 0 | 0 | 0 | 0 | 0 | 0 | 0 | 0 | 0 | 0 | 0 | 0 | 0 | 0 | 0 | 0 | 0 | 0 | 0 | 0 | 0 | 0 | 0 | 0 | 0 | 0 | 0 | 0 | 0 | 0 | 0 | 0 | 0 | 0 | 0 | 0 | 0 | 0 | 0 | 0 | 0 | 0 | 0 | 0 | 0 | 0 | 0 | 0 | 0 | 0 | 0 | 0 | 0 | 0 | 0 | 0 | 0 | 0 | 0 | 0 | 0 | 0 | 0 | 0 | 0 | 0 | 0 | 0 | 0 | 0 | 0 | 0 | 0 | 0 | 0 | 0 | 0 | 0 | 0 | 0 | 0 | 0 | 0 | 0 | 0 | 0 | 0 | 0 | 0 | 0 | 0 | 0 | 0 | 0 | 0 | 0 | 0 | 0 | 0 | 0 | 0 | 18894.8318 | 18929.6937 | 18974.1589 | 19027.3881 | 19088.6225 | 19157.1727 | 19232.4098 | 19313.7572 | 19400.6842 | 19492.7002 | 19589.3496 | 19690.2078 | 19794.8774 | 19902.9849 | 20014.1782 | 20128.124 | 20244.5057 | 20353.9173 | 20457.4852 | 20554.0264 | 20643.9535 | 20727.6644 | 20805.5409 | 20877.9481 | 20945.2342 | 9213.8381 | 9230.8381 | 9252.521 | 9278.4776 | 9308.3378 | 9341.7655 | 9378.4539 | 9418.122 | 9460.5109 | 9505.3814 | 9552.5114 | 9601.6937 | 9652.7345 | 9705.4518 | 9759.6739 | 9815.2382 | 9871.9904 | 9925.3436 | 9975.8473 | 10022.9244 | 10066.7763 | 10107.5969 | 10145.5725 | 10180.8809 | 10213.6922
WA_Industrial_Industrial - WA_Existing_Space Heating_Natural Gas_Ducting - Repair and Sealing_A | WA | Industrial | Industrial - WA | Existing | Space Heating | Natural Gas | Ducting - Repair and Sealing | A | WIM4 | 20% Leakage | Sealed | 18 | 0.25786 | 0 | 0 | 0.65 | 0.11 | 0 | 0 | 0.19525 | 0.45 | sqft duct | 15% | 50% | Discretionary | Retro1Slow | 84.81% | Furnace | 0% | -63.0295 |  | 155.5823 |  | 0.0041093 | DCT_RPR-All-DEER-1 | DCT_RPR-Cooling-RTF-1 | Building Energy Simulation Tool | 20% Leakage | 20% Leakage | 20% Leakage | 20% Leakage | 20% Leakage | 20% Leakage | 20% Leakage | 20% Leakage | 20% Leakage | 20% Leakage | 20% Leakage | 20% Leakage | 20% Leakage | 20% Leakage | 20% Leakage | 20% Leakage | 20% Leakage | 20% Leakage | 20% Leakage | 20% Leakage | 20% Leakage | 20% Leakage | 20% Leakage | 20% Leakage | 20% Leakage | 20% Leakage | 20% Leakage | Sealed | Sealed | Sealed | Sealed | Sealed | Sealed | Sealed | Sealed | Sealed | Sealed | Sealed | Sealed | Sealed | Sealed | Sealed | Sealed | Sealed | Sealed | Sealed | Sealed | Sealed | Sealed | Sealed | Sealed | Sealed | Sealed | Sealed | 0.65 | 0.65 | 0.65 | 0.65 | 0.65 | 0.65 | 0.65 | 0.65 | 0.65 | 0.65 | 0.65 | 0.65 | 0.65 | 0.65 | 0.65 | 0.65 | 0.65 | 0.65 | 0.65 | 0.65 | 0.65 | 0.65 | 0.65 | 0.65 | 0.65 | 0.65 | 0.65 | 0 | 0 | 0.27279 | 0.26899 | 0.2649 | 0.26061 | 0.25616 | 0.25203 | 0.24781 | 0.24352 | 0.23919 | 0.23485 | 0.23052 | 0.22621 | 0.22189 | 0.21754 | 0.21315 | 0.20934 | 0.20547 | 0.20164 | 0.19781 | 0.19404 | 0.19035 | 0.18672 | 0.18314 | 0.17965 | 0.17621 | 0.0047962 | 0.0092908 | 0.015965 | 0.025108 | 0.036814 | 0.050982 | 0.067012 | 0.083895 | 0.10016 | 0.11397 | 0.12335 | 0.12654 | 0.1225 | 0.11126 | 0.094196 | 0.075188 | 0.055461 | 0.03703 | 0.019331 | 0.0076383 | 0 | 0 | 0 | 0 | 0 | 0.0047962 | 0.01402 | 0.029772 | 0.054398 | 0.090284 | 0.13981 | 0.20448 | 0.28483 | 0.37993 | 0.48702 | 0.60139 | 0.71668 | 0.82549 | 0.92058 | 0.9962 | 1.0536 | 1.0896 | 1.1063 | 1.1046 | 1.0912 | 1.0704 | 1.05 | 1.0299 | 1.0103 | 0.9909 | 17.582 | 34.5393 | 60.2687 | 96.345 | 143.7169 | 202.2845 | 270.4183 | 344.5156 | 418.7597 | 485.3031 | 535.091 | 559.4217 | 552.0717 | 511.4479 | 441.9241 | 359.1652 | 269.9203 | 183.646 | 97.7245 | 39.3641 | 0 | 0 | 0 | 0 | 0 | 17.582 | 52.1212 | 112.3899 | 208.7349 | 352.4518 | 554.7363 | 825.1545 | 1169.6701 | 1588.4299 | 2073.733 | 2608.824 | 3168.2457 | 3720.3174 | 4231.7653 | 4673.6894 | 5032.8546 | 5302.7748 | 5486.4209 | 5584.1454 | 5623.5094 | 5623.5094 | 5623.5094 | 5623.5094 | 5623.5094 | 5623.5094 | 0.0041093 | 0.0080211 | 0.013895 | 0.022034 | 0.032579 | 0.045493 | 0.060303 | 0.076149 | 0.091716 | 0.1053 | 0.11502 | 0.11911 | 0.11642 | 0.10679 | 0.091344 | 0.073618 | 0.05485 | 0.037005 | 0.01953 | 0.0078049 | 0 | 0 | 0 | 0 | 0 | 0.0041093 | 0.012104 | 0.025911 | 0.047737 | 0.079897 | 0.12476 | 0.18401 | 0.25853 | 0.34789 | 0.44997 | 0.56076 | 0.67456 | 0.78451 | 0.88361 | 0.96604 | 1.0316 | 1.0776 | 1.1055 | 1.116 | 1.115 | 1.1067 | 1.0989 | 1.0915 | 1.0843 | 1.0775 | 14.9447 | 29.3584 | 51.2284 | 81.8933 | 122.1594 | 171.9418 | 229.8555 | 292.8383 | 355.9458 | 412.5077 | 454.8274 | 475.5084 | 469.261 | 434.7307 | 375.6355 | 305.2904 | 229.4322 | 156.0991 | 83.0658 | 33.4595 | 0 | 0 | 0 | 0 | 0 | 14.9447 | 44.3031 | 95.5314 | 177.4247 | 299.5841 | 471.5259 | 701.3814 | 994.2196 | 1350.1654 | 1762.6731 | 2217.5004 | 2693.0088 | 3162.2698 | 3597.0005 | 3972.636 | 4277.9264 | 4507.3586 | 4663.4577 | 4746.5236 | 4779.983 | 4779.983 | 4779.983 | 4779.983 | 4779.983 | 4779.983 | 0.0041096 | 0.0080225 | 0.0139 | 0.022048 | 0.032611 | 0.045552 | 0.0604 | 0.076289 | 0.0919 | 0.10552 | 0.11526 | 0.11937 | 0.11668 | 0.10705 | 0.091607 | 0.073882 | 0.055102 | 0.037223 | 0.019674 | 0.0078753 | 0 | 0 | 0 | 0 | 0 | 0.0041096 | 0.012106 | 0.025921 | 0.047769 | 0.079975 | 0.12492 | 0.1843 | 0.25901 | 0.34859 | 0.45091 | 0.56196 | 0.67602 | 0.78626 | 0.88578 | 0.96882 | 1.0353 | 1.0825 | 1.112 | 1.1242 | 1.1251 | 1.1185 | 1.1123 | 1.1066 | 1.1011 | 1.096 | 14.9447 | 29.3584 | 51.2284 | 81.8933 | 122.1594 | 171.9418 | 229.8555 | 292.8383 | 355.9458 | 412.5077 | 454.8274 | 475.5084 | 469.261 | 434.7307 | 375.6355 | 305.2904 | 229.4322 | 156.0991 | 83.0658 | 33.4595 | 0 | 0 | 0 | 0 | 0 | 14.9447 | 44.3031 | 95.5314 | 177.4247 | 299.5841 | 471.5259 | 701.3814 | 994.2196 | 1350.1654 | 1762.6731 | 2217.5004 | 2693.0088 | 3162.2698 | 3597.0005 | 3972.636 | 4277.9264 | 4507.3586 | 4663.4577 | 4746.5236 | 4779.983 | 4779.983 | 4779.983 | 4779.983 | 4779.983 | 4779.983 | 0.0041096 | 0.0080225 | 0.0139 | 0.022048 | 0.032611 | 0.045552 | 0.0604 | 0.076289 | 0.0919 | 0.10552 | 0.11526 | 0.11937 | 0.11668 | 0.10705 | 0.091607 | 0.073882 | 0.055102 | 0.037223 | 0.019674 | 0.0078753 | 0 | 0 | 0 | 0 | 0 | 0.0041096 | 0.012106 | 0.025921 | 0.047769 | 0.079975 | 0.12492 | 0.1843 | 0.25901 | 0.34859 | 0.45091 | 0.56196 | 0.67602 | 0.78626 | 0.88578 | 0.96882 | 1.0353 | 1.0825 | 1.112 | 1.1242 | 1.1251 | 1.1185 | 1.1123 | 1.1066 | 1.1011 | 1.096 | 14.9447 | 29.3584 | 51.2284 | 81.8933 | 122.1594 | 171.9418 | 229.8555 | 292.8383 | 355.9458 | 412.5077 | 454.8274 | 475.5084 | 469.261 | 434.7307 | 375.6355 | 305.2904 | 229.4322 | 156.0991 | 83.0658 | 33.4595 | 0 | 0 | 0 | 0 | 0 | 14.9447 | 44.3031 | 95.5314 | 177.4247 | 299.5841 | 471.5259 | 701.3814 | 994.2196 | 1350.1654 | 1762.6731 | 2217.5004 | 2693.0088 | 3162.2698 | 3597.0005 | 3972.636 | 4277.9264 | 4507.3586 | 4663.4577 | 4746.5236 | 4779.983 | 4779.983 | 4779.983 | 4779.983 | 4779.983 | 4779.983 | -60.7685 | -60.8806 | -61.0236 | -61.1948 | -61.3918 | -61.6122 | -61.8542 | -62.1158 | -62.3954 | -62.6913 | -63.0022 | -63.3265 | -63.6632 | -64.0109 | -64.3685 | -64.7349 | -65.1092 | -65.4611 | -65.7942 | -66.1047 | -66.3939 | -66.6631 | -66.9136 | -67.1465 | -67.3629 | 150.0011 | 150.2779 | 150.6309 | 151.0534 | 151.5396 | 152.0838 | 152.681 | 153.3268 | 154.0169 | 154.7474 | 155.5147 | 156.3154 | 157.1463 | 158.0046 | 158.8873 | 159.7919 | 160.7158 | 161.5844 | 162.4066 | 163.173 | 163.8869 | 164.5515 | 165.1697 | 165.7445 | 166.2787
WA_Industrial_Industrial - WA_Existing_Space Heating_Natural Gas_Building Shell - Air Sealing (Infiltration Control)_A | WA | Industrial | Industrial - WA | Existing | Space Heating | Natural Gas | Building Shell - Air Sealing (Infiltration Control) | A | WIM5 | Building with air infiltration. | Air sealing to reduce air infiltration. | 10 | 59.5231 | 0 | 0 | 8 | 3.64 | 0 | 0 | 0.28365 | 0.45 | foot door | 15% | 25% | Discretionary | Retro1Slow | 84.81% | Space Heating | 0% | -32.0462 |  | 13.3746 |  | 0.00070396 | IL TRM - CI-MSC-WTST-V01-200101 | IL TRM - CI-MSC-WTST-V01-200101 | IL TRM - CI-MSC-WTST-V01-200101 | Building with air infiltration. | Building with air infiltration. | Building with air infiltration. | Building with air infiltration. | Building with air infiltration. | Building with air infiltration. | Building with air infiltration. | Building with air infiltration. | Building with air infiltration. | Building with air infiltration. | Building with air infiltration. | Building with air infiltration. | Building with air infiltration. | Building with air infiltration. | Building with air infiltration. | Building with air infiltration. | Building with air infiltration. | Building with air infiltration. | Building with air infiltration. | Building with air infiltration. | Building with air infiltration. | Building with air infiltration. | Building with air infiltration. | Building with air infiltration. | Building with air infiltration. | Building with air infiltration. | Building with air infiltration. | Air sealing to reduce air infiltration. | Air sealing to reduce air infiltration. | Air sealing to reduce air infiltration. | Air sealing to reduce air infiltration. | Air sealing to reduce air infiltration. | Air sealing to reduce air infiltration. | Air sealing to reduce air infiltration. | Air sealing to reduce air infiltration. | Air sealing to reduce air infiltration. | Air sealing to reduce air infiltration. | Air sealing to reduce air infiltration. | Air sealing to reduce air infiltration. | Air sealing to reduce air infiltration. | Air sealing to reduce air infiltration. | Air sealing to reduce air infiltration. | Air sealing to reduce air infiltration. | Air sealing to reduce air infiltration. | Air sealing to reduce air infiltration. | Air sealing to reduce air infiltration. | Air sealing to reduce air infiltration. | Air sealing to reduce air infiltration. | Air sealing to reduce air infiltration. | Air sealing to reduce air infiltration. | Air sealing to reduce air infiltration. | Air sealing to reduce air infiltration. | Air sealing to reduce air infiltration. | Air sealing to reduce air infiltration. | 8 | 8 | 8 | 8 | 8 | 8 | 8 | 8 | 8 | 8 | 8 | 8 | 8 | 8 | 8 | 8 | 8 | 8 | 8 | 8 | 8 | 8 | 8 | 8 | 8 | 8 | 8 | 0 | 0 | 62.9056 | 62.1066 | 61.269 | 60.4148 | 59.5478 | 58.7796 | 58.0056 | 57.2269 | 56.445 | 55.6598 | 54.87 | 54.0728 | 53.2643 | 52.4403 | 51.5972 | 50.8673 | 50.1176 | 49.3588 | 48.5869 | 47.8147 | 47.0471 | 46.2824 | 45.519 | 44.7658 | 44.0155 | 0.00082177 | 0.0015938 | 0.0027436 | 0.0043248 | 0.0063587 | 0.0088346 | 0.011655 | 0.014649 | 0.017562 | 0.02007 | 0.021098 | 0.021088 | 0.019464 | 0.016174 | 0.011432 | 0.0059293 | 0 | 0 | 0 | 0 | 0 | 0 | 0 | 0 | 0 | 0.00082177 | 0.0024052 | 0.0051164 | 0.0093699 | 0.015594 | 0.024228 | 0.035563 | 0.049735 | 0.066618 | 0.085761 | 0.10564 | 0.1252 | 0.14279 | 0.15675 | 0.16566 | 0.16925 | 0.16676 | 0.16423 | 0.16166 | 0.15909 | 0.15654 | 0.154 | 0.15146 | 0.14895 | 0.14645 | 0.013064 | 0.025663 | 0.04478 | 0.071585 | 0.10678 | 0.1503 | 0.20092 | 0.25598 | 0.31114 | 0.36059 | 0.38452 | 0.38999 | 0.36542 | 0.30843 | 0.22157 | 0.11656 | 0 | 0 | 0 | 0 | 0 | 0 | 0 | 0 | 0 | 0.013064 | 0.038727 | 0.083507 | 0.15509 | 0.26188 | 0.41218 | 0.6131 | 0.86908 | 1.1802 | 1.5408 | 1.9253 | 2.3153 | 2.6807 | 2.9892 | 3.2107 | 3.3273 | 3.3273 | 3.3273 | 3.3273 | 3.3273 | 3.3273 | 3.3273 | 3.3273 | 3.3273 | 3.3273 | 0.00070396 | 0.0013755 | 0.0023865 | 0.0037921 | 0.005621 | 0.0078722 | 0.01047 | 0.013269 | 0.016043 | 0.018493 | 0.019614 | 0.019784 | 0.018433 | 0.015467 | 0.011044 | 0.0057826 | 0 | 0 | 0 | 0 | 0 | 0 | 0 | 0 | 0 | 0.00070396 | 0.0020757 | 0.0044504 | 0.0082157 | 0.013785 | 0.021588 | 0.031948 | 0.04505 | 0.060855 | 0.079023 | 0.098211 | 0.11746 | 0.13523 | 0.1499 | 0.16003 | 0.16506 | 0.16425 | 0.16345 | 0.16264 | 0.16187 | 0.16114 | 0.16045 | 0.15978 | 0.15914 | 0.15851 | 0.011104 | 0.021814 | 0.038063 | 0.060848 | 0.090766 | 0.12775 | 0.17079 | 0.21758 | 0.26447 | 0.3065 | 0.32684 | 0.33149 | 0.3106 | 0.26216 | 0.18834 | 0.09908 | 0 | 0 | 0 | 0 | 0 | 0 | 0 | 0 | 0 | 0.011104 | 0.032918 | 0.070981 | 0.13183 | 0.22259 | 0.35035 | 0.52113 | 0.73872 | 1.0032 | 1.3097 | 1.6365 | 1.968 | 2.2786 | 2.5408 | 2.7291 | 2.8282 | 2.8282 | 2.8282 | 2.8282 | 2.8282 | 2.8282 | 2.8282 | 2.8282 | 2.8282 | 2.8282 | 0.00070401 | 0.0013758 | 0.0023874 | 0.0037946 | 0.0056265 | 0.0078824 | 0.010487 | 0.013293 | 0.016075 | 0.018532 | 0.019656 | 0.019827 | 0.018474 | 0.015505 | 0.011075 | 0.0058033 | 0 | 0 | 0 | 0 | 0 | 0 | 0 | 0 | 0 | 0.00070401 | 0.0020761 | 0.0044521 | 0.0082211 | 0.013798 | 0.021616 | 0.031999 | 0.045133 | 0.060977 | 0.079189 | 0.09842 | 0.11771 | 0.13553 | 0.15027 | 0.16049 | 0.16565 | 0.16501 | 0.16441 | 0.16385 | 0.16333 | 0.16285 | 0.16241 | 0.162 | 0.1616 | 0.16123 | 0.011104 | 0.021814 | 0.038063 | 0.060848 | 0.090766 | 0.12775 | 0.17079 | 0.21758 | 0.26447 | 0.3065 | 0.32684 | 0.33149 | 0.3106 | 0.26216 | 0.18834 | 0.09908 | 0 | 0 | 0 | 0 | 0 | 0 | 0 | 0 | 0 | 0.011104 | 0.032918 | 0.070981 | 0.13183 | 0.22259 | 0.35035 | 0.52113 | 0.73872 | 1.0032 | 1.3097 | 1.6365 | 1.968 | 2.2786 | 2.5408 | 2.7291 | 2.8282 | 2.8282 | 2.8282 | 2.8282 | 2.8282 | 2.8282 | 2.8282 | 2.8282 | 2.8282 | 2.8282 | 0.00070401 | 0.0013758 | 0.0023874 | 0.0037946 | 0.0056265 | 0.0078824 | 0.010487 | 0.013293 | 0.016075 | 0.018532 | 0.019656 | 0.019827 | 0.018474 | 0.015505 | 0.011075 | 0.0058033 | 0 | 0 | 0 | 0 | 0 | 0 | 0 | 0 | 0 | 0.00070401 | 0.0020761 | 0.0044521 | 0.0082211 | 0.013798 | 0.021616 | 0.031999 | 0.045133 | 0.060977 | 0.079189 | 0.09842 | 0.11771 | 0.13553 | 0.15027 | 0.16049 | 0.16565 | 0.16501 | 0.16441 | 0.16385 | 0.16333 | 0.16285 | 0.16241 | 0.162 | 0.1616 | 0.16123 | 0.011104 | 0.021814 | 0.038063 | 0.060848 | 0.090766 | 0.12775 | 0.17079 | 0.21758 | 0.26447 | 0.3065 | 0.32684 | 0.33149 | 0.3106 | 0.26216 | 0.18834 | 0.09908 | 0 | 0 | 0 | 0 | 0 | 0 | 0 | 0 | 0 | 0.011104 | 0.032918 | 0.070981 | 0.13183 | 0.22259 | 0.35035 | 0.52113 | 0.73872 | 1.0032 | 1.3097 | 1.6365 | 1.968 | 2.2786 | 2.5408 | 2.7291 | 2.8282 | 2.8282 | 2.8282 | 2.8282 | 2.8282 | 2.8282 | 2.8282 | 2.8282 | 2.8282 | 2.8282 | -31.3472 | -31.4062 | -31.4698 | -31.5374 | -31.6083 | -31.6822 | -31.7586 | -31.8371 | -31.9172 | -31.9987 | -32.0811 | -32.1641 | -32.2475 | -32.3309 | -32.4141 | -32.4968 | -32.5789 | -32.6554 | -32.727 | -32.7931 | -32.854 | -32.9103 | -32.9622 | -33.0101 | -33.0542 | 13.0829 | 13.1075 | 13.134 | 13.1622 | 13.1918 | 13.2227 | 13.2546 | 13.2873 | 13.3208 | 13.3548 | 13.3891 | 13.4238 | 13.4586 | 13.4934 | 13.5281 | 13.5627 | 13.5969 | 13.6288 | 13.6587 | 13.6863 | 13.7118 | 13.7352 | 13.7569 | 13.7769 | 13.7953
WA_Industrial_Industrial - WA_Existing_Space Heating_Natural Gas_Ventilation - Demand Controlled_A | WA | Industrial | Industrial - WA | Existing | Space Heating | Natural Gas | Ventilation - Demand Controlled | A | WIM6 | No occupancy based outdoor air controls. | Outdoor air controlled based on occupancy to meet ASHRAE 62.1 | 10 | 0.047592 | 0 | 0 | 0.25 | 0.02 | 0 | 0 | 0.28365 | 0.45 | sqft | 55% | 75% | Discretionary | Retro12Med | 75.44% | Furnace | 0% | 683.7421 |  | 529.188 |  | 0.073864 | IL TRM - CI-HVC-DCV-V05-190101 | VENT_DCV-Heating-7PLN-v5-8 | IL TRM - CI-HVC-DCV-V05-190101 | No occupancy based outdoor air controls. | No occupancy based outdoor air controls. | No occupancy based outdoor air controls. | No occupancy based outdoor air controls. | No occupancy based outdoor air controls. | No occupancy based outdoor air controls. | No occupancy based outdoor air controls. | No occupancy based outdoor air controls. | No occupancy based outdoor air controls. | No occupancy based outdoor air controls. | No occupancy based outdoor air controls. | No occupancy based outdoor air controls. | No occupancy based outdoor air controls. | No occupancy based outdoor air controls. | No occupancy based outdoor air controls. | No occupancy based outdoor air controls. | No occupancy based outdoor air controls. | No occupancy based outdoor air controls. | No occupancy based outdoor air controls. | No occupancy based outdoor air controls. | No occupancy based outdoor air controls. | No occupancy based outdoor air controls. | No occupancy based outdoor air controls. | No occupancy based outdoor air controls. | No occupancy based outdoor air controls. | No occupancy based outdoor air controls. | No occupancy based outdoor air controls. | Outdoor air controlled based on occupancy to meet ASHRAE 62.1 | Outdoor air controlled based on occupancy to meet ASHRAE 62.1 | Outdoor air controlled based on occupancy to meet ASHRAE 62.1 | Outdoor air controlled based on occupancy to meet ASHRAE 62.1 | Outdoor air controlled based on occupancy to meet ASHRAE 62.1 | Outdoor air controlled based on occupancy to meet ASHRAE 62.1 | Outdoor air controlled based on occupancy to meet ASHRAE 62.1 | Outdoor air controlled based on occupancy to meet ASHRAE 62.1 | Outdoor air controlled based on occupancy to meet ASHRAE 62.1 | Outdoor air controlled based on occupancy to meet ASHRAE 62.1 | Outdoor air controlled based on occupancy to meet ASHRAE 62.1 | Outdoor air controlled based on occupancy to meet ASHRAE 62.1 | Outdoor air controlled based on occupancy to meet ASHRAE 62.1 | Outdoor air controlled based on occupancy to meet ASHRAE 62.1 | Outdoor air controlled based on occupancy to meet ASHRAE 62.1 | Outdoor air controlled based on occupancy to meet ASHRAE 62.1 | Outdoor air controlled based on occupancy to meet ASHRAE 62.1 | Outdoor air controlled based on occupancy to meet ASHRAE 62.1 | Outdoor air controlled based on occupancy to meet ASHRAE 62.1 | Outdoor air controlled based on occupancy to meet ASHRAE 62.1 | Outdoor air controlled based on occupancy to meet ASHRAE 62.1 | Outdoor air controlled based on occupancy to meet ASHRAE 62.1 | Outdoor air controlled based on occupancy to meet ASHRAE 62.1 | Outdoor air controlled based on occupancy to meet ASHRAE 62.1 | Outdoor air controlled based on occupancy to meet ASHRAE 62.1 | Outdoor air controlled based on occupancy to meet ASHRAE 62.1 | Outdoor air controlled based on occupancy to meet ASHRAE 62.1 | 0.25 | 0.25 | 0.25 | 0.25 | 0.25 | 0.25 | 0.25 | 0.25 | 0.25 | 0.25 | 0.25 | 0.25 | 0.25 | 0.25 | 0.25 | 0.25 | 0.25 | 0.25 | 0.25 | 0.25 | 0.25 | 0.25 | 0.25 | 0.25 | 0.25 | 0.25 | 0.25 | 0 | 0 | 0.050288 | 0.049517 | 0.048677 | 0.047782 | 0.046831 | 0.045906 | 0.044925 | 0.043891 | 0.042811 | 0.041694 | 0.040556 | 0.039421 | 0.038294 | 0.037191 | 0.036124 | 0.035205 | 0.034327 | 0.033504 | 0.032723 | 0.031977 | 0.031306 | 0.030646 | 0.029997 | 0.029363 | 0.028739 | 0.086196 | 0.083411 | 0.080582 | 0.077737 | 0.074875 | 0.064918 | 0.049949 | 0.038366 | 0.029421 | 0.022528 | 0 | 0 | 0 | 0 | 0 | 0 | 0 | 0 | 0 | 0 | 0 | 0 | 0 | 0 | 0 | 0.086196 | 0.16829 | 0.24601 | 0.31923 | 0.38774 | 0.44501 | 0.48545 | 0.51264 | 0.52944 | 0.53817 | 0.52347 | 0.50882 | 0.49428 | 0.48004 | 0.46627 | 0.4544 | 0.44307 | 0.43245 | 0.42236 | 0.41274 | 0.40408 | 0.39557 | 0.38718 | 0.379 | 0.37094 | 1714.0393 | 1684.4869 | 1655.444 | 1626.9019 | 1598.8518 | 1414.1569 | 1111.8199 | 874.1205 | 687.2395 | 540.3125 | 0 | 0 | 0 | 0 | 0 | 0 | 0 | 0 | 0 | 0 | 0 | 0 | 0 | 0 | 0 | 1714.0393 | 3398.5262 | 5053.9702 | 6680.8721 | 8279.7239 | 9693.8808 | 10805.7007 | 11679.8211 | 12367.0607 | 12907.3731 | 12907.3731 | 12907.3731 | 12907.3731 | 12907.3731 | 12907.3731 | 12907.3731 | 12907.3731 | 12907.3731 | 12907.3731 | 12907.3731 | 12907.3731 | 12907.3731 | 12907.3731 | 12907.3731 | 12907.3731 | 0.073864 | 0.07204 | 0.07018 | 0.068286 | 0.066356 | 0.058043 | 0.045069 | 0.034948 | 0.027065 | 0.020936 | 0 | 0 | 0 | 0 | 0 | 0 | 0 | 0 | 0 | 0 | 0 | 0 | 0 | 0 | 0 | 0.073864 | 0.14534 | 0.21425 | 0.28042 | 0.34363 | 0.39788 | 0.43802 | 0.46697 | 0.48704 | 0.50014 | 0.49164 | 0.48309 | 0.47453 | 0.46613 | 0.45803 | 0.45124 | 0.44487 | 0.43911 | 0.43387 | 0.42907 | 0.42516 | 0.42144 | 0.41785 | 0.41439 | 0.41104 | 1456.9334 | 1431.8139 | 1407.1274 | 1382.8666 | 1359.0241 | 1202.0334 | 945.0469 | 743.0024 | 584.1536 | 459.2656 | 0 | 0 | 0 | 0 | 0 | 0 | 0 | 0 | 0 | 0 | 0 | 0 | 0 | 0 | 0 | 1456.9334 | 2888.7472 | 4295.8747 | 5678.7412 | 7037.7653 | 8239.7987 | 9184.8456 | 9927.848 | 10512.0016 | 10971.2672 | 10971.2672 | 10971.2672 | 10971.2672 | 10971.2672 | 10971.2672 | 10971.2672 | 10971.2672 | 10971.2672 | 10971.2672 | 10971.2672 | 10971.2672 | 10971.2672 | 10971.2672 | 10971.2672 | 10971.2672 | 0.07387 | 0.072053 | 0.070207 | 0.068331 | 0.066421 | 0.058118 | 0.045141 | 0.035013 | 0.02712 | 0.02098 | 0 | 0 | 0 | 0 | 0 | 0 | 0 | 0 | 0 | 0 | 0 | 0 | 0 | 0 | 0 | 0.07387 | 0.14537 | 0.21434 | 0.2806 | 0.34396 | 0.39839 | 0.43873 | 0.46783 | 0.48802 | 0.50119 | 0.49269 | 0.48413 | 0.47559 | 0.46728 | 0.45935 | 0.45286 | 0.44691 | 0.44169 | 0.43709 | 0.43294 | 0.42968 | 0.42659 | 0.42364 | 0.42081 | 0.41808 | 1456.9334 | 1431.8139 | 1407.1274 | 1382.8666 | 1359.0241 | 1202.0334 | 945.0469 | 743.0024 | 584.1536 | 459.2656 | 0 | 0 | 0 | 0 | 0 | 0 | 0 | 0 | 0 | 0 | 0 | 0 | 0 | 0 | 0 | 1456.9334 | 2888.7472 | 4295.8747 | 5678.7412 | 7037.7653 | 8239.7987 | 9184.8456 | 9927.848 | 10512.0016 | 10971.2672 | 10971.2672 | 10971.2672 | 10971.2672 | 10971.2672 | 10971.2672 | 10971.2672 | 10971.2672 | 10971.2672 | 10971.2672 | 10971.2672 | 10971.2672 | 10971.2672 | 10971.2672 | 10971.2672 | 10971.2672 | 0.07387 | 0.072053 | 0.070207 | 0.068331 | 0.066421 | 0.058118 | 0.045141 | 0.035013 | 0.02712 | 0.02098 | 0 | 0 | 0 | 0 | 0 | 0 | 0 | 0 | 0 | 0 | 0 | 0 | 0 | 0 | 0 | 0.07387 | 0.14537 | 0.21434 | 0.2806 | 0.34396 | 0.39839 | 0.43873 | 0.46783 | 0.48802 | 0.50119 | 0.49269 | 0.48413 | 0.47559 | 0.46728 | 0.45935 | 0.45286 | 0.44691 | 0.44169 | 0.43709 | 0.43294 | 0.42968 | 0.42659 | 0.42364 | 0.42081 | 0.41808 | 1456.9334 | 1431.8139 | 1407.1274 | 1382.8666 | 1359.0241 | 1202.0334 | 945.0469 | 743.0024 | 584.1536 | 459.2656 | 0 | 0 | 0 | 0 | 0 | 0 | 0 | 0 | 0 | 0 | 0 | 0 | 0 | 0 | 0 | 1456.9334 | 2888.7472 | 4295.8747 | 5678.7412 | 7037.7653 | 8239.7987 | 9184.8456 | 9927.848 | 10512.0016 | 10971.2672 | 10971.2672 | 10971.2672 | 10971.2672 | 10971.2672 | 10971.2672 | 10971.2672 | 10971.2672 | 10971.2672 | 10971.2672 | 10971.2672 | 10971.2672 | 10971.2672 | 10971.2672 | 10971.2672 | 10971.2672 | 659.2143 | 660.4306 | 661.9819 | 663.839 | 665.9754 | 668.367 | 670.9919 | 673.83 | 676.8628 | 680.0731 | 683.445 | 686.9638 | 690.6156 | 694.3873 | 698.2667 | 702.2421 | 706.3025 | 710.1197 | 713.7331 | 717.1013 | 720.2387 | 723.1592 | 725.8762 | 728.4024 | 730.7499 | 510.2045 | 511.1459 | 512.3466 | 513.7839 | 515.4373 | 517.2884 | 519.3199 | 521.5165 | 523.8637 | 526.3484 | 528.9581 | 531.6815 | 534.5079 | 537.427 | 540.4295 | 543.5063 | 546.6489 | 549.6032 | 552.3998 | 555.0067 | 557.4349 | 559.6953 | 561.7981 | 563.7533 | 565.5702
WA_Industrial_Industrial - WA_Existing_Space Heating_Natural Gas_Destratification Fans (HVLS)_A | WA | Industrial | Industrial - WA | Existing | Space Heating | Natural Gas | Destratification Fans (HVLS) | A | WIM7 | No destratification fans. | High volume low speed destratification fans. | 15 | 115007.3356 | 0 | 0 | 9799.26 | 0 | 0 | 0 | 0.28365 | 0.45 | Strat Fan | 15% | 55% | Discretionary | RetroEven20 | 80.75% | Space Heating | 0% | 12.9033 |  | 6.5286 |  | 0.27266 | DL20_IHVLS-Ag-2021PLN-v2-8 | DL20_IHVLS-Ag-2021PLN-v2-8 | HVLS-Heating-AEG-v5.0-121 | No destratification fans. | No destratification fans. | No destratification fans. | No destratification fans. | No destratification fans. | No destratification fans. | No destratification fans. | No destratification fans. | No destratification fans. | No destratification fans. | No destratification fans. | No destratification fans. | No destratification fans. | No destratification fans. | No destratification fans. | No destratification fans. | No destratification fans. | No destratification fans. | No destratification fans. | No destratification fans. | No destratification fans. | No destratification fans. | No destratification fans. | No destratification fans. | No destratification fans. | No destratification fans. | No destratification fans. | High volume low speed destratification fans. | High volume low speed destratification fans. | High volume low speed destratification fans. | High volume low speed destratification fans. | High volume low speed destratification fans. | High volume low speed destratification fans. | High volume low speed destratification fans. | High volume low speed destratification fans. | High volume low speed destratification fans. | High volume low speed destratification fans. | High volume low speed destratification fans. | High volume low speed destratification fans. | High volume low speed destratification fans. | High volume low speed destratification fans. | High volume low speed destratification fans. | High volume low speed destratification fans. | High volume low speed destratification fans. | High volume low speed destratification fans. | High volume low speed destratification fans. | High volume low speed destratification fans. | High volume low speed destratification fans. | High volume low speed destratification fans. | High volume low speed destratification fans. | High volume low speed destratification fans. | High volume low speed destratification fans. | High volume low speed destratification fans. | High volume low speed destratification fans. | 9799.26 | 9799.26 | 9799.26 | 9799.26 | 9799.26 | 9799.26 | 9799.26 | 9799.26 | 9799.26 | 9799.26 | 9799.26 | 9799.26 | 9799.26 | 9799.26 | 9799.26 | 9799.26 | 9799.26 | 9799.26 | 9799.26 | 9799.26 | 9799.26 | 9799.26 | 9799.26 | 9799.26 | 9799.26 | 9799.26 | 9799.26 | 0 | 0 | 121776.9181 | 120466.3039 | 119079.7367 | 117659.3801 | 116212.2473 | 114956.6523 | 113688.5496 | 112409.9869 | 111123.5881 | 109829.4133 | 108524.5722 | 107203.306 | 105857.7186 | 104479.1778 | 103060.1455 | 101662.5335 | 100224.6732 | 98767.788 | 97284.1486 | 95798.9512 | 94322.2278 | 92850.3995 | 91380.2586 | 89929.6292 | 88484.0422 | 0.31839 | 0.30953 | 0.30069 | 0.29198 | 0.28342 | 0.27552 | 0.26779 | 0.26021 | 0.2528 | 0.24554 | 0.23844 | 0.23148 | 0.22463 | 0.21789 | 0.21122 | 0 | 0 | 0 | 0 | 0 | 0 | 0 | 0 | 0 | 0 | 0.31839 | 0.62449 | 0.91799 | 1.199 | 1.4677 | 1.7274 | 1.9761 | 2.2141 | 2.4415 | 2.6586 | 2.8655 | 3.0621 | 3.2483 | 3.4239 | 3.5886 | 3.5399 | 3.4899 | 3.4391 | 3.3875 | 3.3358 | 3.2843 | 3.2331 | 3.1819 | 3.1314 | 3.0811 | 0.0026145 | 0.0025694 | 0.0025251 | 0.0024816 | 0.0024388 | 0.0023968 | 0.0023554 | 0.0023148 | 0.0022749 | 0.0022357 | 0.0021971 | 0.0021593 | 0.002122 | 0.0020854 | 0.0020495 | 0 | 0 | 0 | 0 | 0 | 0 | 0 | 0 | 0 | 0 | 0.0026145 | 0.0051839 | 0.0077091 | 0.010191 | 0.012629 | 0.015026 | 0.017382 | 0.019696 | 0.021971 | 0.024207 | 0.026404 | 0.028563 | 0.030685 | 0.032771 | 0.03482 | 0.03482 | 0.03482 | 0.03482 | 0.03482 | 0.03482 | 0.03482 | 0.03482 | 0.03482 | 0.03482 | 0.03482 | 0.27266 | 0.26697 | 0.26132 | 0.25571 | 0.25016 | 0.24506 | 0.24004 | 0.23511 | 0.23027 | 0.22553 | 0.22089 | 0.21632 | 0.21183 | 0.2074 | 0.20301 | 0 | 0 | 0 | 0 | 0 | 0 | 0 | 0 | 0 | 0 | 0.27266 | 0.53863 | 0.79779 | 1.0501 | 1.2955 | 1.5364 | 1.7714 | 2.0005 | 2.224 | 2.442 | 2.6545 | 2.8616 | 3.0632 | 3.2591 | 3.4491 | 3.4346 | 3.4196 | 3.4045 | 3.3895 | 3.3753 | 3.3619 | 3.3493 | 3.3374 | 3.3258 | 3.3147 | 0.0022223 | 0.002184 | 0.0021464 | 0.0021094 | 0.002073 | 0.0020372 | 0.0020021 | 0.0019676 | 0.0019337 | 0.0019003 | 0.0018676 | 0.0018354 | 0.0018037 | 0.0017726 | 0.0017421 | 0 | 0 | 0 | 0 | 0 | 0 | 0 | 0 | 0 | 0 | 0.0022223 | 0.0044063 | 0.0065527 | 0.0086621 | 0.010735 | 0.012772 | 0.014774 | 0.016742 | 0.018676 | 0.020576 | 0.022444 | 0.024279 | 0.026083 | 0.027855 | 0.029597 | 0.029597 | 0.029597 | 0.029597 | 0.029597 | 0.029597 | 0.029597 | 0.029597 | 0.029597 | 0.029597 | 0.029597 | 0.27268 | 0.26702 | 0.26142 | 0.25588 | 0.2504 | 0.24538 | 0.24043 | 0.23555 | 0.23074 | 0.22601 | 0.22136 | 0.21679 | 0.21231 | 0.20791 | 0.20359 | 0 | 0 | 0 | 0 | 0 | 0 | 0 | 0 | 0 | 0 | 0.27268 | 0.53873 | 0.7981 | 1.0508 | 1.2967 | 1.5384 | 1.7742 | 2.0042 | 2.2285 | 2.4471 | 2.6602 | 2.8678 | 3.07 | 3.2671 | 3.459 | 3.4469 | 3.4353 | 3.4245 | 3.4146 | 3.4057 | 3.3976 | 3.3903 | 3.3836 | 3.3773 | 3.3714 | 0.0022223 | 0.002184 | 0.0021464 | 0.0021094 | 0.002073 | 0.0020372 | 0.0020021 | 0.0019676 | 0.0019337 | 0.0019003 | 0.0018676 | 0.0018354 | 0.0018037 | 0.0017726 | 0.0017421 | 0 | 0 | 0 | 0 | 0 | 0 | 0 | 0 | 0 | 0 | 0.0022223 | 0.0044063 | 0.0065527 | 0.0086621 | 0.010735 | 0.012772 | 0.014774 | 0.016742 | 0.018676 | 0.020576 | 0.022444 | 0.024279 | 0.026083 | 0.027855 | 0.029597 | 0.029597 | 0.029597 | 0.029597 | 0.029597 | 0.029597 | 0.029597 | 0.029597 | 0.029597 | 0.029597 | 0.029597 | 0.27268 | 0.26702 | 0.26142 | 0.25588 | 0.2504 | 0.24538 | 0.24043 | 0.23555 | 0.23074 | 0.22601 | 0.22136 | 0.21679 | 0.21231 | 0.20791 | 0.20359 | 0 | 0 | 0 | 0 | 0 | 0 | 0 | 0 | 0 | 0 | 0.27268 | 0.53873 | 0.7981 | 1.0508 | 1.2967 | 1.5384 | 1.7742 | 2.0042 | 2.2285 | 2.4471 | 2.6602 | 2.8678 | 3.07 | 3.2671 | 3.459 | 3.4469 | 3.4353 | 3.4245 | 3.4146 | 3.4057 | 3.3976 | 3.3903 | 3.3836 | 3.3773 | 3.3714 | 0.0022223 | 0.002184 | 0.0021464 | 0.0021094 | 0.002073 | 0.0020372 | 0.0020021 | 0.0019676 | 0.0019337 | 0.0019003 | 0.0018676 | 0.0018354 | 0.0018037 | 0.0017726 | 0.0017421 | 0 | 0 | 0 | 0 | 0 | 0 | 0 | 0 | 0 | 0 | 0.0022223 | 0.0044063 | 0.0065527 | 0.0086621 | 0.010735 | 0.012772 | 0.014774 | 0.016742 | 0.018676 | 0.020576 | 0.022444 | 0.024279 | 0.026083 | 0.027855 | 0.029597 | 0.029597 | 0.029597 | 0.029597 | 0.029597 | 0.029597 | 0.029597 | 0.029597 | 0.029597 | 0.029597 | 0.029597 | 12.6219 | 12.6457 | 12.6713 | 12.6984 | 12.727 | 12.7568 | 12.7875 | 12.8191 | 12.8514 | 12.8842 | 12.9174 | 12.9508 | 12.9844 | 13.018 | 13.0515 | 13.0848 | 13.1178 | 13.1486 | 13.1774 | 13.2041 | 13.2286 | 13.2513 | 13.2722 | 13.2914 | 13.3092 | 6.3862 | 6.3982 | 6.4112 | 6.4249 | 6.4394 | 6.4544 | 6.47 | 6.486 | 6.5023 | 6.5189 | 6.5357 | 6.5526 | 6.5696 | 6.5866 | 6.6035 | 6.6204 | 6.6371 | 6.6527 | 6.6673 | 6.6807 | 6.6932 | 6.7046 | 6.7152 | 6.725 | 6.734
WA_Industrial_Industrial - WA_Existing_Space Heating_Natural Gas_Condensing RTU_A | WA | Industrial | Industrial - WA | Existing | Space Heating | Natural Gas | Condensing RTU | A | WIM8 | TBD | TBD | 5 | 0.076604 | 0 | 0 | 2.65 | 0 | 0 | 0 | 0.28365 | 0.45 | sqft cond | 5% | 10% | Discretionary | Retro5Med | 81.71% | Furnace | 0% | 11819.4013 |  | 5980.1696 |  | 0.011665 | NEEA Condensing Rooftop Unit Field Study - October 28, 2019 | NEEA Condensing Rooftop Unit Field Study - October 28, 2019 | NEEA Condensing Rooftop Unit Field Study - October 28, 2019 | TBD | TBD | TBD | TBD | TBD | TBD | TBD | TBD | TBD | TBD | TBD | TBD | TBD | TBD | TBD | TBD | TBD | TBD | TBD | TBD | TBD | TBD | TBD | TBD | TBD | TBD | TBD | TBD | TBD | TBD | TBD | TBD | TBD | TBD | TBD | TBD | TBD | TBD | TBD | TBD | TBD | TBD | TBD | TBD | TBD | TBD | TBD | TBD | TBD | TBD | TBD | TBD | TBD | TBD | 2.65 | 2.65 | 2.65 | 2.65 | 2.65 | 2.65 | 2.65 | 2.65 | 2.65 | 2.65 | 2.65 | 2.65 | 2.65 | 2.65 | 2.65 | 2.65 | 2.65 | 2.65 | 2.65 | 2.65 | 2.65 | 2.65 | 2.65 | 2.65 | 2.65 | 2.65 | 2.65 | 0 | 0 | 0.080781 | 0.079377 | 0.07786 | 0.076304 | 0.074659 | 0.073067 | 0.071405 | 0.06968 | 0.067911 | 0.066095 | 0.06426 | 0.062434 | 0.060625 | 0.058855 | 0.057144 | 0.055673 | 0.054268 | 0.05295 | 0.051699 | 0.050505 | 0.049429 | 0.048372 | 0.047331 | 0.046314 | 0.045314 | 0.013609 | 0.016136 | 0.019035 | 0.021281 | 0.023341 | 0.013937 | 0.013137 | 0.010056 | 0.0055127 | 0 | 0 | 0 | 0 | 0 | 0 | 0 | 0 | 0 | 0 | 0 | 0 | 0 | 0 | 0 | 0 | 0.013609 | 0.029508 | 0.047979 | 0.068301 | 0.09017 | 0.10218 | 0.113 | 0.12032 | 0.12278 | 0.1195 | 0.11618 | 0.11288 | 0.10961 | 0.10641 | 0.10332 | 0.10066 | 0.098115 | 0.095732 | 0.093471 | 0.091311 | 0.089366 | 0.087454 | 0.085572 | 0.083734 | 0.081925 | 168.4662 | 203.2833 | 244.4703 | 278.8985 | 312.6342 | 190.739 | 183.9764 | 144.3219 | 81.1744 | 0 | 0 | 0 | 0 | 0 | 0 | 0 | 0 | 0 | 0 | 0 | 0 | 0 | 0 | 0 | 0 | 168.4662 | 371.7495 | 616.2197 | 895.1182 | 1207.7525 | 1398.4914 | 1582.4678 | 1726.7897 | 1807.964 | 1807.964 | 1807.964 | 1807.964 | 1807.964 | 1807.964 | 1807.964 | 1807.964 | 1807.964 | 1807.964 | 1807.964 | 1807.964 | 1807.964 | 1807.964 | 1807.964 | 1807.964 | 1807.964 | 0.011665 | 0.013945 | 0.016593 | 0.018716 | 0.020715 | 0.012482 | 0.011876 | 0.0091794 | 0.0050823 | 0 | 0 | 0 | 0 | 0 | 0 | 0 | 0 | 0 | 0 | 0 | 0 | 0 | 0 | 0 | 0 | 0.011665 | 0.025501 | 0.041825 | 0.060068 | 0.080025 | 0.091515 | 0.10215 | 0.10983 | 0.1132 | 0.11131 | 0.10937 | 0.10743 | 0.10549 | 0.10359 | 0.10176 | 0.10022 | 0.09878 | 0.097476 | 0.096286 | 0.095195 | 0.094302 | 0.093449 | 0.092628 | 0.091832 | 0.091064 | 143.1963 | 172.7908 | 207.7997 | 237.0637 | 265.7391 | 162.1281 | 156.3799 | 122.6736 | 68.9982 | 0 | 0 | 0 | 0 | 0 | 0 | 0 | 0 | 0 | 0 | 0 | 0 | 0 | 0 | 0 | 0 | 143.1963 | 315.987 | 523.7868 | 760.8505 | 1026.5896 | 1188.7177 | 1345.0976 | 1467.7712 | 1536.7694 | 1536.7694 | 1536.7694 | 1536.7694 | 1536.7694 | 1536.7694 | 1536.7694 | 1536.7694 | 1536.7694 | 1536.7694 | 1536.7694 | 1536.7694 | 1536.7694 | 1536.7694 | 1536.7694 | 1536.7694 | 1536.7694 | 0 | 0 | 0 | 0 | 0 | 0 | 0 | 0 | 0 | 0 | 0 | 0 | 0 | 0 | 0 | 0 | 0 | 0 | 0 | 0 | 0 | 0 | 0 | 0 | 0 | 0 | 0 | 0 | 0 | 0 | 0 | 0 | 0 | 0 | 0 | 0 | 0 | 0 | 0 | 0 | 0 | 0 | 0 | 0 | 0 | 0 | 0 | 0 | 0 | 0 | 0 | 0 | 0 | 0 | 0 | 0 | 0 | 0 | 0 | 0 | 0 | 0 | 0 | 0 | 0 | 0 | 0 | 0 | 0 | 0 | 0 | 0 | 0 | 0 | 0 | 0 | 0 | 0 | 0 | 0 | 0 | 0 | 0 | 0 | 0 | 0 | 0 | 0 | 0 | 0 | 0 | 0 | 0 | 0 | 0 | 0 | 0 | 0 | 0 | 0 | 0 | 0 | 0 | 0 | 0 | 0 | 0 | 0 | 0 | 0 | 0 | 0 | 0 | 0 | 0 | 0 | 0 | 0 | 0 | 0 | 0 | 0 | 0 | 0 | 0 | 0 | 0 | 0 | 0 | 0 | 0 | 0 | 0 | 0 | 0 | 0 | 0 | 0 | 0 | 0 | 0 | 0 | 0 | 0 | 0 | 0 | 0 | 0 | 0 | 0 | 0 | 0 | 0 | 0 | 0 | 0 | 0 | 0 | 0 | 0 | 0 | 0 | 0 | 0 | 0 | 0 | 0 | 0 | 0 | 0 | 0 | 0 | 0 | 0 | 0 | 0 | 0 | 0 | 0 | 0 | 0 | 0 | 0 | 0 | 0 | 0 | 0 | 0 | 0 | 0 | 0 | 0 | 0 | 0 | 0 | 0 | 0 | 0 | 0 | 0 | 11395.4055 | 11416.4306 | 11443.2474 | 11475.3498 | 11512.28 | 11553.6224 | 11598.9976 | 11648.0579 | 11700.4833 | 11755.9778 | 11814.2667 | 11875.094 | 11938.2198 | 12003.4191 | 12070.4793 | 12139.1996 | 12209.3891 | 12275.3748 | 12337.8362 | 12396.0598 | 12450.2946 | 12500.7803 | 12547.7474 | 12591.4159 | 12631.9959 | 5765.6438 | 5776.2817 | 5789.85 | 5806.0925 | 5824.7778 | 5845.6955 | 5868.6537 | 5893.4763 | 5920.0016 | 5948.0797 | 5977.5717 | 6008.348 | 6040.2872 | 6073.2756 | 6107.2056 | 6141.9754 | 6177.4886 | 6210.8749 | 6242.478 | 6271.937 | 6299.3777 | 6324.9216 | 6348.6851 | 6370.7797 | 6391.3117
WA_Industrial_Industrial - WA_Existing_Space Heating_Natural Gas_Industrial Air Curtains_A | WA | Industrial | Industrial - WA | Existing | Space Heating | Natural Gas | Industrial Air Curtains | A | WIM9 | No air curtains. | Air curtains on large industrial doors. | 15 | -0.017002 | 0 | 0 | 0.27 | 0 | 0.01 | 0 | 0.28365 | 0.45 | sqft | 15% | 75% | Discretionary | Retro1Slow | 84.81% | Space Heating | 0% | 9999 |  | 9999 |  | -0.0057633 | IL TRM - CI-HVC-AIRC-V03-200101 | IL TRM - CI-HVC-AIRC-V03-200101 | IL TRM - CI-HVC-AIRC-V03-200101 | No air curtains. | No air curtains. | No air curtains. | No air curtains. | No air curtains. | No air curtains. | No air curtains. | No air curtains. | No air curtains. | No air curtains. | No air curtains. | No air curtains. | No air curtains. | No air curtains. | No air curtains. | No air curtains. | No air curtains. | No air curtains. | No air curtains. | No air curtains. | No air curtains. | No air curtains. | No air curtains. | No air curtains. | No air curtains. | No air curtains. | No air curtains. | Air curtains on large industrial doors. | Air curtains on large industrial doors. | Air curtains on large industrial doors. | Air curtains on large industrial doors. | Air curtains on large industrial doors. | Air curtains on large industrial doors. | Air curtains on large industrial doors. | Air curtains on large industrial doors. | Air curtains on large industrial doors. | Air curtains on large industrial doors. | Air curtains on large industrial doors. | Air curtains on large industrial doors. | Air curtains on large industrial doors. | Air curtains on large industrial doors. | Air curtains on large industrial doors. | Air curtains on large industrial doors. | Air curtains on large industrial doors. | Air curtains on large industrial doors. | Air curtains on large industrial doors. | Air curtains on large industrial doors. | Air curtains on large industrial doors. | Air curtains on large industrial doors. | Air curtains on large industrial doors. | Air curtains on large industrial doors. | Air curtains on large industrial doors. | Air curtains on large industrial doors. | Air curtains on large industrial doors. | 0.27 | 0.27 | 0.27 | 0.27 | 0.27 | 0.27 | 0.27 | 0.27 | 0.27 | 0.27 | 0.27 | 0.27 | 0.27 | 0.27 | 0.27 | 0.27 | 0.27 | 0.27 | 0.27 | 0.27 | 0.27 | 0.27 | 0.27 | 0.27 | 0.27 | 0.27 | 0.27 | 0 | 0 | -0.018035 | -0.017873 | -0.017699 | -0.017518 | -0.017331 | -0.017138 | -0.016939 | -0.016736 | -0.016529 | -0.016317 | -0.016101 | -0.015881 | -0.015658 | -0.015431 | -0.015202 | -0.01498 | -0.014757 | -0.014536 | -0.014316 | -0.014096 | -0.013878 | -0.01366 | -0.013443 | -0.013229 | -0.013015 | -0.0067316 | -0.013105 | -0.022645 | -0.035829 | -0.052875 | -0.073594 | -0.097244 | -0.1224 | -0.14694 | -0.1681 | -0.18289 | -0.1886 | -0.18351 | -0.16755 | -0.14262 | -0.10863 | -0.07374 | -0.038073 | -0.0057627 | 0 | 0 | 0 | 0 | 0 | 0 | -0.0067316 | -0.019776 | -0.042228 | -0.077626 | -0.12967 | -0.20182 | -0.29673 | -0.41558 | -0.55735 | -0.7183 | -0.89169 | -1.0681 | -1.2366 | -1.3863 | -1.5083 | -1.5949 | -1.6449 | -1.6584 | -1.639 | -1.6139 | -1.5889 | -1.5639 | -1.5391 | -1.5145 | -1.49 | 373.2462 | 733.231 | 1279.4386 | 2045.2998 | 3050.9539 | 4294.2796 | 5740.6858 | 7313.6918 | 8889.8146 | 10302.4583 | 11359.4009 | 11875.9145 | 11719.8829 | 10857.4839 | 9381.5678 | 7251.4403 | 4996.8833 | 2619.167 | 402.5316 | 0 | 0 | 0 | 0 | 0 | 0 | 373.2462 | 1106.4772 | 2385.9158 | 4431.2156 | 7482.1694 | 11776.449 | 17517.1348 | 24830.8266 | 33720.6412 | 44023.0994 | 55382.5004 | 67258.4148 | 78978.2977 | 89835.7817 | 99217.3495 | 106468.7898 | 111465.6731 | 114084.8401 | 114487.3717 | 114487.3717 | 114487.3717 | 114487.3717 | 114487.3717 | 114487.3717 | 114487.3717 | -0.0057633 | -0.011297 | -0.019664 | -0.031345 | -0.046609 | -0.065375 | -0.087066 | -0.11048 | -0.13372 | -0.15429 | -0.16933 | -0.17619 | -0.17303 | -0.1595 | -0.13712 | -0.10545 | -0.072296 | -0.037714 | -0.0057699 | 0 | 0 | 0 | 0 | 0 | 0 | -0.0057633 | -0.017048 | -0.036669 | -0.06791 | -0.1143 | -0.17928 | -0.26567 | -0.37509 | -0.50723 | -0.65927 | -0.82558 | -0.99787 | -1.166 | -1.3197 | -1.4501 | -1.5482 | -1.6127 | -1.6427 | -1.6411 | -1.6341 | -1.6275 | -1.6213 | -1.6154 | -1.6097 | -1.6042 | 317.2593 | 623.2464 | 1087.5228 | 1738.5048 | 2593.3108 | 3650.1377 | 4879.5829 | 6216.638 | 7556.3424 | 8757.0895 | 9655.4908 | 10094.5273 | 9961.9004 | 9228.8614 | 7974.3327 | 6163.7242 | 4247.3508 | 2226.292 | 342.1519 | 0 | 0 | 0 | 0 | 0 | 0 | 317.2593 | 940.5057 | 2028.0284 | 3766.5332 | 6359.844 | 10009.9817 | 14889.5646 | 21106.2026 | 28662.545 | 37419.6345 | 47075.1253 | 57169.6526 | 67131.5531 | 76360.4144 | 84334.7471 | 90498.4713 | 94745.8221 | 96972.1141 | 97314.266 | 97314.266 | 97314.266 | 97314.266 | 97314.266 | 97314.266 | 97314.266 | 0 | 0 | 0 | 0 | 0 | 0 | 0 | 0 | 0 | 0 | 0 | 0 | 0 | 0 | 0 | 0 | 0 | 0 | 0 | 0 | 0 | 0 | 0 | 0 | 0 | 0 | 0 | 0 | 0 | 0 | 0 | 0 | 0 | 0 | 0 | 0 | 0 | 0 | 0 | 0 | 0 | 0 | 0 | 0 | 0 | 0 | 0 | 0 | 0 | 0 | 0 | 0 | 0 | 0 | 0 | 0 | 0 | 0 | 0 | 0 | 0 | 0 | 0 | 0 | 0 | 0 | 0 | 0 | 0 | 0 | 0 | 0 | 0 | 0 | 0 | 0 | 0 | 0 | 0 | 0 | 0 | 0 | 0 | 0 | 0 | 0 | 0 | 0 | 0 | 0 | 0 | 0 | 0 | 0 | 0 | 0 | 0 | 0 | 0 | 0 | 0 | 0 | 0 | 0 | 0 | 0 | 0 | 0 | 0 | 0 | 0 | 0 | 0 | 0 | 0 | 0 | 0 | 0 | 0 | 0 | 0 | 0 | 0 | 0 | 0 | 0 | 0 | 0 | 0 | 0 | 0 | 0 | 0 | 0 | 0 | 0 | 0 | 0 | 0 | 0 | 0 | 0 | 0 | 0 | 0 | 0 | 0 | 0 | 0 | 0 | 0 | 0 | 0 | 0 | 0 | 0 | 0 | 0 | 0 | 0 | 0 | 0 | 0 | 0 | 0 | 0 | 0 | 0 | 0 | 0 | 0 | 0 | 0 | 0 | 0 | 0 | 0 | 0 | 0 | 0 | 0 | 0 | 0 | 0 | 0 | 0 | 0 | 0 | 0 | 0 | 0 | 0 | 0 | 0 | 0 | 0 | 0 | 0 | 0 | 0 | 9999 | 9999 | 9999 | 9999 | 9999 | 9999 | 9999 | 9999 | 9999 | 9999 | 9999 | 9999 | 9999 | 9999 | 9999 | 9999 | 9999 | 9999 | 9999 | 9999 | 9999 | 9999 | 9999 | 9999 | 9999 | 9999 | 9999 | 9999 | 9999 | 9999 | 9999 | 9999 | 9999 | 9999 | 9999 | 9999 | 9999 | 9999 | 9999 | 9999 | 9999 | 9999 | 9999 | 9999 | 9999 | 9999 | 9999 | 9999 | 9999 | 9999
WA_Industrial_Industrial - WA_Existing_Space Heating_Natural Gas_HVAC - Energy Recovery Ventilator_A | WA | Industrial | Industrial - WA | Existing | Space Heating | Natural Gas | HVAC - Energy Recovery Ventilator | A | WIM10 | No ERV | ERV | 20 | 0.19339 | 0 | 0 | 1.09 | 0 | 0 | 0 | 0.28365 | 0.45 | sqft | 5% | 10% | Discretionary | RetroEven20 | 80.75% | Space Heating | 0% | 732.8375 |  | 370.788 |  | 0.10604 | HRV-Cooling/Heating-E3T-1 | HRV-Cooling/Heating-E3T-1 | HRV-Cooling/Heating-E3T-1 | No ERV | No ERV | No ERV | No ERV | No ERV | No ERV | No ERV | No ERV | No ERV | No ERV | No ERV | No ERV | No ERV | No ERV | No ERV | No ERV | No ERV | No ERV | No ERV | No ERV | No ERV | No ERV | No ERV | No ERV | No ERV | No ERV | No ERV | ERV | ERV | ERV | ERV | ERV | ERV | ERV | ERV | ERV | ERV | ERV | ERV | ERV | ERV | ERV | ERV | ERV | ERV | ERV | ERV | ERV | ERV | ERV | ERV | ERV | ERV | ERV | 1.09 | 1.09 | 1.09 | 1.09 | 1.09 | 1.09 | 1.09 | 1.09 | 1.09 | 1.09 | 1.09 | 1.09 | 1.09 | 1.09 | 1.09 | 1.09 | 1.09 | 1.09 | 1.09 | 1.09 | 1.09 | 1.09 | 1.09 | 1.09 | 1.09 | 1.09 | 1.09 | 0 | 0 | 0.20407 | 0.20112 | 0.19798 | 0.19471 | 0.19131 | 0.18811 | 0.18478 | 0.18133 | 0.17777 | 0.17414 | 0.17047 | 0.16682 | 0.1632 | 0.15964 | 0.15614 | 0.1532 | 0.15034 | 0.14759 | 0.1449 | 0.14229 | 0.13979 | 0.1373 | 0.13482 | 0.13237 | 0.12993 | 0.12376 | 0.11986 | 0.11596 | 0.11208 | 0.10822 | 0.10458 | 0.10096 | 0.097363 | 0.093808 | 0.090307 | 0.086877 | 0.083555 | 0.080332 | 0.077221 | 0.074229 | 0.071574 | 0.069028 | 0.066595 | 0.064258 | 0.062011 | 0 | 0 | 0 | 0 | 0 | 0.12376 | 0.24183 | 0.35402 | 0.46026 | 0.56043 | 0.65564 | 0.745 | 0.82845 | 0.90601 | 0.97781 | 1.044 | 1.1053 | 1.1616 | 1.2135 | 1.2611 | 1.3089 | 1.3535 | 1.3953 | 1.4343 | 1.4704 | 1.4445 | 1.4188 | 1.3932 | 1.3678 | 1.3427 | 606.4555 | 595.9993 | 585.7235 | 575.6248 | 565.7002 | 555.9468 | 546.3615 | 536.9415 | 527.6839 | 518.5859 | 509.6447 | 500.8577 | 492.2223 | 483.7357 | 475.3954 | 467.1989 | 459.1438 | 451.2275 | 443.4477 | 435.8021 | 0 | 0 | 0 | 0 | 0 | 606.4555 | 1202.4548 | 1788.1783 | 2363.803 | 2929.5033 | 3485.4501 | 4031.8115 | 4568.753 | 5096.4369 | 5615.0227 | 6124.6674 | 6625.5252 | 7117.7474 | 7601.4831 | 8076.8785 | 8544.0774 | 9003.2212 | 9454.4487 | 9897.8964 | 10333.6985 | 10333.6985 | 10333.6985 | 10333.6985 | 10333.6985 | 10333.6985 | 0.10604 | 0.1035 | 0.10095 | 0.098393 | 0.095828 | 0.093399 | 0.090962 | 0.088524 | 0.086095 | 0.083686 | 0.081312 | 0.079004 | 0.076755 | 0.074578 | 0.072479 | 0.070609 | 0.068819 | 0.067117 | 0.065491 | 0.063939 | 0 | 0 | 0 | 0 | 0 | 0.10604 | 0.20881 | 0.30819 | 0.40405 | 0.49625 | 0.58555 | 0.67125 | 0.75324 | 0.83151 | 0.90611 | 0.97717 | 1.0451 | 1.1099 | 1.1719 | 1.2314 | 1.2913 | 1.3495 | 1.4063 | 1.4618 | 1.5161 | 1.5073 | 1.4988 | 1.4906 | 1.4825 | 1.4746 | 515.4871 | 506.5994 | 497.865 | 489.2811 | 480.8452 | 472.5548 | 464.4073 | 456.4002 | 448.5313 | 440.798 | 433.198 | 425.7291 | 418.3889 | 411.1753 | 404.0861 | 397.1191 | 390.2722 | 383.5434 | 376.9306 | 370.4318 | 0 | 0 | 0 | 0 | 0 | 515.4871 | 1022.0866 | 1519.9515 | 2009.2326 | 2490.0778 | 2962.6325 | 3427.0398 | 3883.4401 | 4331.9713 | 4772.7693 | 5205.9673 | 5631.6964 | 6050.0853 | 6461.2606 | 6865.3467 | 7262.4658 | 7652.738 | 8036.2814 | 8413.212 | 8783.6437 | 8783.6437 | 8783.6437 | 8783.6437 | 8783.6437 | 8783.6437 | 0.10605 | 0.10352 | 0.10099 | 0.098458 | 0.095922 | 0.09352 | 0.091108 | 0.088688 | 0.086268 | 0.083862 | 0.081485 | 0.079174 | 0.076927 | 0.074761 | 0.072688 | 0.070862 | 0.069136 | 0.067511 | 0.065977 | 0.064515 | 0 | 0 | 0 | 0 | 0 | 0.10605 | 0.20885 | 0.30831 | 0.40432 | 0.49673 | 0.58631 | 0.67232 | 0.75463 | 0.83319 | 0.90802 | 0.97925 | 1.0473 | 1.1124 | 1.1748 | 1.2349 | 1.2959 | 1.3557 | 1.4145 | 1.4726 | 1.5298 | 1.5233 | 1.5171 | 1.5112 | 1.5054 | 1.4998 | 515.4871 | 506.5994 | 497.865 | 489.2811 | 480.8452 | 472.5548 | 464.4073 | 456.4002 | 448.5313 | 440.798 | 433.198 | 425.7291 | 418.3889 | 411.1753 | 404.0861 | 397.1191 | 390.2722 | 383.5434 | 376.9306 | 370.4318 | 0 | 0 | 0 | 0 | 0 | 515.4871 | 1022.0866 | 1519.9515 | 2009.2326 | 2490.0778 | 2962.6325 | 3427.0398 | 3883.4401 | 4331.9713 | 4772.7693 | 5205.9673 | 5631.6964 | 6050.0853 | 6461.2606 | 6865.3467 | 7262.4658 | 7652.738 | 8036.2814 | 8413.212 | 8783.6437 | 8783.6437 | 8783.6437 | 8783.6437 | 8783.6437 | 8783.6437 | 0.10605 | 0.10352 | 0.10099 | 0.098458 | 0.095922 | 0.09352 | 0.091108 | 0.088688 | 0.086268 | 0.083862 | 0.081485 | 0.079174 | 0.076927 | 0.074761 | 0.072688 | 0.070862 | 0.069136 | 0.067511 | 0.065977 | 0.064515 | 0 | 0 | 0 | 0 | 0 | 0.10605 | 0.20885 | 0.30831 | 0.40432 | 0.49673 | 0.58631 | 0.67232 | 0.75463 | 0.83319 | 0.90802 | 0.97925 | 1.0473 | 1.1124 | 1.1748 | 1.2349 | 1.2959 | 1.3557 | 1.4145 | 1.4726 | 1.5298 | 1.5233 | 1.5171 | 1.5112 | 1.5054 | 1.4998 | 515.4871 | 506.5994 | 497.865 | 489.2811 | 480.8452 | 472.5548 | 464.4073 | 456.4002 | 448.5313 | 440.798 | 433.198 | 425.7291 | 418.3889 | 411.1753 | 404.0861 | 397.1191 | 390.2722 | 383.5434 | 376.9306 | 370.4318 | 0 | 0 | 0 | 0 | 0 | 515.4871 | 1022.0866 | 1519.9515 | 2009.2326 | 2490.0778 | 2962.6325 | 3427.0398 | 3883.4401 | 4331.9713 | 4772.7693 | 5205.9673 | 5631.6964 | 6050.0853 | 6461.2606 | 6865.3467 | 7262.4658 | 7652.738 | 8036.2814 | 8413.212 | 8783.6437 | 8783.6437 | 8783.6437 | 8783.6437 | 8783.6437 | 8783.6437 | 716.8529 | 718.2035 | 719.6575 | 721.2019 | 722.8247 | 724.5149 | 726.2619 | 728.0562 | 729.8888 | 731.7512 | 733.6355 | 735.5344 | 737.441 | 739.3487 | 741.2515 | 743.1434 | 745.0191 | 746.7689 | 748.4061 | 749.9174 | 751.3121 | 752.5988 | 753.7856 | 754.8801 | 755.8892 | 362.7004 | 363.3838 | 364.1194 | 364.9008 | 365.722 | 366.5771 | 367.461 | 368.3689 | 369.2961 | 370.2384 | 371.1918 | 372.1526 | 373.1172 | 374.0825 | 375.0452 | 376.0024 | 376.9515 | 377.8368 | 378.6652 | 379.4298 | 380.1355 | 380.7865 | 381.387 | 381.9408 | 382.4513
WA_Industrial_Industrial - WA_Existing_Space Heating_Natural Gas_Thermostat - Connected_A | WA | Industrial | Industrial - WA | Existing | Space Heating | Natural Gas | Thermostat - Connected | A | WIM11 | Standard thermostat. | Thermostat connected to building management control system. | 5 | 6875.2773 | 0 | 0 | 222.91 | 14.77 | 0 | 0 | 0.28365 | 0.45 | Stat Unit | 0% | 25% | Discretionary | Retro12Med | 75.44% | Space Heating | 0% | 8.8867 |  | 5.5364 |  | 0.25891 | DL20_CSTAT_SMRT-Cool-RTF-v1.1-5 | IL TRM - CI-HVC-THST-V01-200101 | DL20_CSTAT_SMRT-Heat-RTF-v1.1-1 | Standard thermostat. | Standard thermostat. | Standard thermostat. | Standard thermostat. | Standard thermostat. | Standard thermostat. | Standard thermostat. | Standard thermostat. | Standard thermostat. | Standard thermostat. | Standard thermostat. | Standard thermostat. | Standard thermostat. | Standard thermostat. | Standard thermostat. | Standard thermostat. | Standard thermostat. | Standard thermostat. | Standard thermostat. | Standard thermostat. | Standard thermostat. | Standard thermostat. | Standard thermostat. | Standard thermostat. | Standard thermostat. | Standard thermostat. | Standard thermostat. | Thermostat connected to building management control system. | Thermostat connected to building management control system. | Thermostat connected to building management control system. | Thermostat connected to building management control system. | Thermostat connected to building management control system. | Thermostat connected to building management control system. | Thermostat connected to building management control system. | Thermostat connected to building management control system. | Thermostat connected to building management control system. | Thermostat connected to building management control system. | Thermostat connected to building management control system. | Thermostat connected to building management control system. | Thermostat connected to building management control system. | Thermostat connected to building management control system. | Thermostat connected to building management control system. | Thermostat connected to building management control system. | Thermostat connected to building management control system. | Thermostat connected to building management control system. | Thermostat connected to building management control system. | Thermostat connected to building management control system. | Thermostat connected to building management control system. | Thermostat connected to building management control system. | Thermostat connected to building management control system. | Thermostat connected to building management control system. | Thermostat connected to building management control system. | Thermostat connected to building management control system. | Thermostat connected to building management control system. | 222.91 | 222.91 | 222.91 | 222.91 | 222.91 | 222.91 | 222.91 | 222.91 | 222.91 | 222.91 | 222.91 | 222.91 | 222.91 | 222.91 | 222.91 | 222.91 | 222.91 | 222.91 | 222.91 | 222.91 | 222.91 | 222.91 | 222.91 | 222.91 | 222.91 | 222.91 | 222.91 | 0 | 0 | 7293.2667 | 7228.2062 | 7158.5714 | 7086.8731 | 7013.5194 | 6938.9033 | 6863.5272 | 6787.5141 | 6711.0219 | 6634.0535 | 6556.4337 | 6477.8139 | 6397.7157 | 6315.6163 | 6231.0582 | 6147.7834 | 6062.0622 | 5975.1765 | 5886.6574 | 5798.0282 | 5709.8954 | 5622.0422 | 5534.2737 | 5447.6691 | 5361.3518 | 0.30241 | 0.29454 | 0.28668 | 0.27891 | 0.27127 | 0 | 0 | 0 | 0 | 0 | 0 | 0 | 0 | 0 | 0 | 0 | 0 | 0 | 0 | 0 | 0 | 0 | 0 | 0 | 0 | 0.30241 | 0.59426 | 0.87521 | 1.1454 | 1.4048 | 1.3898 | 1.3747 | 1.3595 | 1.3442 | 1.3288 | 1.3132 | 1.2975 | 1.2814 | 1.265 | 1.248 | 1.2314 | 1.2142 | 1.1968 | 1.1791 | 1.1613 | 1.1437 | 1.1261 | 1.1085 | 1.0911 | 1.0738 | 0.041464 | 0.040749 | 0.040047 | 0.039356 | 0.038678 | 0 | 0 | 0 | 0 | 0 | 0 | 0 | 0 | 0 | 0 | 0 | 0 | 0 | 0 | 0 | 0 | 0 | 0 | 0 | 0 | 0.041464 | 0.082214 | 0.12226 | 0.16162 | 0.20029 | 0.20029 | 0.20029 | 0.20029 | 0.20029 | 0.20029 | 0.20029 | 0.20029 | 0.20029 | 0.20029 | 0.20029 | 0.20029 | 0.20029 | 0.20029 | 0.20029 | 0.20029 | 0.20029 | 0.20029 | 0.20029 | 0.20029 | 0.20029 | 0.25891 | 0.25391 | 0.24893 | 0.24399 | 0.23909 | 0 | 0 | 0 | 0 | 0 | 0 | 0 | 0 | 0 | 0 | 0 | 0 | 0 | 0 | 0 | 0 | 0 | 0 | 0 | 0 | 0.25891 | 0.51227 | 0.75997 | 1.0019 | 1.2382 | 1.2344 | 1.2305 | 1.2265 | 1.2225 | 1.2186 | 1.2146 | 1.2106 | 1.2064 | 1.2021 | 1.1975 | 1.1927 | 1.1876 | 1.1826 | 1.1776 | 1.1729 | 1.1685 | 1.1643 | 1.1604 | 1.1566 | 1.1529 | 0.035245 | 0.034637 | 0.03404 | 0.033453 | 0.032876 | 0 | 0 | 0 | 0 | 0 | 0 | 0 | 0 | 0 | 0 | 0 | 0 | 0 | 0 | 0 | 0 | 0 | 0 | 0 | 0 | 0.035245 | 0.069882 | 0.10392 | 0.13737 | 0.17025 | 0.17025 | 0.17025 | 0.17025 | 0.17025 | 0.17025 | 0.17025 | 0.17025 | 0.17025 | 0.17025 | 0.17025 | 0.17025 | 0.17025 | 0.17025 | 0.17025 | 0.17025 | 0.17025 | 0.17025 | 0.17025 | 0.17025 | 0.17025 | 0.25893 | 0.25395 | 0.24903 | 0.24415 | 0.23933 | 0 | 0 | 0 | 0 | 0 | 0 | 0 | 0 | 0 | 0 | 0 | 0 | 0 | 0 | 0 | 0 | 0 | 0 | 0 | 0 | 0.25893 | 0.51236 | 0.76027 | 1.0026 | 1.2394 | 1.236 | 1.2325 | 1.2288 | 1.225 | 1.2211 | 1.2172 | 1.2132 | 1.2091 | 1.205 | 1.2009 | 1.1969 | 1.1931 | 1.1896 | 1.1864 | 1.1835 | 1.1809 | 1.1785 | 1.1764 | 1.1745 | 1.1727 | 0.035245 | 0.034637 | 0.03404 | 0.033453 | 0.032876 | 0 | 0 | 0 | 0 | 0 | 0 | 0 | 0 | 0 | 0 | 0 | 0 | 0 | 0 | 0 | 0 | 0 | 0 | 0 | 0 | 0.035245 | 0.069882 | 0.10392 | 0.13737 | 0.17025 | 0.17025 | 0.17025 | 0.17025 | 0.17025 | 0.17025 | 0.17025 | 0.17025 | 0.17025 | 0.17025 | 0.17025 | 0.17025 | 0.17025 | 0.17025 | 0.17025 | 0.17025 | 0.17025 | 0.17025 | 0.17025 | 0.17025 | 0.17025 | 0.25893 | 0.25395 | 0.24903 | 0.24415 | 0.23933 | 0 | 0 | 0 | 0 | 0 | 0 | 0 | 0 | 0 | 0 | 0 | 0 | 0 | 0 | 0 | 0 | 0 | 0 | 0 | 0 | 0.25893 | 0.51236 | 0.76027 | 1.0026 | 1.2394 | 1.236 | 1.2325 | 1.2288 | 1.225 | 1.2211 | 1.2172 | 1.2132 | 1.2091 | 1.205 | 1.2009 | 1.1969 | 1.1931 | 1.1896 | 1.1864 | 1.1835 | 1.1809 | 1.1785 | 1.1764 | 1.1745 | 1.1727 | 0.035245 | 0.034637 | 0.03404 | 0.033453 | 0.032876 | 0 | 0 | 0 | 0 | 0 | 0 | 0 | 0 | 0 | 0 | 0 | 0 | 0 | 0 | 0 | 0 | 0 | 0 | 0 | 0 | 0.035245 | 0.069882 | 0.10392 | 0.13737 | 0.17025 | 0.17025 | 0.17025 | 0.17025 | 0.17025 | 0.17025 | 0.17025 | 0.17025 | 0.17025 | 0.17025 | 0.17025 | 0.17025 | 0.17025 | 0.17025 | 0.17025 | 0.17025 | 0.17025 | 0.17025 | 0.17025 | 0.17025 | 0.17025 | 8.6929 | 8.7092 | 8.7269 | 8.7456 | 8.7653 | 8.7858 | 8.807 | 8.8287 | 8.8509 | 8.8735 | 8.8964 | 8.9194 | 8.9425 | 8.9657 | 8.9887 | 9.0117 | 9.0344 | 9.0556 | 9.0755 | 9.0938 | 9.1107 | 9.1263 | 9.1407 | 9.154 | 9.1662 | 5.4157 | 5.4259 | 5.4369 | 5.4485 | 5.4608 | 5.4736 | 5.4868 | 5.5003 | 5.5142 | 5.5282 | 5.5425 | 5.5568 | 5.5712 | 5.5856 | 5.6 | 5.6143 | 5.6285 | 5.6417 | 5.6541 | 5.6655 | 5.676 | 5.6857 | 5.6947 | 5.703 | 5.7106
WA_Industrial_Industrial - WA_Existing_Space Heating_Natural Gas_Gas Boiler - Maintenance_A | WA | Industrial | Industrial - WA | Existing | Space Heating | Natural Gas | Gas Boiler - Maintenance | A | WIM12 | Degrade performance | General cleaning and maintenance | 3 | 0.6527 | 0 | 0 | 0.95 | 0 | 0 | 0 | 0.28365 | 0.25 | kBtuh Heat | 20% | 30% | Discretionary | Retro20Fast | 65.82% | Boiler | 0% | 662.3022 |  | 282.7474 |  | 0.028903 | GBLR_MNT-Heating-ILTRM-v4.0-43 | GBLR_MNT-Heating-ILTRM-v4.0-43 | GBLR_MNT-Heating-ILTRM-v4.0-1 | Degrade performance | Degrade performance | Degrade performance | Degrade performance | Degrade performance | Degrade performance | Degrade performance | Degrade performance | Degrade performance | Degrade performance | Degrade performance | Degrade performance | Degrade performance | Degrade performance | Degrade performance | Degrade performance | Degrade performance | Degrade performance | Degrade performance | Degrade performance | Degrade performance | Degrade performance | Degrade performance | Degrade performance | Degrade performance | Degrade performance | Degrade performance | General cleaning and maintenance | General cleaning and maintenance | General cleaning and maintenance | General cleaning and maintenance | General cleaning and maintenance | General cleaning and maintenance | General cleaning and maintenance | General cleaning and maintenance | General cleaning and maintenance | General cleaning and maintenance | General cleaning and maintenance | General cleaning and maintenance | General cleaning and maintenance | General cleaning and maintenance | General cleaning and maintenance | General cleaning and maintenance | General cleaning and maintenance | General cleaning and maintenance | General cleaning and maintenance | General cleaning and maintenance | General cleaning and maintenance | General cleaning and maintenance | General cleaning and maintenance | General cleaning and maintenance | General cleaning and maintenance | General cleaning and maintenance | General cleaning and maintenance | 0.95 | 0.95 | 0.95 | 0.95 | 0.95 | 0.95 | 0.95 | 0.95 | 0.95 | 0.95 | 0.95 | 0.95 | 0.95 | 0.95 | 0.95 | 0.95 | 0.95 | 0.95 | 0.95 | 0.95 | 0.95 | 0.95 | 0.95 | 0.95 | 0.95 | 0.95 | 0.95 | 0 | 0 | 0.68579 | 0.67402 | 0.66171 | 0.649 | 0.63583 | 0.62335 | 0.61048 | 0.59717 | 0.58347 | 0.56947 | 0.55539 | 0.54145 | 0.52769 | 0.51428 | 0.50139 | 0.4906 | 0.48038 | 0.4707 | 0.46143 | 0.45246 | 0.44438 | 0.4363 | 0.42822 | 0.42022 | 0.41224 | 0.033723 | 0.022831 | 0.015249 | 0 | 0 | 0 | 0 | 0 | 0 | 0 | 0 | 0 | 0 | 0 | 0 | 0 | 0 | 0 | 0 | 0 | 0 | 0 | 0 | 0 | 0 | 0.033723 | 0.055976 | 0.070202 | 0.068854 | 0.067456 | 0.066132 | 0.064767 | 0.063355 | 0.061902 | 0.060416 | 0.058923 | 0.057443 | 0.055983 | 0.054561 | 0.053194 | 0.052049 | 0.050964 | 0.049937 | 0.048954 | 0.048002 | 0.047145 | 0.046288 | 0.045431 | 0.044582 | 0.043736 | 49.1741 | 33.8729 | 23.0448 | 0 | 0 | 0 | 0 | 0 | 0 | 0 | 0 | 0 | 0 | 0 | 0 | 0 | 0 | 0 | 0 | 0 | 0 | 0 | 0 | 0 | 0 | 49.1741 | 83.047 | 106.0918 | 106.0918 | 106.0918 | 106.0918 | 106.0918 | 106.0918 | 106.0918 | 106.0918 | 106.0918 | 106.0918 | 106.0918 | 106.0918 | 106.0918 | 106.0918 | 106.0918 | 106.0918 | 106.0918 | 106.0918 | 106.0918 | 106.0918 | 106.0918 | 106.0918 | 106.0918 | 0.028903 | 0.019726 | 0.013288 | 0 | 0 | 0 | 0 | 0 | 0 | 0 | 0 | 0 | 0 | 0 | 0 | 0 | 0 | 0 | 0 | 0 | 0 | 0 | 0 | 0 | 0 | 0.028903 | 0.048362 | 0.061173 | 0.060526 | 0.059835 | 0.059193 | 0.058511 | 0.057789 | 0.057027 | 0.056235 | 0.055429 | 0.054629 | 0.053838 | 0.053073 | 0.052348 | 0.05178 | 0.051265 | 0.050802 | 0.050383 | 0.049999 | 0.049703 | 0.049414 | 0.04913 | 0.048846 | 0.048567 | 41.798 | 28.792 | 19.5881 | 0 | 0 | 0 | 0 | 0 | 0 | 0 | 0 | 0 | 0 | 0 | 0 | 0 | 0 | 0 | 0 | 0 | 0 | 0 | 0 | 0 | 0 | 41.798 | 70.5899 | 90.178 | 90.178 | 90.178 | 90.178 | 90.178 | 90.178 | 90.178 | 90.178 | 90.178 | 90.178 | 90.178 | 90.178 | 90.178 | 90.178 | 90.178 | 90.178 | 90.178 | 90.178 | 90.178 | 90.178 | 90.178 | 90.178 | 90.178 | 0.028906 | 0.019729 | 0.013293 | 0 | 0 | 0 | 0 | 0 | 0 | 0 | 0 | 0 | 0 | 0 | 0 | 0 | 0 | 0 | 0 | 0 | 0 | 0 | 0 | 0 | 0 | 0.028906 | 0.048371 | 0.061197 | 0.060566 | 0.059894 | 0.05927 | 0.058605 | 0.057895 | 0.057142 | 0.056353 | 0.055547 | 0.054747 | 0.053958 | 0.053203 | 0.052498 | 0.051966 | 0.051501 | 0.051101 | 0.050757 | 0.05045 | 0.050231 | 0.050018 | 0.04981 | 0.049604 | 0.049398 | 41.798 | 28.792 | 19.5881 | 0 | 0 | 0 | 0 | 0 | 0 | 0 | 0 | 0 | 0 | 0 | 0 | 0 | 0 | 0 | 0 | 0 | 0 | 0 | 0 | 0 | 0 | 41.798 | 70.5899 | 90.178 | 90.178 | 90.178 | 90.178 | 90.178 | 90.178 | 90.178 | 90.178 | 90.178 | 90.178 | 90.178 | 90.178 | 90.178 | 90.178 | 90.178 | 90.178 | 90.178 | 90.178 | 90.178 | 90.178 | 90.178 | 90.178 | 90.178 | 0.028906 | 0.019729 | 0.013293 | 0 | 0 | 0 | 0 | 0 | 0 | 0 | 0 | 0 | 0 | 0 | 0 | 0 | 0 | 0 | 0 | 0 | 0 | 0 | 0 | 0 | 0 | 0.028906 | 0.048371 | 0.061197 | 0.060566 | 0.059894 | 0.05927 | 0.058605 | 0.057895 | 0.057142 | 0.056353 | 0.055547 | 0.054747 | 0.053958 | 0.053203 | 0.052498 | 0.051966 | 0.051501 | 0.051101 | 0.050757 | 0.05045 | 0.050231 | 0.050018 | 0.04981 | 0.049604 | 0.049398 | 41.798 | 28.792 | 19.5881 | 0 | 0 | 0 | 0 | 0 | 0 | 0 | 0 | 0 | 0 | 0 | 0 | 0 | 0 | 0 | 0 | 0 | 0 | 0 | 0 | 0 | 0 | 41.798 | 70.5899 | 90.178 | 90.178 | 90.178 | 90.178 | 90.178 | 90.178 | 90.178 | 90.178 | 90.178 | 90.178 | 90.178 | 90.178 | 90.178 | 90.178 | 90.178 | 90.178 | 90.178 | 90.178 | 90.178 | 90.178 | 90.178 | 90.178 | 90.178 | 649.1686 | 650.7936 | 652.3951 | 653.9685 | 655.5097 | 657.0149 | 658.4805 | 659.903 | 661.2794 | 662.6066 | 663.882 | 665.103 | 666.2672 | 667.3723 | 668.4162 | 669.3971 | 670.3132 | 671.1627 | 671.9441 | 672.6561 | 673.3047 | 673.8954 | 674.4333 | 674.923 | 675.3689 | 277.1405 | 277.8343 | 278.5179 | 279.1897 | 279.8476 | 280.4902 | 281.1159 | 281.7232 | 282.3108 | 282.8774 | 283.4219 | 283.9432 | 284.4402 | 284.912 | 285.3576 | 285.7764 | 286.1675 | 286.5301 | 286.8637 | 287.1677 | 287.4446 | 287.6968 | 287.9264 | 288.1355 | 288.3258
WA_Industrial_Industrial - WA_Existing_Space Heating_Natural Gas_Gas Furnace - Maintenance_A | WA | Industrial | Industrial - WA | Existing | Space Heating | Natural Gas | Gas Furnace - Maintenance | A | WIM13 | Degrade performance | General cleaning and maintenance | 3 | 0.6527 | 0 | 0 | 0.95 | 0 | 0 | 0 | 0.28365 | 0.25 | kBtuh Heat | 20% | 30% | Discretionary | Retro20Fast | 65.82% | Furnace | 0% | 670.3079 |  | 286.1652 |  | 0.01819 | IL TRM - CI-HVC-FTUN-V03-200101 | GBLR_MNT-Heating-ILTRM-v4.0-43 | IL TRM - CI-HVC-FTUN-V03-200101 | Degrade performance | Degrade performance | Degrade performance | Degrade performance | Degrade performance | Degrade performance | Degrade performance | Degrade performance | Degrade performance | Degrade performance | Degrade performance | Degrade performance | Degrade performance | Degrade performance | Degrade performance | Degrade performance | Degrade performance | Degrade performance | Degrade performance | Degrade performance | Degrade performance | Degrade performance | Degrade performance | Degrade performance | Degrade performance | Degrade performance | Degrade performance | General cleaning and maintenance | General cleaning and maintenance | General cleaning and maintenance | General cleaning and maintenance | General cleaning and maintenance | General cleaning and maintenance | General cleaning and maintenance | General cleaning and maintenance | General cleaning and maintenance | General cleaning and maintenance | General cleaning and maintenance | General cleaning and maintenance | General cleaning and maintenance | General cleaning and maintenance | General cleaning and maintenance | General cleaning and maintenance | General cleaning and maintenance | General cleaning and maintenance | General cleaning and maintenance | General cleaning and maintenance | General cleaning and maintenance | General cleaning and maintenance | General cleaning and maintenance | General cleaning and maintenance | General cleaning and maintenance | General cleaning and maintenance | General cleaning and maintenance | 0.95 | 0.95 | 0.95 | 0.95 | 0.95 | 0.95 | 0.95 | 0.95 | 0.95 | 0.95 | 0.95 | 0.95 | 0.95 | 0.95 | 0.95 | 0.95 | 0.95 | 0.95 | 0.95 | 0.95 | 0.95 | 0.95 | 0.95 | 0.95 | 0.95 | 0.95 | 0.95 | 0 | 0 | 0.68873 | 0.67726 | 0.6649 | 0.65186 | 0.63807 | 0.62474 | 0.6108 | 0.59625 | 0.58117 | 0.56567 | 0.55002 | 0.53444 | 0.519 | 0.5039 | 0.4893 | 0.47675 | 0.46476 | 0.45352 | 0.44285 | 0.43265 | 0.42348 | 0.41446 | 0.40558 | 0.39691 | 0.38837 | 0.021222 | 0.014375 | 0.0096012 | 0 | 0 | 0 | 0 | 0 | 0 | 0 | 0 | 0 | 0 | 0 | 0 | 0 | 0 | 0 | 0 | 0 | 0 | 0 | 0 | 0 | 0 | 0.021222 | 0.035244 | 0.044201 | 0.043335 | 0.042418 | 0.041532 | 0.040605 | 0.039638 | 0.038635 | 0.037605 | 0.036564 | 0.035529 | 0.034502 | 0.033499 | 0.032528 | 0.031694 | 0.030897 | 0.030149 | 0.02944 | 0.028762 | 0.028152 | 0.027553 | 0.026962 | 0.026386 | 0.025818 | 30.8131 | 21.2252 | 14.4402 | 0 | 0 | 0 | 0 | 0 | 0 | 0 | 0 | 0 | 0 | 0 | 0 | 0 | 0 | 0 | 0 | 0 | 0 | 0 | 0 | 0 | 0 | 30.8131 | 52.0383 | 66.4784 | 66.4784 | 66.4784 | 66.4784 | 66.4784 | 66.4784 | 66.4784 | 66.4784 | 66.4784 | 66.4784 | 66.4784 | 66.4784 | 66.4784 | 66.4784 | 66.4784 | 66.4784 | 66.4784 | 66.4784 | 66.4784 | 66.4784 | 66.4784 | 66.4784 | 66.4784 | 0.01819 | 0.01242 | 0.0083668 | 0 | 0 | 0 | 0 | 0 | 0 | 0 | 0 | 0 | 0 | 0 | 0 | 0 | 0 | 0 | 0 | 0 | 0 | 0 | 0 | 0 | 0 | 0.01819 | 0.030451 | 0.038519 | 0.038096 | 0.037629 | 0.037176 | 0.036686 | 0.036158 | 0.035596 | 0.035005 | 0.034399 | 0.033791 | 0.033183 | 0.032588 | 0.032013 | 0.031533 | 0.031082 | 0.030674 | 0.030302 | 0.029961 | 0.029683 | 0.029416 | 0.02916 | 0.028912 | 0.028673 | 26.1911 | 18.0414 | 12.2741 | 0 | 0 | 0 | 0 | 0 | 0 | 0 | 0 | 0 | 0 | 0 | 0 | 0 | 0 | 0 | 0 | 0 | 0 | 0 | 0 | 0 | 0 | 26.1911 | 44.2325 | 56.5067 | 56.5067 | 56.5067 | 56.5067 | 56.5067 | 56.5067 | 56.5067 | 56.5067 | 56.5067 | 56.5067 | 56.5067 | 56.5067 | 56.5067 | 56.5067 | 56.5067 | 56.5067 | 56.5067 | 56.5067 | 56.5067 | 56.5067 | 56.5067 | 56.5067 | 56.5067 | 0.018191 | 0.012423 | 0.0083701 | 0 | 0 | 0 | 0 | 0 | 0 | 0 | 0 | 0 | 0 | 0 | 0 | 0 | 0 | 0 | 0 | 0 | 0 | 0 | 0 | 0 | 0 | 0.018191 | 0.030457 | 0.038534 | 0.038121 | 0.037665 | 0.037225 | 0.036745 | 0.036225 | 0.035667 | 0.035078 | 0.034473 | 0.033863 | 0.033257 | 0.032668 | 0.032106 | 0.031646 | 0.031225 | 0.030855 | 0.030527 | 0.030231 | 0.029998 | 0.029776 | 0.029564 | 0.029361 | 0.029164 | 26.1911 | 18.0414 | 12.2741 | 0 | 0 | 0 | 0 | 0 | 0 | 0 | 0 | 0 | 0 | 0 | 0 | 0 | 0 | 0 | 0 | 0 | 0 | 0 | 0 | 0 | 0 | 26.1911 | 44.2325 | 56.5067 | 56.5067 | 56.5067 | 56.5067 | 56.5067 | 56.5067 | 56.5067 | 56.5067 | 56.5067 | 56.5067 | 56.5067 | 56.5067 | 56.5067 | 56.5067 | 56.5067 | 56.5067 | 56.5067 | 56.5067 | 56.5067 | 56.5067 | 56.5067 | 56.5067 | 56.5067 | 0.018191 | 0.012423 | 0.0083701 | 0 | 0 | 0 | 0 | 0 | 0 | 0 | 0 | 0 | 0 | 0 | 0 | 0 | 0 | 0 | 0 | 0 | 0 | 0 | 0 | 0 | 0 | 0.018191 | 0.030457 | 0.038534 | 0.038121 | 0.037665 | 0.037225 | 0.036745 | 0.036225 | 0.035667 | 0.035078 | 0.034473 | 0.033863 | 0.033257 | 0.032668 | 0.032106 | 0.031646 | 0.031225 | 0.030855 | 0.030527 | 0.030231 | 0.029998 | 0.029776 | 0.029564 | 0.029361 | 0.029164 | 26.1911 | 18.0414 | 12.2741 | 0 | 0 | 0 | 0 | 0 | 0 | 0 | 0 | 0 | 0 | 0 | 0 | 0 | 0 | 0 | 0 | 0 | 0 | 0 | 0 | 0 | 0 | 26.1911 | 44.2325 | 56.5067 | 56.5067 | 56.5067 | 56.5067 | 56.5067 | 56.5067 | 56.5067 | 56.5067 | 56.5067 | 56.5067 | 56.5067 | 56.5067 | 56.5067 | 56.5067 | 56.5067 | 56.5067 | 56.5067 | 56.5067 | 56.5067 | 56.5067 | 56.5067 | 56.5067 | 56.5067 | 646.2621 | 647.4544 | 648.9753 | 650.7959 | 652.8903 | 655.2349 | 657.8083 | 660.5906 | 663.5638 | 666.711 | 670.0167 | 673.4664 | 677.0464 | 680.744 | 684.5472 | 688.4445 | 692.4251 | 696.1673 | 699.7097 | 703.0117 | 706.0875 | 708.9506 | 711.6143 | 714.0908 | 716.3922 | 275.8997 | 276.4087 | 277.058 | 277.8352 | 278.7294 | 279.7303 | 280.8289 | 282.0168 | 283.2861 | 284.6297 | 286.0409 | 287.5136 | 289.042 | 290.6206 | 292.2442 | 293.908 | 295.6074 | 297.205 | 298.7173 | 300.127 | 301.4401 | 302.6624 | 303.7996 | 304.8568 | 305.8394
WA_Industrial_Industrial - WA_Existing_Space Heating_Natural Gas_Gas Furnace - Tube Inserts_A | WA | Industrial | Industrial - WA | Existing | Space Heating | Natural Gas | Gas Furnace - Tube Inserts | A | WIM14 | None | Tube inserts installed | 5 | 0 | 0 | 0 | 1 | 0 | 0 | 0 | 0.28365 | 0.25 | sqft | 0% | 0% | Discretionary | Retro3Slow | 84.16% | Furnace | 0% | 0 |  | 0 |  | 0 | n/a | n/a | n/a | None | None | None | None | None | None | None | None | None | None | None | None | None | None | None | None | None | None | None | None | None | None | None | None | None | None | None | Tube inserts installed | Tube inserts installed | Tube inserts installed | Tube inserts installed | Tube inserts installed | Tube inserts installed | Tube inserts installed | Tube inserts installed | Tube inserts installed | Tube inserts installed | Tube inserts installed | Tube inserts installed | Tube inserts installed | Tube inserts installed | Tube inserts installed | Tube inserts installed | Tube inserts installed | Tube inserts installed | Tube inserts installed | Tube inserts installed | Tube inserts installed | Tube inserts installed | Tube inserts installed | Tube inserts installed | Tube inserts installed | Tube inserts installed | Tube inserts installed | 1 | 1 | 1 | 1 | 1 | 1 | 1 | 1 | 1 | 1 | 1 | 1 | 1 | 1 | 1 | 1 | 1 | 1 | 1 | 1 | 1 | 1 | 1 | 1 | 1 | 1 | 1 | 0 | 0 | 0 | 0 | 0 | 0 | 0 | 0 | 0 | 0 | 0 | 0 | 0 | 0 | 0 | 0 | 0 | 0 | 0 | 0 | 0 | 0 | 0 | 0 | 0 | 0 | 0 | 0 | 0 | 0 | 0 | 0 | 0 | 0 | 0 | 0 | 0 | 0 | 0 | 0 | 0 | 0 | 0 | 0 | 0 | 0 | 0 | 0 | 0 | 0 | 0 | 0 | 0 | 0 | 0 | 0 | 0 | 0 | 0 | 0 | 0 | 0 | 0 | 0 | 0 | 0 | 0 | 0 | 0 | 0 | 0 | 0 | 0 | 0 | 0 | 0 | 0 | 0 | 0 | 0 | 0 | 0 | 0 | 0 | 0 | 0 | 0 | 0 | 0 | 0 | 0 | 0 | 0 | 0 | 0 | 0 | 0 | 0 | 0 | 0 | 0 | 0 | 0 | 0 | 0 | 0 | 0 | 0 | 0 | 0 | 0 | 0 | 0 | 0 | 0 | 0 | 0 | 0 | 0 | 0 | 0 | 0 | 0 | 0 | 0 | 0 | 0 | 0 | 0 | 0 | 0 | 0 | 0 | 0 | 0 | 0 | 0 | 0 | 0 | 0 | 0 | 0 | 0 | 0 | 0 | 0 | 0 | 0 | 0 | 0 | 0 | 0 | 0 | 0 | 0 | 0 | 0 | 0 | 0 | 0 | 0 | 0 | 0 | 0 | 0 | 0 | 0 | 0 | 0 | 0 | 0 | 0 | 0 | 0 | 0 | 0 | 0 | 0 | 0 | 0 | 0 | 0 | 0 | 0 | 0 | 0 | 0 | 0 | 0 | 0 | 0 | 0 | 0 | 0 | 0 | 0 | 0 | 0 | 0 | 0 | 0 | 0 | 0 | 0 | 0 | 0 | 0 | 0 | 0 | 0 | 0 | 0 | 0 | 0 | 0 | 0 | 0 | 0 | 0 | 0 | 0 | 0 | 0 | 0 | 0 | 0 | 0 | 0 | 0 | 0 | 0 | 0 | 0 | 0 | 0 | 0 | 0 | 0 | 0 | 0 | 0 | 0 | 0 | 0 | 0 | 0 | 0 | 0 | 0 | 0 | 0 | 0 | 0 | 0 | 0 | 0 | 0 | 0 | 0 | 0 | 0 | 0 | 0 | 0 | 0 | 0 | 0 | 0 | 0 | 0 | 0 | 0 | 0 | 0 | 0 | 0 | 0 | 0 | 0 | 0 | 0 | 0 | 0 | 0 | 0 | 0 | 0 | 0 | 0 | 0 | 0 | 0 | 0 | 0 | 0 | 0 | 0 | 0 | 0 | 0 | 0 | 0 | 0 | 0 | 0 | 0 | 0 | 0 | 0 | 0 | 0 | 0 | 0 | 0 | 0 | 0 | 0 | 0 | 0 | 0 | 0 | 0 | 0 | 0 | 0 | 0 | 0 | 0 | 0 | 0 | 0 | 0 | 0 | 0 | 0 | 0 | 0 | 0 | 0 | 0 | 0 | 0 | 0 | 0 | 0 | 0 | 0 | 0 | 0 | 0 | 0 | 0 | 0 | 0 | 0 | 0 | 0 | 0 | 0 | 0 | 0 | 0 | 0 | 0 | 0 | 0 | 0 | 0 | 0 | 0 | 0 | 0 | 0 | 0 | 0 | 0 | 0 | 0 | 0 | 0 | 0 | 0 | 0 | 0 | 0 | 0 | 0 | 0 | 0 | 0 | 0 | 0 | 0 | 0 | 0 | 0 | 0 | 0 | 0 | 0 | 0 | 0 | 0 | 0 | 0 | 0 | 0 | 0 | 0 | 0 | 0 | 0 | 0 | 0 | 0 | 0 | 0 | 0 | 0 | 0 | 0 | 0 | 0 | 0 | 0 | 0 | 0 | 0 | 0 | 0 | 0 | 0 | 0 | 0 | 0 | 0 | 0 | 0 | 0 | 0 | 0 | 0 | 0 | 0 | 0 | 0 | 0 | 0 | 0 | 0 | 0 | 0 | 0 | 0 | 0 | 0 | 0 | 0 | 0 | 0 | 0 | 0 | 0 | 0 | 0 | 0 | 0 | 0 | 0 | 0 | 0 | 0 | 0 | 0 | 0 | 0 | 0
WA_Industrial_Industrial - WA_Existing_Space Heating_Natural Gas_Gas Boiler - Burner Control Optimization_A | WA | Industrial | Industrial - WA | Existing | Space Heating | Natural Gas | Gas Boiler - Burner Control Optimization | A | WIM15 | Average performance | Optimized burner controls | 18 | 0.31547 | 0 | 0 | 0.94 | 0 | 0 | 0 | 0.28365 | 0.25 | kBtuh heat | 5% | 85% | Discretionary | Retro3Slow | 84.16% | Boiler | 0% | 352.0139 |  | 150.2804 |  | 0.0028007 | GBLR_O2TRM-Heating-ILTRM-v4.0-1 | GBLR_O2TRM-Heating-MEMD-2018-1 | GBLR_O2TRM-Heating-ILTRM-v4.0-1 | Average performance | Average performance | Average performance | Average performance | Average performance | Average performance | Average performance | Average performance | Average performance | Average performance | Average performance | Average performance | Average performance | Average performance | Average performance | Average performance | Average performance | Average performance | Average performance | Average performance | Average performance | Average performance | Average performance | Average performance | Average performance | Average performance | Average performance | Optimized burner controls | Optimized burner controls | Optimized burner controls | Optimized burner controls | Optimized burner controls | Optimized burner controls | Optimized burner controls | Optimized burner controls | Optimized burner controls | Optimized burner controls | Optimized burner controls | Optimized burner controls | Optimized burner controls | Optimized burner controls | Optimized burner controls | Optimized burner controls | Optimized burner controls | Optimized burner controls | Optimized burner controls | Optimized burner controls | Optimized burner controls | Optimized burner controls | Optimized burner controls | Optimized burner controls | Optimized burner controls | Optimized burner controls | Optimized burner controls | 0.94 | 0.94 | 0.94 | 0.94 | 0.94 | 0.94 | 0.94 | 0.94 | 0.94 | 0.94 | 0.94 | 0.94 | 0.94 | 0.94 | 0.94 | 0.94 | 0.94 | 0.94 | 0.94 | 0.94 | 0.94 | 0.94 | 0.94 | 0.94 | 0.94 | 0.94 | 0.94 | 0 | 0 | 0.33226 | 0.32742 | 0.32242 | 0.31736 | 0.31227 | 0.30771 | 0.30316 | 0.29863 | 0.29415 | 0.28972 | 0.28536 | 0.28104 | 0.27674 | 0.27242 | 0.26805 | 0.26442 | 0.26071 | 0.25693 | 0.25306 | 0.24917 | 0.24528 | 0.24139 | 0.23748 | 0.23361 | 0.22974 | 0.0032689 | 0.0049764 | 0.0096317 | 0.016305 | 0.024526 | 0.033252 | 0.040976 | 0.046279 | 0.048245 | 0.046699 | 0.042189 | 0.03573 | 0.028475 | 0.021426 | 0.015266 | 0.01036 | 0.0066923 | 0.0041246 | 0 | 0 | 0 | 0 | 0 | 0 | 0 | 0.0032689 | 0.0081977 | 0.017704 | 0.033732 | 0.057716 | 0.090125 | 0.12977 | 0.17411 | 0.21974 | 0.26313 | 0.30136 | 0.33253 | 0.35591 | 0.37179 | 0.38109 | 0.38628 | 0.38756 | 0.38607 | 0.38025 | 0.3744 | 0.36856 | 0.36271 | 0.35684 | 0.35102 | 0.34521 | 9.8385 | 15.1986 | 29.8731 | 51.3765 | 78.5411 | 108.0617 | 135.1618 | 154.97 | 164.0134 | 161.1855 | 147.846 | 127.1349 | 102.8941 | 78.649 | 56.9527 | 39.1795 | 25.6693 | 16.0534 | 0 | 0 | 0 | 0 | 0 | 0 | 0 | 9.8385 | 25.0371 | 54.9101 | 106.2866 | 184.8277 | 292.8894 | 428.0512 | 583.0212 | 747.0346 | 908.2201 | 1056.0662 | 1183.201 | 1286.0951 | 1364.7441 | 1421.6968 | 1460.8763 | 1486.5457 | 1502.5991 | 1502.5991 | 1502.5991 | 1502.5991 | 1502.5991 | 1502.5991 | 1502.5991 | 1502.5991 | 0.0028007 | 0.0042962 | 0.0083827 | 0.014308 | 0.021703 | 0.029668 | 0.036868 | 0.041998 | 0.044165 | 0.043133 | 0.039324 | 0.033616 | 0.027048 | 0.020554 | 0.014796 | 0.010138 | 0.0066146 | 0.0041194 | 0 | 0 | 0 | 0 | 0 | 0 | 0 | 0.0028007 | 0.0070773 | 0.015408 | 0.0296 | 0.051073 | 0.080412 | 0.11676 | 0.158 | 0.20116 | 0.24304 | 0.28089 | 0.31285 | 0.33808 | 0.35667 | 0.36935 | 0.378 | 0.38306 | 0.38557 | 0.38392 | 0.38233 | 0.3808 | 0.37934 | 0.37791 | 0.3765 | 0.37513 | 8.3627 | 12.9188 | 25.3921 | 43.67 | 66.7599 | 91.8524 | 114.8875 | 131.7245 | 139.4113 | 137.0077 | 125.6691 | 108.0646 | 87.46 | 66.8516 | 48.4098 | 33.3026 | 21.8189 | 13.6454 | 0 | 0 | 0 | 0 | 0 | 0 | 0 | 8.3627 | 21.2815 | 46.6736 | 90.3436 | 157.1036 | 248.956 | 363.8435 | 495.568 | 634.9794 | 771.9871 | 897.6562 | 1005.7209 | 1093.1809 | 1160.0325 | 1208.4423 | 1241.7449 | 1263.5638 | 1277.2092 | 1277.2092 | 1277.2092 | 1277.2092 | 1277.2092 | 1277.2092 | 1277.2092 | 1277.2092 | 0.0028009 | 0.004297 | 0.008386 | 0.014317 | 0.021724 | 0.029707 | 0.036927 | 0.042075 | 0.044254 | 0.043223 | 0.039408 | 0.033688 | 0.027109 | 0.020605 | 0.014839 | 0.010174 | 0.006645 | 0.0041436 | 0 | 0 | 0 | 0 | 0 | 0 | 0 | 0.0028009 | 0.0070786 | 0.015414 | 0.02962 | 0.051122 | 0.080517 | 0.11695 | 0.15829 | 0.20156 | 0.24355 | 0.28149 | 0.31353 | 0.33884 | 0.35754 | 0.37041 | 0.37936 | 0.38482 | 0.38784 | 0.38677 | 0.38577 | 0.38484 | 0.38397 | 0.38315 | 0.38234 | 0.38155 | 8.3627 | 12.9188 | 25.3921 | 43.67 | 66.7599 | 91.8524 | 114.8875 | 131.7245 | 139.4113 | 137.0077 | 125.6691 | 108.0646 | 87.46 | 66.8516 | 48.4098 | 33.3026 | 21.8189 | 13.6454 | 0 | 0 | 0 | 0 | 0 | 0 | 0 | 8.3627 | 21.2815 | 46.6736 | 90.3436 | 157.1036 | 248.956 | 363.8435 | 495.568 | 634.9794 | 771.9871 | 897.6562 | 1005.7209 | 1093.1809 | 1160.0325 | 1208.4423 | 1241.7449 | 1263.5638 | 1277.2092 | 1277.2092 | 1277.2092 | 1277.2092 | 1277.2092 | 1277.2092 | 1277.2092 | 1277.2092 | 0.0028009 | 0.004297 | 0.008386 | 0.014317 | 0.021724 | 0.029707 | 0.036927 | 0.042075 | 0.044254 | 0.043223 | 0.039408 | 0.033688 | 0.027109 | 0.020605 | 0.014839 | 0.010174 | 0.006645 | 0.0041436 | 0 | 0 | 0 | 0 | 0 | 0 | 0 | 0.0028009 | 0.0070786 | 0.015414 | 0.02962 | 0.051122 | 0.080517 | 0.11695 | 0.15829 | 0.20156 | 0.24355 | 0.28149 | 0.31353 | 0.33884 | 0.35754 | 0.37041 | 0.37936 | 0.38482 | 0.38784 | 0.38677 | 0.38577 | 0.38484 | 0.38397 | 0.38315 | 0.38234 | 0.38155 | 8.3627 | 12.9188 | 25.3921 | 43.67 | 66.7599 | 91.8524 | 114.8875 | 131.7245 | 139.4113 | 137.0077 | 125.6691 | 108.0646 | 87.46 | 66.8516 | 48.4098 | 33.3026 | 21.8189 | 13.6454 | 0 | 0 | 0 | 0 | 0 | 0 | 0 | 8.3627 | 21.2815 | 46.6736 | 90.3436 | 157.1036 | 248.956 | 363.8435 | 495.568 | 634.9794 | 771.9871 | 897.6562 | 1005.7209 | 1093.1809 | 1160.0325 | 1208.4423 | 1241.7449 | 1263.5638 | 1277.2092 | 1277.2092 | 1277.2092 | 1277.2092 | 1277.2092 | 1277.2092 | 1277.2092 | 1277.2092 | 345.0333 | 345.8971 | 346.7482 | 347.5845 | 348.4037 | 349.2037 | 349.9826 | 350.7387 | 351.4702 | 352.1757 | 352.8536 | 353.5025 | 354.1213 | 354.7086 | 355.2635 | 355.7848 | 356.2717 | 356.7232 | 357.1386 | 357.517 | 357.8617 | 358.1757 | 358.4616 | 358.7219 | 358.9588 | 147.3003 | 147.669 | 148.0324 | 148.3894 | 148.7391 | 149.0807 | 149.4132 | 149.736 | 150.0483 | 150.3495 | 150.6389 | 150.9159 | 151.1801 | 151.4308 | 151.6677 | 151.8903 | 152.0981 | 152.2909 | 152.4682 | 152.6298 | 152.7769 | 152.911 | 153.033 | 153.1441 | 153.2453
WA_Industrial_Industrial - WA_Existing_Space Heating_Natural Gas_Gas Boiler - High Turndown Burner_A | WA | Industrial | Industrial - WA | Existing | Space Heating | Natural Gas | Gas Boiler - High Turndown Burner | A | WIM16 | No control | Turndown control installed | 15 | 1.0878 | 0 | 0 | 2.8 | 0 | 0 | 0 | 0.28365 | 0.25 | kbtuh heat | 25% | 50% | Discretionary | Retro12Med | 75.44% | Boiler | 0% | 336.1097 |  | 143.4906 |  | 0.059691 | GBLR_TRN-Heating-MNTRM-v2.1-1 | GBLR_TRN-Heating-MNTRM-v2.1-1 | GBLR_TRN-Heating-MNTRM-v2.1-1 | No control | No control | No control | No control | No control | No control | No control | No control | No control | No control | No control | No control | No control | No control | No control | No control | No control | No control | No control | No control | No control | No control | No control | No control | No control | No control | No control | Turndown control installed | Turndown control installed | Turndown control installed | Turndown control installed | Turndown control installed | Turndown control installed | Turndown control installed | Turndown control installed | Turndown control installed | Turndown control installed | Turndown control installed | Turndown control installed | Turndown control installed | Turndown control installed | Turndown control installed | Turndown control installed | Turndown control installed | Turndown control installed | Turndown control installed | Turndown control installed | Turndown control installed | Turndown control installed | Turndown control installed | Turndown control installed | Turndown control installed | Turndown control installed | Turndown control installed | 2.8 | 2.8 | 2.8 | 2.8 | 2.8 | 2.8 | 2.8 | 2.8 | 2.8 | 2.8 | 2.8 | 2.8 | 2.8 | 2.8 | 2.8 | 2.8 | 2.8 | 2.8 | 2.8 | 2.8 | 2.8 | 2.8 | 2.8 | 2.8 | 2.8 | 2.8 | 2.8 | 0 | 0 | 1.1462 | 1.13 | 1.1132 | 1.0963 | 1.0791 | 1.0638 | 1.0485 | 1.0331 | 1.0179 | 1.0028 | 0.98785 | 0.97307 | 0.95833 | 0.94351 | 0.92851 | 0.916 | 0.90323 | 0.89021 | 0.87689 | 0.86348 | 0.85008 | 0.83666 | 0.8232 | 0.80986 | 0.79652 | 0.069674 | 0.067505 | 0.065356 | 0.06325 | 0.061189 | 0.053353 | 0.041341 | 0.032027 | 0.024808 | 0.019215 | 0.014882 | 0.011525 | 0.008924 | 0.0069076 | 0.0053444 | 0 | 0 | 0 | 0 | 0 | 0 | 0 | 0 | 0 | 0 | 0.069674 | 0.13619 | 0.19953 | 0.25974 | 0.31687 | 0.36573 | 0.40179 | 0.42793 | 0.44642 | 0.45902 | 0.46707 | 0.47161 | 0.47339 | 0.47298 | 0.4708 | 0.46445 | 0.45798 | 0.45138 | 0.44462 | 0.43782 | 0.43103 | 0.42422 | 0.4174 | 0.41064 | 0.40387 | 60.7868 | 59.7388 | 58.7088 | 57.6966 | 56.7018 | 50.1518 | 39.4297 | 30.9999 | 24.3723 | 19.1617 | 15.065 | 11.8442 | 9.312 | 7.3212 | 5.756 | 0 | 0 | 0 | 0 | 0 | 0 | 0 | 0 | 0 | 0 | 60.7868 | 120.5256 | 179.2344 | 236.9309 | 293.6327 | 343.7845 | 383.2142 | 414.214 | 438.5863 | 457.748 | 472.8131 | 484.6573 | 493.9693 | 501.2905 | 507.0465 | 507.0465 | 507.0465 | 507.0465 | 507.0465 | 507.0465 | 507.0465 | 507.0465 | 507.0465 | 507.0465 | 507.0465 | 0.059691 | 0.058272 | 0.05687 | 0.055489 | 0.054129 | 0.047585 | 0.03718 | 0.029049 | 0.022698 | 0.017737 | 0.013863 | 0.010837 | 0.0084715 | 0.0066224 | 0.0051763 | 0 | 0 | 0 | 0 | 0 | 0 | 0 | 0 | 0 | 0 | 0.059691 | 0.11757 | 0.17362 | 0.22786 | 0.28031 | 0.32619 | 0.36135 | 0.38815 | 0.40846 | 0.42373 | 0.43509 | 0.44343 | 0.44938 | 0.45344 | 0.45598 | 0.45418 | 0.45235 | 0.45048 | 0.44859 | 0.44676 | 0.44501 | 0.44333 | 0.4417 | 0.44009 | 0.43852 | 51.6688 | 50.778 | 49.9025 | 49.0421 | 48.1965 | 42.629 | 33.5152 | 26.3499 | 20.7165 | 16.2874 | 12.8053 | 10.0676 | 7.9152 | 6.223 | 4.8926 | 0 | 0 | 0 | 0 | 0 | 0 | 0 | 0 | 0 | 0 | 51.6688 | 102.4467 | 152.3492 | 201.3913 | 249.5878 | 292.2168 | 325.732 | 352.0819 | 372.7984 | 389.0858 | 401.8911 | 411.9587 | 419.8739 | 426.0969 | 430.9895 | 430.9895 | 430.9895 | 430.9895 | 430.9895 | 430.9895 | 430.9895 | 430.9895 | 430.9895 | 430.9895 | 430.9895 | 0.059696 | 0.058282 | 0.056892 | 0.055525 | 0.054181 | 0.047647 | 0.03724 | 0.029103 | 0.022744 | 0.017775 | 0.013893 | 0.01086 | 0.0084905 | 0.0066387 | 0.0051911 | 0 | 0 | 0 | 0 | 0 | 0 | 0 | 0 | 0 | 0 | 0.059696 | 0.11759 | 0.17369 | 0.22802 | 0.28058 | 0.32661 | 0.36193 | 0.38887 | 0.40928 | 0.42462 | 0.43602 | 0.44439 | 0.45039 | 0.45456 | 0.45729 | 0.45581 | 0.45443 | 0.45313 | 0.45191 | 0.45078 | 0.44973 | 0.44875 | 0.44782 | 0.44691 | 0.44603 | 51.6688 | 50.778 | 49.9025 | 49.0421 | 48.1965 | 42.629 | 33.5152 | 26.3499 | 20.7165 | 16.2874 | 12.8053 | 10.0676 | 7.9152 | 6.223 | 4.8926 | 0 | 0 | 0 | 0 | 0 | 0 | 0 | 0 | 0 | 0 | 51.6688 | 102.4467 | 152.3492 | 201.3913 | 249.5878 | 292.2168 | 325.732 | 352.0819 | 372.7984 | 389.0858 | 401.8911 | 411.9587 | 419.8739 | 426.0969 | 430.9895 | 430.9895 | 430.9895 | 430.9895 | 430.9895 | 430.9895 | 430.9895 | 430.9895 | 430.9895 | 430.9895 | 430.9895 | 0.059696 | 0.058282 | 0.056892 | 0.055525 | 0.054181 | 0.047647 | 0.03724 | 0.029103 | 0.022744 | 0.017775 | 0.013893 | 0.01086 | 0.0084905 | 0.0066387 | 0.0051911 | 0 | 0 | 0 | 0 | 0 | 0 | 0 | 0 | 0 | 0 | 0.059696 | 0.11759 | 0.17369 | 0.22802 | 0.28058 | 0.32661 | 0.36193 | 0.38887 | 0.40928 | 0.42462 | 0.43602 | 0.44439 | 0.45039 | 0.45456 | 0.45729 | 0.45581 | 0.45443 | 0.45313 | 0.45191 | 0.45078 | 0.44973 | 0.44875 | 0.44782 | 0.44691 | 0.44603 | 51.6688 | 50.778 | 49.9025 | 49.0421 | 48.1965 | 42.629 | 33.5152 | 26.3499 | 20.7165 | 16.2874 | 12.8053 | 10.0676 | 7.9152 | 6.223 | 4.8926 | 0 | 0 | 0 | 0 | 0 | 0 | 0 | 0 | 0 | 0 | 51.6688 | 102.4467 | 152.3492 | 201.3913 | 249.5878 | 292.2168 | 325.732 | 352.0819 | 372.7984 | 389.0858 | 401.8911 | 411.9587 | 419.8739 | 426.0969 | 430.9895 | 430.9895 | 430.9895 | 430.9895 | 430.9895 | 430.9895 | 430.9895 | 430.9895 | 430.9895 | 430.9895 | 430.9895 | 329.4446 | 330.2693 | 331.082 | 331.8805 | 332.6626 | 333.4265 | 334.1702 | 334.8922 | 335.5907 | 336.2642 | 336.9115 | 337.5311 | 338.1219 | 338.6827 | 339.2125 | 339.7103 | 340.1752 | 340.6063 | 341.0029 | 341.3642 | 341.6933 | 341.9931 | 342.2661 | 342.5146 | 342.7409 | 140.6452 | 140.9973 | 141.3442 | 141.6851 | 142.019 | 142.3451 | 142.6627 | 142.9708 | 143.269 | 143.5566 | 143.8329 | 144.0975 | 144.3497 | 144.5891 | 144.8153 | 145.0278 | 145.2263 | 145.4103 | 145.5796 | 145.7339 | 145.8744 | 146.0024 | 146.1189 | 146.225 | 146.3216
WA_Industrial_Industrial - WA_Existing_Space Heating_Natural Gas_Gas Boiler - Hot Water Reset_A | WA | Industrial | Industrial - WA | Existing | Space Heating | Natural Gas | Gas Boiler - Hot Water Reset | A | WIM17 | No control | Reset control installed | 20 | 1160.3549 | 0 | 0 | 799.38 | 0 | 0 | 0 | 0.28365 | 0.25 | BoilerCtrl | 35% | 55% | Discretionary | Retro5Med | 81.71% | Boiler | 0% | 77.2386 |  | 32.9744 |  | 0.050094 | GBLR_HWRST-Heating-ILTRM-v4.0-43 | GBLR_HWRST-Heating-ILTRM-v4.0-1 | GBLR_HWRST-Heating-ILTRM-v4.0-1 | No control | No control | No control | No control | No control | No control | No control | No control | No control | No control | No control | No control | No control | No control | No control | No control | No control | No control | No control | No control | No control | No control | No control | No control | No control | No control | No control | Reset control installed | Reset control installed | Reset control installed | Reset control installed | Reset control installed | Reset control installed | Reset control installed | Reset control installed | Reset control installed | Reset control installed | Reset control installed | Reset control installed | Reset control installed | Reset control installed | Reset control installed | Reset control installed | Reset control installed | Reset control installed | Reset control installed | Reset control installed | Reset control installed | Reset control installed | Reset control installed | Reset control installed | Reset control installed | Reset control installed | Reset control installed | 799.38 | 799.38 | 799.38 | 799.38 | 799.38 | 799.38 | 799.38 | 799.38 | 799.38 | 799.38 | 799.38 | 799.38 | 799.38 | 799.38 | 799.38 | 799.38 | 799.38 | 799.38 | 799.38 | 799.38 | 799.38 | 799.38 | 799.38 | 799.38 | 799.38 | 799.38 | 799.38 | 0 | 0 | 1223.4998 | 1207.201 | 1190.3815 | 1173.4407 | 1156.4254 | 1141.4819 | 1126.5553 | 1111.6486 | 1096.7737 | 1081.9208 | 1067.0623 | 1052.1398 | 1037.0816 | 1021.8112 | 1006.263 | 993.019 | 979.4845 | 965.6671 | 951.5141 | 937.2604 | 923.0109 | 908.7374 | 894.4147 | 880.223 | 866.0263 | 0.058478 | 0.069624 | 0.082564 | 0.092851 | 0.10257 | 0.11633 | 0.12378 | 0.12262 | 0.11204 | 0.093368 | 0.070032 | 0.044912 | 0.025262 | 0.011777 | 0.0048223 | 0.0017006 | 0.00051493 | 0.00010874 | 1.7308e-05 | 2.0112e-06 | 0 | 0 | 0 | 0 | 0 | 0.058478 | 0.12732 | 0.20811 | 0.298 | 0.39625 | 0.50746 | 0.6246 | 0.73896 | 0.84111 | 0.92309 | 0.98045 | 1.0116 | 1.0224 | 1.0192 | 1.0085 | 0.99689 | 0.98382 | 0.97005 | 0.95585 | 0.94154 | 0.92722 | 0.91288 | 0.89849 | 0.88424 | 0.86998 | 0.047796 | 0.057674 | 0.069359 | 0.079127 | 0.088698 | 0.10191 | 0.10987 | 0.11031 | 0.10216 | 0.086299 | 0.06563 | 0.042687 | 0.024358 | 0.011526 | 0.0047923 | 0.0017126 | 0.00052572 | 0.00011261 | 1.819e-05 | 2.1458e-06 | 0 | 0 | 0 | 0 | 0 | 0.047796 | 0.10547 | 0.17483 | 0.25396 | 0.34265 | 0.44457 | 0.55444 | 0.66474 | 0.7669 | 0.8532 | 0.91883 | 0.96151 | 0.98587 | 0.9974 | 1.0022 | 1.0039 | 1.0044 | 1.0045 | 1.0046 | 1.0046 | 1.0046 | 1.0046 | 1.0046 | 1.0046 | 1.0046 | 0.050094 | 0.060087 | 0.071817 | 0.081414 | 0.090674 | 0.10366 | 0.1112 | 0.11108 | 0.10236 | 0.086042 | 0.065113 | 0.042143 | 0.023929 | 0.011265 | 0.0046594 | 0.001659 | 0.00050733 | 0.00010825 | 1.7418e-05 | 2.0468e-06 | 0 | 0 | 0 | 0 | 0 | 0.050094 | 0.10988 | 0.18102 | 0.2613 | 0.35029 | 0.4522 | 0.56112 | 0.66939 | 0.76841 | 0.85066 | 0.91159 | 0.94926 | 0.96848 | 0.97484 | 0.9744 | 0.97247 | 0.96931 | 0.96567 | 0.96188 | 0.95822 | 0.95474 | 0.9514 | 0.94817 | 0.94499 | 0.94189 | 0.040627 | 0.049023 | 0.058955 | 0.067258 | 0.075394 | 0.086624 | 0.09339 | 0.093759 | 0.086834 | 0.073354 | 0.055786 | 0.036284 | 0.020705 | 0.009797 | 0.0040734 | 0.0014557 | 0.00044686 | 9.5716e-05 | 1.5462e-05 | 1.8239e-06 | 0 | 0 | 0 | 0 | 0 | 0.040627 | 0.089649 | 0.1486 | 0.21586 | 0.29126 | 0.37788 | 0.47127 | 0.56503 | 0.65186 | 0.72522 | 0.781 | 0.81729 | 0.83799 | 0.84779 | 0.85186 | 0.85332 | 0.85376 | 0.85386 | 0.85388 | 0.85388 | 0.85388 | 0.85388 | 0.85388 | 0.85388 | 0.85388 | 0.050098 | 0.060098 | 0.071845 | 0.081468 | 0.090762 | 0.1038 | 0.11137 | 0.11128 | 0.10256 | 0.086222 | 0.065252 | 0.042233 | 0.023982 | 0.011293 | 0.0046728 | 0.0016649 | 0.00050967 | 0.00010889 | 1.7547e-05 | 2.0653e-06 | 0 | 0 | 0 | 0 | 0 | 0.050098 | 0.1099 | 0.18109 | 0.26147 | 0.35063 | 0.45278 | 0.56202 | 0.67062 | 0.76996 | 0.85244 | 0.91354 | 0.95131 | 0.97065 | 0.97723 | 0.9772 | 0.97596 | 0.97376 | 0.97135 | 0.96902 | 0.96686 | 0.96487 | 0.96304 | 0.96131 | 0.95964 | 0.95802 | 0.040627 | 0.049023 | 0.058955 | 0.067258 | 0.075394 | 0.086624 | 0.09339 | 0.093759 | 0.086834 | 0.073354 | 0.055786 | 0.036284 | 0.020705 | 0.009797 | 0.0040734 | 0.0014557 | 0.00044686 | 9.5716e-05 | 1.5462e-05 | 1.8239e-06 | 0 | 0 | 0 | 0 | 0 | 0.040627 | 0.089649 | 0.1486 | 0.21586 | 0.29126 | 0.37788 | 0.47127 | 0.56503 | 0.65186 | 0.72522 | 0.781 | 0.81729 | 0.83799 | 0.84779 | 0.85186 | 0.85332 | 0.85376 | 0.85386 | 0.85388 | 0.85388 | 0.85388 | 0.85388 | 0.85388 | 0.85388 | 0.85388 | 0.050098 | 0.060098 | 0.071845 | 0.081468 | 0.090762 | 0.1038 | 0.11137 | 0.11128 | 0.10256 | 0.086222 | 0.065252 | 0.042233 | 0.023982 | 0.011293 | 0.0046728 | 0.0016649 | 0.00050967 | 0.00010889 | 1.7547e-05 | 2.0653e-06 | 0 | 0 | 0 | 0 | 0 | 0.050098 | 0.1099 | 0.18109 | 0.26147 | 0.35063 | 0.45278 | 0.56202 | 0.67062 | 0.76996 | 0.85244 | 0.91354 | 0.95131 | 0.97065 | 0.97723 | 0.9772 | 0.97596 | 0.97376 | 0.97135 | 0.96902 | 0.96686 | 0.96487 | 0.96304 | 0.96131 | 0.95964 | 0.95802 | 0.040627 | 0.049023 | 0.058955 | 0.067258 | 0.075394 | 0.086624 | 0.09339 | 0.093759 | 0.086834 | 0.073354 | 0.055786 | 0.036284 | 0.020705 | 0.009797 | 0.0040734 | 0.0014557 | 0.00044686 | 9.5716e-05 | 1.5462e-05 | 1.8239e-06 | 0 | 0 | 0 | 0 | 0 | 0.040627 | 0.089649 | 0.1486 | 0.21586 | 0.29126 | 0.37788 | 0.47127 | 0.56503 | 0.65186 | 0.72522 | 0.781 | 0.81729 | 0.83799 | 0.84779 | 0.85186 | 0.85332 | 0.85376 | 0.85386 | 0.85388 | 0.85388 | 0.85388 | 0.85388 | 0.85388 | 0.85388 | 0.85388 | 75.707 | 75.8965 | 76.0833 | 76.2668 | 76.4465 | 76.622 | 76.7929 | 76.9588 | 77.1194 | 77.2741 | 77.4229 | 77.5653 | 77.701 | 77.8299 | 77.9517 | 78.0661 | 78.1729 | 78.272 | 78.3631 | 78.4461 | 78.5218 | 78.5907 | 78.6534 | 78.7105 | 78.7625 | 32.3205 | 32.4014 | 32.4812 | 32.5595 | 32.6362 | 32.7112 | 32.7841 | 32.855 | 32.9235 | 32.9896 | 33.0531 | 33.1139 | 33.1718 | 33.2268 | 33.2788 | 33.3277 | 33.3733 | 33.4156 | 33.4545 | 33.4899 | 33.5222 | 33.5516 | 33.5784 | 33.6028 | 33.625
WA_Industrial_Industrial - WA_Existing_Space Heating_Natural Gas_Gas Boiler - Insulate Hot Water Lines_A | WA | Industrial | Industrial - WA | Existing | Space Heating | Natural Gas | Gas Boiler - Insulate Hot Water Lines | A | WIM18 | No insulation | Insulated water lines | 11 | 4.9092 | 0 | 0 | 26.08 | 0 | 0 | 0 | 0.28365 | 0.25 | boiler pipe | 30% | 40% | Discretionary | RetroEven20 | 80.75% | Boiler | 0% | 843.6058 |  | 360.1489 |  | 0.03503 | GBLR_PINS_HW-Heating-PGE-R7-1 | GBLR_PINS_HW-Heating-PGE-R7-1 | GBLR_PINS_HW-Heating-PGE-R7-1 | No insulation | No insulation | No insulation | No insulation | No insulation | No insulation | No insulation | No insulation | No insulation | No insulation | No insulation | No insulation | No insulation | No insulation | No insulation | No insulation | No insulation | No insulation | No insulation | No insulation | No insulation | No insulation | No insulation | No insulation | No insulation | No insulation | No insulation | Insulated water lines | Insulated water lines | Insulated water lines | Insulated water lines | Insulated water lines | Insulated water lines | Insulated water lines | Insulated water lines | Insulated water lines | Insulated water lines | Insulated water lines | Insulated water lines | Insulated water lines | Insulated water lines | Insulated water lines | Insulated water lines | Insulated water lines | Insulated water lines | Insulated water lines | Insulated water lines | Insulated water lines | Insulated water lines | Insulated water lines | Insulated water lines | Insulated water lines | Insulated water lines | Insulated water lines | 26.08 | 26.08 | 26.08 | 26.08 | 26.08 | 26.08 | 26.08 | 26.08 | 26.08 | 26.08 | 26.08 | 26.08 | 26.08 | 26.08 | 26.08 | 26.08 | 26.08 | 26.08 | 26.08 | 26.08 | 26.08 | 26.08 | 26.08 | 26.08 | 26.08 | 26.08 | 26.08 | 0 | 0 | 5.1697 | 5.093 | 5.0127 | 4.9299 | 4.8445 | 4.765 | 4.6829 | 4.5981 | 4.5112 | 4.4227 | 4.3334 | 4.2442 | 4.1559 | 4.069 | 3.9842 | 3.9136 | 3.8452 | 3.7791 | 3.7145 | 3.6512 | 3.5905 | 3.5297 | 3.4688 | 3.4085 | 3.3482 | 0.040886 | 0.039585 | 0.038289 | 0.037007 | 0.035739 | 0.034547 | 0.033366 | 0.032197 | 0.031043 | 0.02991 | 0.028801 | 0 | 0 | 0 | 0 | 0 | 0 | 0 | 0 | 0 | 0 | 0 | 0 | 0 | 0 | 0.040886 | 0.079864 | 0.11689 | 0.15197 | 0.18508 | 0.21659 | 0.24622 | 0.27396 | 0.29982 | 0.32385 | 0.34611 | 0.33899 | 0.33193 | 0.325 | 0.31822 | 0.31258 | 0.30712 | 0.30184 | 0.29668 | 0.29163 | 0.28677 | 0.28192 | 0.27706 | 0.27224 | 0.26743 | 7.9087 | 7.7723 | 7.6383 | 7.5066 | 7.3772 | 7.25 | 7.125 | 7.0022 | 6.8815 | 6.7628 | 6.6462 | 0 | 0 | 0 | 0 | 0 | 0 | 0 | 0 | 0 | 0 | 0 | 0 | 0 | 0 | 7.9087 | 15.6811 | 23.3194 | 30.826 | 38.2033 | 45.4533 | 52.5783 | 59.5805 | 66.462 | 73.2248 | 79.871 | 79.871 | 79.871 | 79.871 | 79.871 | 79.871 | 79.871 | 79.871 | 79.871 | 79.871 | 79.871 | 79.871 | 79.871 | 79.871 | 79.871 | 0.03503 | 0.034177 | 0.033328 | 0.032483 | 0.03164 | 0.030846 | 0.030054 | 0.029265 | 0.028481 | 0.027706 | 0.026944 | 0 | 0 | 0 | 0 | 0 | 0 | 0 | 0 | 0 | 0 | 0 | 0 | 0 | 0 | 0.03503 | 0.068953 | 0.10175 | 0.13339 | 0.16385 | 0.19339 | 0.22178 | 0.24901 | 0.27507 | 0.29998 | 0.3238 | 0.32038 | 0.31701 | 0.31372 | 0.31057 | 0.30821 | 0.30604 | 0.30405 | 0.30222 | 0.30053 | 0.29907 | 0.29765 | 0.29626 | 0.29488 | 0.29353 | 6.7224 | 6.6065 | 6.4926 | 6.3807 | 6.2706 | 6.1625 | 6.0563 | 5.9519 | 5.8492 | 5.7484 | 5.6493 | 0 | 0 | 0 | 0 | 0 | 0 | 0 | 0 | 0 | 0 | 0 | 0 | 0 | 0 | 6.7224 | 13.3289 | 19.8215 | 26.2021 | 32.4728 | 38.6353 | 44.6916 | 50.6434 | 56.4927 | 62.2411 | 67.8903 | 67.8903 | 67.8903 | 67.8903 | 67.8903 | 67.8903 | 67.8903 | 67.8903 | 67.8903 | 67.8903 | 67.8903 | 67.8903 | 67.8903 | 67.8903 | 67.8903 | 0.035033 | 0.034183 | 0.033341 | 0.032505 | 0.031671 | 0.030886 | 0.030102 | 0.029319 | 0.028538 | 0.027764 | 0.027001 | 0 | 0 | 0 | 0 | 0 | 0 | 0 | 0 | 0 | 0 | 0 | 0 | 0 | 0 | 0.035033 | 0.068966 | 0.10179 | 0.13348 | 0.16401 | 0.19364 | 0.22214 | 0.24947 | 0.27562 | 0.30061 | 0.32449 | 0.32107 | 0.31772 | 0.31449 | 0.31146 | 0.30932 | 0.30745 | 0.30584 | 0.30446 | 0.30324 | 0.30225 | 0.30129 | 0.30037 | 0.29945 | 0.29855 | 6.7224 | 6.6065 | 6.4926 | 6.3807 | 6.2706 | 6.1625 | 6.0563 | 5.9519 | 5.8492 | 5.7484 | 5.6493 | 0 | 0 | 0 | 0 | 0 | 0 | 0 | 0 | 0 | 0 | 0 | 0 | 0 | 0 | 6.7224 | 13.3289 | 19.8215 | 26.2021 | 32.4728 | 38.6353 | 44.6916 | 50.6434 | 56.4927 | 62.2411 | 67.8903 | 67.8903 | 67.8903 | 67.8903 | 67.8903 | 67.8903 | 67.8903 | 67.8903 | 67.8903 | 67.8903 | 67.8903 | 67.8903 | 67.8903 | 67.8903 | 67.8903 | 0.035033 | 0.034183 | 0.033341 | 0.032505 | 0.031671 | 0.030886 | 0.030102 | 0.029319 | 0.028538 | 0.027764 | 0.027001 | 0 | 0 | 0 | 0 | 0 | 0 | 0 | 0 | 0 | 0 | 0 | 0 | 0 | 0 | 0.035033 | 0.068966 | 0.10179 | 0.13348 | 0.16401 | 0.19364 | 0.22214 | 0.24947 | 0.27562 | 0.30061 | 0.32449 | 0.32107 | 0.31772 | 0.31449 | 0.31146 | 0.30932 | 0.30745 | 0.30584 | 0.30446 | 0.30324 | 0.30225 | 0.30129 | 0.30037 | 0.29945 | 0.29855 | 6.7224 | 6.6065 | 6.4926 | 6.3807 | 6.2706 | 6.1625 | 6.0563 | 5.9519 | 5.8492 | 5.7484 | 5.6493 | 0 | 0 | 0 | 0 | 0 | 0 | 0 | 0 | 0 | 0 | 0 | 0 | 0 | 0 | 6.7224 | 13.3289 | 19.8215 | 26.2021 | 32.4728 | 38.6353 | 44.6916 | 50.6434 | 56.4927 | 62.2411 | 67.8903 | 67.8903 | 67.8903 | 67.8903 | 67.8903 | 67.8903 | 67.8903 | 67.8903 | 67.8903 | 67.8903 | 67.8903 | 67.8903 | 67.8903 | 67.8903 | 67.8903 | 826.8769 | 828.9468 | 830.9867 | 832.9908 | 834.9539 | 836.8712 | 838.7379 | 840.5499 | 842.303 | 843.9936 | 845.6182 | 847.1734 | 848.6563 | 850.0639 | 851.3936 | 852.643 | 853.8098 | 854.8919 | 855.8872 | 856.7941 | 857.6203 | 858.3727 | 859.0578 | 859.6816 | 860.2495 | 353.0071 | 353.8907 | 354.7616 | 355.6172 | 356.4553 | 357.2738 | 358.0707 | 358.8443 | 359.5927 | 360.3145 | 361.008 | 361.672 | 362.305 | 362.9059 | 363.4736 | 364.007 | 364.5051 | 364.9671 | 365.392 | 365.7792 | 366.1319 | 366.4531 | 366.7456 | 367.0119 | 367.2544
WA_Industrial_Industrial - WA_Existing_Space Heating_Natural Gas_Gas Boiler - Insulate Steam Lines/Condensate Tank_A | WA | Industrial | Industrial - WA | Existing | Space Heating | Natural Gas | Gas Boiler - Insulate Steam Lines/Condensate Tank | A | WIM19 | No insulation | Lines and condenstate tank insulated | 15 | 7.3332 | 0 | 0 | 13.96 | 0 | 0 | 0 | 0.28365 | 0.25 | boiler pipe | 30% | 40% | Discretionary | RetroEven20 | 80.75% | Boiler | 0% | 248.5863 |  | 106.1255 |  | 0.052369 | GBLR_PINS-Heating-ILTRM-v4.0-1 | GBLR_PINS_STM-Heating-PGE-R7-1 | GBLR_PINS_STM-Heating-PGE-R7-1 | No insulation | No insulation | No insulation | No insulation | No insulation | No insulation | No insulation | No insulation | No insulation | No insulation | No insulation | No insulation | No insulation | No insulation | No insulation | No insulation | No insulation | No insulation | No insulation | No insulation | No insulation | No insulation | No insulation | No insulation | No insulation | No insulation | No insulation | Lines and condenstate tank insulated | Lines and condenstate tank insulated | Lines and condenstate tank insulated | Lines and condenstate tank insulated | Lines and condenstate tank insulated | Lines and condenstate tank insulated | Lines and condenstate tank insulated | Lines and condenstate tank insulated | Lines and condenstate tank insulated | Lines and condenstate tank insulated | Lines and condenstate tank insulated | Lines and condenstate tank insulated | Lines and condenstate tank insulated | Lines and condenstate tank insulated | Lines and condenstate tank insulated | Lines and condenstate tank insulated | Lines and condenstate tank insulated | Lines and condenstate tank insulated | Lines and condenstate tank insulated | Lines and condenstate tank insulated | Lines and condenstate tank insulated | Lines and condenstate tank insulated | Lines and condenstate tank insulated | Lines and condenstate tank insulated | Lines and condenstate tank insulated | Lines and condenstate tank insulated | Lines and condenstate tank insulated | 13.96 | 13.96 | 13.96 | 13.96 | 13.96 | 13.96 | 13.96 | 13.96 | 13.96 | 13.96 | 13.96 | 13.96 | 13.96 | 13.96 | 13.96 | 13.96 | 13.96 | 13.96 | 13.96 | 13.96 | 13.96 | 13.96 | 13.96 | 13.96 | 13.96 | 13.96 | 13.96 | 0 | 0 | 7.7295 | 7.6232 | 7.5129 | 7.4012 | 7.2885 | 7.1881 | 7.0872 | 6.9864 | 6.8862 | 6.787 | 6.689 | 6.5919 | 6.4951 | 6.3977 | 6.2989 | 6.2148 | 6.1289 | 6.0413 | 5.9517 | 5.8614 | 5.7712 | 5.6808 | 5.5901 | 5.5003 | 5.4105 | 0.061131 | 0.05925 | 0.057386 | 0.055558 | 0.053769 | 0.052114 | 0.050496 | 0.04892 | 0.047387 | 0.045899 | 0.044456 | 0.043056 | 0.041692 | 0.040359 | 0.039051 | 0 | 0 | 0 | 0 | 0 | 0 | 0 | 0 | 0 | 0 | 0.061131 | 0.11954 | 0.1752 | 0.22815 | 0.27845 | 0.32672 | 0.37263 | 0.41625 | 0.45767 | 0.49698 | 0.53426 | 0.56956 | 0.60288 | 0.6342 | 0.66346 | 0.6546 | 0.64556 | 0.63633 | 0.62689 | 0.61738 | 0.60787 | 0.59835 | 0.58881 | 0.57934 | 0.56988 | 7.9087 | 7.7723 | 7.6383 | 7.5066 | 7.3772 | 7.25 | 7.125 | 7.0022 | 6.8815 | 6.7628 | 6.6462 | 6.5316 | 6.419 | 6.3083 | 6.1996 | 0 | 0 | 0 | 0 | 0 | 0 | 0 | 0 | 0 | 0 | 7.9087 | 15.6811 | 23.3194 | 30.826 | 38.2033 | 45.4533 | 52.5783 | 59.5805 | 66.462 | 73.2248 | 79.871 | 86.4026 | 92.8216 | 99.1299 | 105.3295 | 105.3295 | 105.3295 | 105.3295 | 105.3295 | 105.3295 | 105.3295 | 105.3295 | 105.3295 | 105.3295 | 105.3295 | 0.052369 | 0.05114 | 0.049926 | 0.04873 | 0.047551 | 0.046463 | 0.045396 | 0.044351 | 0.043334 | 0.042345 | 0.041385 | 0.040453 | 0.039546 | 0.038658 | 0.037786 | 0 | 0 | 0 | 0 | 0 | 0 | 0 | 0 | 0 | 0 | 0.052369 | 0.10318 | 0.15242 | 0.20011 | 0.24625 | 0.2913 | 0.33499 | 0.37738 | 0.41852 | 0.45849 | 0.49735 | 0.53513 | 0.57185 | 0.60748 | 0.64197 | 0.6395 | 0.63699 | 0.63443 | 0.63182 | 0.62932 | 0.62692 | 0.62463 | 0.6224 | 0.6202 | 0.61806 | 6.7224 | 6.6065 | 6.4926 | 6.3807 | 6.2706 | 6.1625 | 6.0563 | 5.9519 | 5.8492 | 5.7484 | 5.6493 | 5.5519 | 5.4562 | 5.3621 | 5.2696 | 0 | 0 | 0 | 0 | 0 | 0 | 0 | 0 | 0 | 0 | 6.7224 | 13.3289 | 19.8215 | 26.2021 | 32.4728 | 38.6353 | 44.6916 | 50.6434 | 56.4927 | 62.2411 | 67.8903 | 73.4422 | 78.8984 | 84.2605 | 89.5301 | 89.5301 | 89.5301 | 89.5301 | 89.5301 | 89.5301 | 89.5301 | 89.5301 | 89.5301 | 89.5301 | 89.5301 | 0.052373 | 0.051149 | 0.049946 | 0.048762 | 0.047597 | 0.046524 | 0.045468 | 0.044433 | 0.043421 | 0.042434 | 0.041473 | 0.040541 | 0.039634 | 0.038753 | 0.037894 | 0 | 0 | 0 | 0 | 0 | 0 | 0 | 0 | 0 | 0 | 0.052373 | 0.1032 | 0.15248 | 0.20024 | 0.24648 | 0.29167 | 0.33553 | 0.37807 | 0.41936 | 0.45945 | 0.49841 | 0.53629 | 0.57313 | 0.60897 | 0.64382 | 0.64179 | 0.63992 | 0.63815 | 0.63651 | 0.63499 | 0.63358 | 0.63226 | 0.63102 | 0.62982 | 0.62864 | 6.7224 | 6.6065 | 6.4926 | 6.3807 | 6.2706 | 6.1625 | 6.0563 | 5.9519 | 5.8492 | 5.7484 | 5.6493 | 5.5519 | 5.4562 | 5.3621 | 5.2696 | 0 | 0 | 0 | 0 | 0 | 0 | 0 | 0 | 0 | 0 | 6.7224 | 13.3289 | 19.8215 | 26.2021 | 32.4728 | 38.6353 | 44.6916 | 50.6434 | 56.4927 | 62.2411 | 67.8903 | 73.4422 | 78.8984 | 84.2605 | 89.5301 | 89.5301 | 89.5301 | 89.5301 | 89.5301 | 89.5301 | 89.5301 | 89.5301 | 89.5301 | 89.5301 | 89.5301 | 0.052373 | 0.051149 | 0.049946 | 0.048762 | 0.047597 | 0.046524 | 0.045468 | 0.044433 | 0.043421 | 0.042434 | 0.041473 | 0.040541 | 0.039634 | 0.038753 | 0.037894 | 0 | 0 | 0 | 0 | 0 | 0 | 0 | 0 | 0 | 0 | 0.052373 | 0.1032 | 0.15248 | 0.20024 | 0.24648 | 0.29167 | 0.33553 | 0.37807 | 0.41936 | 0.45945 | 0.49841 | 0.53629 | 0.57313 | 0.60897 | 0.64382 | 0.64179 | 0.63992 | 0.63815 | 0.63651 | 0.63499 | 0.63358 | 0.63226 | 0.63102 | 0.62982 | 0.62864 | 6.7224 | 6.6065 | 6.4926 | 6.3807 | 6.2706 | 6.1625 | 6.0563 | 5.9519 | 5.8492 | 5.7484 | 5.6493 | 5.5519 | 5.4562 | 5.3621 | 5.2696 | 0 | 0 | 0 | 0 | 0 | 0 | 0 | 0 | 0 | 0 | 6.7224 | 13.3289 | 19.8215 | 26.2021 | 32.4728 | 38.6353 | 44.6916 | 50.6434 | 56.4927 | 62.2411 | 67.8903 | 73.4422 | 78.8984 | 84.2605 | 89.5301 | 89.5301 | 89.5301 | 89.5301 | 89.5301 | 89.5301 | 89.5301 | 89.5301 | 89.5301 | 89.5301 | 89.5301 | 243.6568 | 244.2667 | 244.8678 | 245.4584 | 246.0368 | 246.6018 | 247.1519 | 247.6858 | 248.2024 | 248.7006 | 249.1793 | 249.6376 | 250.0745 | 250.4893 | 250.8811 | 251.2493 | 251.5931 | 251.912 | 252.2053 | 252.4725 | 252.7159 | 252.9377 | 253.1396 | 253.3234 | 253.4907 | 104.021 | 104.2814 | 104.538 | 104.7901 | 105.0371 | 105.2783 | 105.5131 | 105.7411 | 105.9616 | 106.1743 | 106.3786 | 106.5743 | 106.7608 | 106.9379 | 107.1052 | 107.2624 | 107.4091 | 107.5453 | 107.6705 | 107.7846 | 107.8885 | 107.9832 | 108.0693 | 108.1478 | 108.2193
WA_Industrial_Industrial - WA_Existing_Space Heating_Natural Gas_Gas Boiler - Stack Economizer_A | WA | Industrial | Industrial - WA | Existing | Space Heating | Natural Gas | Gas Boiler - Stack Economizer | A | WIM20 | None | Economizer installed | 15 | 1.0443 | 0 | 0 | 10.35 | 0 | 0 | 0 | 0.28365 | 0.25 | kBtuh Heat | 15% | 55% | Discretionary | Retro12Med | 75.44% | Boiler | 0% | 1294.1724 |  | 552.503 |  | 0.091517 | IL TRM - CI-HVC-BECO-V01-150601 | IL TRM - CI-HVC-BECO-V01-150601 | IL TRM - CI-HVC-BECO-V01-150601 | None | None | None | None | None | None | None | None | None | None | None | None | None | None | None | None | None | None | None | None | None | None | None | None | None | None | None | Economizer installed | Economizer installed | Economizer installed | Economizer installed | Economizer installed | Economizer installed | Economizer installed | Economizer installed | Economizer installed | Economizer installed | Economizer installed | Economizer installed | Economizer installed | Economizer installed | Economizer installed | Economizer installed | Economizer installed | Economizer installed | Economizer installed | Economizer installed | Economizer installed | Economizer installed | Economizer installed | Economizer installed | Economizer installed | Economizer installed | Economizer installed | 10.35 | 10.35 | 10.35 | 10.35 | 10.35 | 10.35 | 10.35 | 10.35 | 10.35 | 10.35 | 10.35 | 10.35 | 10.35 | 10.35 | 10.35 | 10.35 | 10.35 | 10.35 | 10.35 | 10.35 | 10.35 | 10.35 | 10.35 | 10.35 | 10.35 | 10.35 | 10.35 | 0 | 0 | 1.098 | 1.0798 | 1.0608 | 1.0412 | 1.0207 | 1.0014 | 0.98121 | 0.96026 | 0.9386 | 0.91638 | 0.894 | 0.87178 | 0.84982 | 0.82842 | 0.80783 | 0.79054 | 0.77416 | 0.75867 | 0.74383 | 0.72948 | 0.71654 | 0.70362 | 0.69069 | 0.67789 | 0.66512 | 0.10679 | 0.10321 | 0.099649 | 0.096115 | 0.092605 | 0.080352 | 0.061902 | 0.047629 | 0.036601 | 0.028095 | 0.021549 | 0.016521 | 0.012662 | 0.009704 | 0.0074397 | 0 | 0 | 0 | 0 | 0 | 0 | 0 | 0 | 0 | 0 | 0.10679 | 0.20824 | 0.30422 | 0.3947 | 0.47956 | 0.5508 | 0.60162 | 0.63641 | 0.65865 | 0.67116 | 0.67631 | 0.67602 | 0.67166 | 0.66445 | 0.65537 | 0.64134 | 0.62806 | 0.61549 | 0.60345 | 0.59181 | 0.58131 | 0.57083 | 0.56034 | 0.54996 | 0.5396 | 97.2589 | 95.582 | 93.9341 | 92.3145 | 90.7229 | 80.2428 | 63.0875 | 49.5998 | 38.9957 | 30.6587 | 24.1041 | 18.9508 | 14.8992 | 11.7139 | 9.2095 | 0 | 0 | 0 | 0 | 0 | 0 | 0 | 0 | 0 | 0 | 97.2589 | 192.8409 | 286.775 | 379.0895 | 469.8124 | 550.0552 | 613.1426 | 662.7424 | 701.7381 | 732.3968 | 756.5009 | 775.4517 | 790.3509 | 802.0648 | 811.2744 | 811.2744 | 811.2744 | 811.2744 | 811.2744 | 811.2744 | 811.2744 | 811.2744 | 811.2744 | 811.2744 | 811.2744 | 0.091517 | 0.089157 | 0.086806 | 0.084457 | 0.082102 | 0.071877 | 0.055885 | 0.043411 | 0.033692 | 0.026128 | 0.020253 | 0.015697 | 0.012165 | 0.0094298 | 0.0073137 | 0 | 0 | 0 | 0 | 0 | 0 | 0 | 0 | 0 | 0 | 0.091517 | 0.17988 | 0.26501 | 0.34682 | 0.42517 | 0.49271 | 0.54315 | 0.58006 | 0.60629 | 0.62417 | 0.63563 | 0.64229 | 0.64529 | 0.64567 | 0.64427 | 0.63735 | 0.63109 | 0.62546 | 0.62037 | 0.61572 | 0.61215 | 0.60866 | 0.60523 | 0.60181 | 0.59844 | 82.6701 | 81.2447 | 79.8439 | 78.4673 | 77.1144 | 68.2064 | 53.6243 | 42.1598 | 33.1463 | 26.0599 | 20.4885 | 16.1082 | 12.6644 | 9.9568 | 7.8281 | 0 | 0 | 0 | 0 | 0 | 0 | 0 | 0 | 0 | 0 | 82.6701 | 163.9148 | 243.7587 | 322.2261 | 399.3405 | 467.5469 | 521.1712 | 563.3311 | 596.4774 | 622.5373 | 643.0258 | 659.1339 | 671.7983 | 681.7551 | 689.5832 | 689.5832 | 689.5832 | 689.5832 | 689.5832 | 689.5832 | 689.5832 | 689.5832 | 689.5832 | 689.5832 | 689.5832 | 0.091524 | 0.089174 | 0.08684 | 0.084512 | 0.082181 | 0.07197 | 0.055975 | 0.043492 | 0.03376 | 0.026183 | 0.020296 | 0.01573 | 0.012192 | 0.0094529 | 0.0073348 | 0 | 0 | 0 | 0 | 0 | 0 | 0 | 0 | 0 | 0 | 0.091524 | 0.17991 | 0.26512 | 0.34705 | 0.42558 | 0.49335 | 0.54402 | 0.58113 | 0.60751 | 0.62548 | 0.63699 | 0.64368 | 0.64673 | 0.64725 | 0.64612 | 0.63964 | 0.63399 | 0.62914 | 0.62497 | 0.62127 | 0.61864 | 0.6161 | 0.61361 | 0.61114 | 0.60869 | 82.6701 | 81.2447 | 79.8439 | 78.4673 | 77.1144 | 68.2064 | 53.6243 | 42.1598 | 33.1463 | 26.0599 | 20.4885 | 16.1082 | 12.6644 | 9.9568 | 7.8281 | 0 | 0 | 0 | 0 | 0 | 0 | 0 | 0 | 0 | 0 | 82.6701 | 163.9148 | 243.7587 | 322.2261 | 399.3405 | 467.5469 | 521.1712 | 563.3311 | 596.4774 | 622.5373 | 643.0258 | 659.1339 | 671.7983 | 681.7551 | 689.5832 | 689.5832 | 689.5832 | 689.5832 | 689.5832 | 689.5832 | 689.5832 | 689.5832 | 689.5832 | 689.5832 | 689.5832 | 0.091524 | 0.089174 | 0.08684 | 0.084512 | 0.082181 | 0.07197 | 0.055975 | 0.043492 | 0.03376 | 0.026183 | 0.020296 | 0.01573 | 0.012192 | 0.0094529 | 0.0073348 | 0 | 0 | 0 | 0 | 0 | 0 | 0 | 0 | 0 | 0 | 0.091524 | 0.17991 | 0.26512 | 0.34705 | 0.42558 | 0.49335 | 0.54402 | 0.58113 | 0.60751 | 0.62548 | 0.63699 | 0.64368 | 0.64673 | 0.64725 | 0.64612 | 0.63964 | 0.63399 | 0.62914 | 0.62497 | 0.62127 | 0.61864 | 0.6161 | 0.61361 | 0.61114 | 0.60869 | 82.6701 | 81.2447 | 79.8439 | 78.4673 | 77.1144 | 68.2064 | 53.6243 | 42.1598 | 33.1463 | 26.0599 | 20.4885 | 16.1082 | 12.6644 | 9.9568 | 7.8281 | 0 | 0 | 0 | 0 | 0 | 0 | 0 | 0 | 0 | 0 | 82.6701 | 163.9148 | 243.7587 | 322.2261 | 399.3405 | 467.5469 | 521.1712 | 563.3311 | 596.4774 | 622.5373 | 643.0258 | 659.1339 | 671.7983 | 681.7551 | 689.5832 | 689.5832 | 689.5832 | 689.5832 | 689.5832 | 689.5832 | 689.5832 | 689.5832 | 689.5832 | 689.5832 | 689.5832 | 1268.5087 | 1271.6842 | 1274.8135 | 1277.888 | 1280.8996 | 1283.8408 | 1286.7046 | 1289.4843 | 1292.1738 | 1294.7674 | 1297.2596 | 1299.6455 | 1301.9203 | 1304.0797 | 1306.1196 | 1308.0364 | 1309.8263 | 1311.4863 | 1313.0133 | 1314.4046 | 1315.6719 | 1316.8262 | 1317.8773 | 1318.8343 | 1319.7055 | 541.5468 | 542.9024 | 544.2384 | 545.5509 | 546.8366 | 548.0923 | 549.3149 | 550.5016 | 551.6498 | 552.757 | 553.821 | 554.8395 | 555.8107 | 556.7326 | 557.6035 | 558.4218 | 559.1859 | 559.8946 | 560.5465 | 561.1404 | 561.6815 | 562.1743 | 562.623 | 563.0316 | 563.4035
WA_Industrial_Industrial - WA_Existing_Space Heating_Natural Gas_Gas Boiler - Steam Trap Replacement_A | WA | Industrial | Industrial - WA | Existing | Space Heating | Natural Gas | Gas Boiler - Steam Trap Replacement | A | WIM21 | Degrade performance | Cleaning and maintenance | 6 | 32745.9403 | 0 | 0 | 89.84 | 0 | 0 | 0 | 0.28365 | 0.25 | perBLDg | 73% | 100% | Discretionary | RetroEven20 | 80.75% | Boiler | 0% | 0.68656 |  | 0.2931 |  | 0.0031313 | IL TRM v9, Section 4.4.16 | IL TRM v9, Section 4.4.16 | IL TRM - CI-HVC-STRE-V06-200101 | Degrade performance | Degrade performance | Degrade performance | Degrade performance | Degrade performance | Degrade performance | Degrade performance | Degrade performance | Degrade performance | Degrade performance | Degrade performance | Degrade performance | Degrade performance | Degrade performance | Degrade performance | Degrade performance | Degrade performance | Degrade performance | Degrade performance | Degrade performance | Degrade performance | Degrade performance | Degrade performance | Degrade performance | Degrade performance | Degrade performance | Degrade performance | Cleaning and maintenance | Cleaning and maintenance | Cleaning and maintenance | Cleaning and maintenance | Cleaning and maintenance | Cleaning and maintenance | Cleaning and maintenance | Cleaning and maintenance | Cleaning and maintenance | Cleaning and maintenance | Cleaning and maintenance | Cleaning and maintenance | Cleaning and maintenance | Cleaning and maintenance | Cleaning and maintenance | Cleaning and maintenance | Cleaning and maintenance | Cleaning and maintenance | Cleaning and maintenance | Cleaning and maintenance | Cleaning and maintenance | Cleaning and maintenance | Cleaning and maintenance | Cleaning and maintenance | Cleaning and maintenance | Cleaning and maintenance | Cleaning and maintenance | 89.84 | 89.84 | 89.84 | 89.84 | 89.84 | 89.84 | 89.84 | 89.84 | 89.84 | 89.84 | 89.84 | 89.84 | 89.84 | 89.84 | 89.84 | 89.84 | 89.84 | 89.84 | 89.84 | 89.84 | 89.84 | 89.84 | 89.84 | 89.84 | 89.84 | 89.84 | 89.84 | 0 | 0 | 34658.5656 | 34328.9392 | 33984.2004 | 33635.6867 | 33284.7834 | 32932.8411 | 32581.0504 | 32230.2735 | 31880.8512 | 31532.4198 | 31183.7949 | 30832.9889 | 30477.4138 | 30114.2788 | 29741.1127 | 29375.5148 | 28999.4362 | 28614.7564 | 28219.8813 | 27821.742 | 27423.4424 | 27024.1265 | 26623.0306 | 26225.5103 | 25827.5036 | 0.0036574 | 0.0035602 | 0.0034637 | 0.0033691 | 0.0032764 | 0.0031859 | 0 | 0 | 0 | 0 | 0 | 0 | 0 | 0 | 0 | 0 | 0 | 0 | 0 | 0 | 0 | 0 | 0 | 0 | 0 | 0.0036574 | 0.0071829 | 0.010574 | 0.013835 | 0.016967 | 0.019974 | 0.01976 | 0.019548 | 0.019336 | 0.019124 | 0.018913 | 0.0187 | 0.018484 | 0.018264 | 0.018038 | 0.017816 | 0.017588 | 0.017355 | 0.017115 | 0.016874 | 0.016632 | 0.01639 | 0.016147 | 0.015906 | 0.015664 | 0.00010553 | 0.00010371 | 0.00010192 | 0.00010016 | 9.8436e-05 | 9.6739e-05 | 0 | 0 | 0 | 0 | 0 | 0 | 0 | 0 | 0 | 0 | 0 | 0 | 0 | 0 | 0 | 0 | 0 | 0 | 0 | 0.00010553 | 0.00020924 | 0.00031116 | 0.00041132 | 0.00050976 | 0.0006065 | 0.0006065 | 0.0006065 | 0.0006065 | 0.0006065 | 0.0006065 | 0.0006065 | 0.0006065 | 0.0006065 | 0.0006065 | 0.0006065 | 0.0006065 | 0.0006065 | 0.0006065 | 0.0006065 | 0.0006065 | 0.0006065 | 0.0006065 | 0.0006065 | 0.0006065 | 0.0031313 | 0.003069 | 0.0030076 | 0.0029472 | 0.0028878 | 0.0028295 | 0 | 0 | 0 | 0 | 0 | 0 | 0 | 0 | 0 | 0 | 0 | 0 | 0 | 0 | 0 | 0 | 0 | 0 | 0 | 0.0031313 | 0.0061918 | 0.009182 | 0.012103 | 0.014954 | 0.017739 | 0.017687 | 0.017635 | 0.017586 | 0.017538 | 0.017492 | 0.017447 | 0.017402 | 0.017356 | 0.017307 | 0.017256 | 0.017203 | 0.017149 | 0.017094 | 0.017041 | 0.016992 | 0.016946 | 0.016902 | 0.016859 | 0.016817 | 8.9699e-05 | 8.8152e-05 | 8.6632e-05 | 8.5139e-05 | 8.3671e-05 | 8.2228e-05 | 0 | 0 | 0 | 0 | 0 | 0 | 0 | 0 | 0 | 0 | 0 | 0 | 0 | 0 | 0 | 0 | 0 | 0 | 0 | 8.9699e-05 | 0.00017785 | 0.00026448 | 0.00034962 | 0.00043329 | 0.00051552 | 0.00051552 | 0.00051552 | 0.00051552 | 0.00051552 | 0.00051552 | 0.00051552 | 0.00051552 | 0.00051552 | 0.00051552 | 0.00051552 | 0.00051552 | 0.00051552 | 0.00051552 | 0.00051552 | 0.00051552 | 0.00051552 | 0.00051552 | 0.00051552 | 0.00051552 | 0.0031315 | 0.0030696 | 0.0030088 | 0.0029491 | 0.0028906 | 0.0028332 | 0 | 0 | 0 | 0 | 0 | 0 | 0 | 0 | 0 | 0 | 0 | 0 | 0 | 0 | 0 | 0 | 0 | 0 | 0 | 0.0031315 | 0.006193 | 0.0091856 | 0.012111 | 0.014969 | 0.017762 | 0.017715 | 0.017668 | 0.017621 | 0.017575 | 0.017529 | 0.017485 | 0.017441 | 0.017398 | 0.017356 | 0.017318 | 0.017282 | 0.01725 | 0.017221 | 0.017195 | 0.017173 | 0.017153 | 0.017136 | 0.01712 | 0.017105 | 8.9699e-05 | 8.8152e-05 | 8.6632e-05 | 8.5139e-05 | 8.3671e-05 | 8.2228e-05 | 0 | 0 | 0 | 0 | 0 | 0 | 0 | 0 | 0 | 0 | 0 | 0 | 0 | 0 | 0 | 0 | 0 | 0 | 0 | 8.9699e-05 | 0.00017785 | 0.00026448 | 0.00034962 | 0.00043329 | 0.00051552 | 0.00051552 | 0.00051552 | 0.00051552 | 0.00051552 | 0.00051552 | 0.00051552 | 0.00051552 | 0.00051552 | 0.00051552 | 0.00051552 | 0.00051552 | 0.00051552 | 0.00051552 | 0.00051552 | 0.00051552 | 0.00051552 | 0.00051552 | 0.00051552 | 0.00051552 | 0.0031315 | 0.0030696 | 0.0030088 | 0.0029491 | 0.0028906 | 0.0028332 | 0 | 0 | 0 | 0 | 0 | 0 | 0 | 0 | 0 | 0 | 0 | 0 | 0 | 0 | 0 | 0 | 0 | 0 | 0 | 0.0031315 | 0.006193 | 0.0091856 | 0.012111 | 0.014969 | 0.017762 | 0.017715 | 0.017668 | 0.017621 | 0.017575 | 0.017529 | 0.017485 | 0.017441 | 0.017398 | 0.017356 | 0.017318 | 0.017282 | 0.01725 | 0.017221 | 0.017195 | 0.017173 | 0.017153 | 0.017136 | 0.01712 | 0.017105 | 8.9699e-05 | 8.8152e-05 | 8.6632e-05 | 8.5139e-05 | 8.3671e-05 | 8.2228e-05 | 0 | 0 | 0 | 0 | 0 | 0 | 0 | 0 | 0 | 0 | 0 | 0 | 0 | 0 | 0 | 0 | 0 | 0 | 0 | 8.9699e-05 | 0.00017785 | 0.00026448 | 0.00034962 | 0.00043329 | 0.00051552 | 0.00051552 | 0.00051552 | 0.00051552 | 0.00051552 | 0.00051552 | 0.00051552 | 0.00051552 | 0.00051552 | 0.00051552 | 0.00051552 | 0.00051552 | 0.00051552 | 0.00051552 | 0.00051552 | 0.00051552 | 0.00051552 | 0.00051552 | 0.00051552 | 0.00051552 | 0.67294 | 0.67463 | 0.67629 | 0.67792 | 0.67952 | 0.68108 | 0.6826 | 0.68407 | 0.6855 | 0.68687 | 0.6882 | 0.68946 | 0.69067 | 0.69182 | 0.6929 | 0.69391 | 0.69486 | 0.69574 | 0.69655 | 0.69729 | 0.69796 | 0.69858 | 0.69913 | 0.69964 | 0.7001 | 0.28729 | 0.28801 | 0.28872 | 0.28942 | 0.2901 | 0.29076 | 0.29141 | 0.29204 | 0.29265 | 0.29324 | 0.2938 | 0.29434 | 0.29486 | 0.29535 | 0.29581 | 0.29624 | 0.29665 | 0.29702 | 0.29737 | 0.29769 | 0.29797 | 0.29823 | 0.29847 | 0.29869 | 0.29889
WA_Industrial_Industrial - WA_Existing_Process_Natural Gas_Process Boiler - Hot Water Reset_A | WA | Industrial | Industrial - WA | Existing | Process | Natural Gas | Process Boiler - Hot Water Reset | A | WIM22 | No control | Reset control installed | 20 | 8443.765 | 0 | 0 | 799.38 | 0 | 0 | 0 | 0.28365 | 0.45 | BoilerCtrl | 35% | 55% | Discretionary | Retro5Med | 81.71% | Process Boiler | 0% | 12.8671 |  | 6.5103 |  | 0.66546 | GBLR_HWRST-Heating-ILTRM-v4.0-43 | GBLR_HWRST-Heating-ILTRM-v4.0-1 | GBLR_HWRST-Heating-ILTRM-v4.0-1 | No control | No control | No control | No control | No control | No control | No control | No control | No control | No control | No control | No control | No control | No control | No control | No control | No control | No control | No control | No control | No control | No control | No control | No control | No control | No control | No control | Reset control installed | Reset control installed | Reset control installed | Reset control installed | Reset control installed | Reset control installed | Reset control installed | Reset control installed | Reset control installed | Reset control installed | Reset control installed | Reset control installed | Reset control installed | Reset control installed | Reset control installed | Reset control installed | Reset control installed | Reset control installed | Reset control installed | Reset control installed | Reset control installed | Reset control installed | Reset control installed | Reset control installed | Reset control installed | Reset control installed | Reset control installed | 799.38 | 799.38 | 799.38 | 799.38 | 799.38 | 799.38 | 799.38 | 799.38 | 799.38 | 799.38 | 799.38 | 799.38 | 799.38 | 799.38 | 799.38 | 799.38 | 799.38 | 799.38 | 799.38 | 799.38 | 799.38 | 799.38 | 799.38 | 799.38 | 799.38 | 799.38 | 799.38 | 0 | 0 | 8443.5855 | 8443.4029 | 8443.217 | 8443.0279 | 8442.8355 | 8442.6397 | 8442.62 | 8442.5999 | 8442.5794 | 8442.5586 | 8442.5375 | 8442.5159 | 8442.494 | 8442.4717 | 8442.449 | 8442.426 | 8442.4025 | 8442.3786 | 8442.3542 | 8442.3295 | 8442.3043 | 8442.2787 | 8442.2526 | 8442.2261 | 8442.1991 | 0.78289 | 0.94467 | 1.136 | 1.296 | 1.4527 | 1.6691 | 1.7995 | 1.8066 | 1.6731 | 1.4134 | 1.0749 | 0.69911 | 0.39894 | 0.18877 | 0.078486 | 0.028048 | 0.00861 | 0.0018442 | 0.00029791 | 3.5143e-05 | 0 | 0 | 0 | 0 | 0 | 0.78289 | 1.7275 | 2.8636 | 4.1595 | 5.6121 | 7.2811 | 9.0805 | 10.8871 | 12.5602 | 13.9736 | 15.0484 | 15.7475 | 16.1464 | 16.3351 | 16.4135 | 16.4415 | 16.4501 | 16.4519 | 16.4522 | 16.4521 | 16.4521 | 16.452 | 16.452 | 16.4519 | 16.4519 | 0.09272 | 0.11188 | 0.13455 | 0.1535 | 0.17207 | 0.1977 | 0.21314 | 0.21398 | 0.19818 | 0.16741 | 0.12732 | 0.082808 | 0.047253 | 0.022359 | 0.0092966 | 0.0033223 | 0.0010198 | 0.00021845 | 3.5288e-05 | 4.1627e-06 | 0 | 0 | 0 | 0 | 0 | 0.09272 | 0.2046 | 0.33915 | 0.49265 | 0.66472 | 0.86242 | 1.0756 | 1.2895 | 1.4877 | 1.6551 | 1.7825 | 1.8653 | 1.9125 | 1.9349 | 1.9442 | 1.9475 | 1.9485 | 1.9487 | 1.9488 | 1.9488 | 1.9488 | 1.9488 | 1.9488 | 1.9488 | 1.9488 | 0.66546 | 0.80298 | 0.96565 | 1.1016 | 1.2348 | 1.4188 | 1.5296 | 1.5356 | 1.4222 | 1.2014 | 0.91367 | 0.59426 | 0.3391 | 0.16046 | 0.066715 | 0.023842 | 0.0073186 | 0.0015676 | 0.00025323 | 2.9872e-05 | 0 | 0 | 0 | 0 | 0 | 0.66546 | 1.4684 | 2.434 | 3.5356 | 4.7704 | 6.1891 | 7.7186 | 9.2542 | 10.6764 | 11.8778 | 12.7914 | 13.3857 | 13.7247 | 13.8852 | 13.9518 | 13.9756 | 13.9829 | 13.9845 | 13.9847 | 13.9847 | 13.9846 | 13.9846 | 13.9846 | 13.9845 | 13.9845 | 0.078812 | 0.0951 | 0.11437 | 0.13047 | 0.14626 | 0.16804 | 0.18117 | 0.18189 | 0.16845 | 0.1423 | 0.10822 | 0.070387 | 0.040165 | 0.019005 | 0.0079021 | 0.002824 | 0.00086687 | 0.00018568 | 2.9994e-05 | 3.5383e-06 | 0 | 0 | 0 | 0 | 0 | 0.078812 | 0.17391 | 0.28828 | 0.41876 | 0.56501 | 0.73306 | 0.91423 | 1.0961 | 1.2646 | 1.4069 | 1.5151 | 1.5855 | 1.6256 | 1.6446 | 1.6525 | 1.6554 | 1.6562 | 1.6564 | 1.6564 | 1.6565 | 1.6565 | 1.6565 | 1.6565 | 1.6565 | 1.6565 | 0.66546 | 0.80298 | 0.96565 | 1.1016 | 1.2348 | 1.4188 | 1.5296 | 1.5356 | 1.4222 | 1.2014 | 0.91367 | 0.59426 | 0.3391 | 0.16046 | 0.066715 | 0.023842 | 0.0073186 | 0.0015676 | 0.00025323 | 2.9872e-05 | 0 | 0 | 0 | 0 | 0 | 0.66546 | 1.4684 | 2.434 | 3.5356 | 4.7704 | 6.1891 | 7.7186 | 9.2542 | 10.6764 | 11.8778 | 12.7914 | 13.3857 | 13.7247 | 13.8852 | 13.9518 | 13.9756 | 13.9829 | 13.9845 | 13.9847 | 13.9847 | 13.9846 | 13.9846 | 13.9846 | 13.9845 | 13.9845 | 0.078812 | 0.0951 | 0.11437 | 0.13047 | 0.14626 | 0.16804 | 0.18117 | 0.18189 | 0.16845 | 0.1423 | 0.10822 | 0.070387 | 0.040165 | 0.019005 | 0.0079021 | 0.002824 | 0.00086687 | 0.00018568 | 2.9994e-05 | 3.5383e-06 | 0 | 0 | 0 | 0 | 0 | 0.078812 | 0.17391 | 0.28828 | 0.41876 | 0.56501 | 0.73306 | 0.91423 | 1.0961 | 1.2646 | 1.4069 | 1.5151 | 1.5855 | 1.6256 | 1.6446 | 1.6525 | 1.6554 | 1.6562 | 1.6564 | 1.6564 | 1.6565 | 1.6565 | 1.6565 | 1.6565 | 1.6565 | 1.6565 | 0.66546 | 0.80298 | 0.96565 | 1.1016 | 1.2348 | 1.4188 | 1.5296 | 1.5356 | 1.4222 | 1.2014 | 0.91367 | 0.59426 | 0.3391 | 0.16046 | 0.066715 | 0.023842 | 0.0073186 | 0.0015676 | 0.00025323 | 2.9872e-05 | 0 | 0 | 0 | 0 | 0 | 0.66546 | 1.4684 | 2.434 | 3.5356 | 4.7704 | 6.1891 | 7.7186 | 9.2542 | 10.6764 | 11.8778 | 12.7914 | 13.3857 | 13.7247 | 13.8852 | 13.9518 | 13.9756 | 13.9829 | 13.9845 | 13.9847 | 13.9847 | 13.9846 | 13.9846 | 13.9846 | 13.9845 | 13.9845 | 0.078812 | 0.0951 | 0.11437 | 0.13047 | 0.14626 | 0.16804 | 0.18117 | 0.18189 | 0.16845 | 0.1423 | 0.10822 | 0.070387 | 0.040165 | 0.019005 | 0.0079021 | 0.002824 | 0.00086687 | 0.00018568 | 2.9994e-05 | 3.5383e-06 | 0 | 0 | 0 | 0 | 0 | 0.078812 | 0.17391 | 0.28828 | 0.41876 | 0.56501 | 0.73306 | 0.91423 | 1.0961 | 1.2646 | 1.4069 | 1.5151 | 1.5855 | 1.6256 | 1.6446 | 1.6525 | 1.6554 | 1.6562 | 1.6564 | 1.6564 | 1.6565 | 1.6565 | 1.6565 | 1.6565 | 1.6565 | 1.6565 | 12.8671 | 12.8671 | 12.8671 | 12.8671 | 12.8671 | 12.8671 | 12.8671 | 12.8671 | 12.8671 | 12.8671 | 12.8671 | 12.8671 | 12.8671 | 12.8671 | 12.8671 | 12.8671 | 12.8671 | 12.8671 | 12.8671 | 12.8671 | 12.8671 | 12.8671 | 12.8671 | 12.8671 | 12.8671 | 6.5103 | 6.5103 | 6.5103 | 6.5103 | 6.5103 | 6.5103 | 6.5103 | 6.5103 | 6.5103 | 6.5103 | 6.5103 | 6.5103 | 6.5103 | 6.5103 | 6.5103 | 6.5103 | 6.5103 | 6.5103 | 6.5103 | 6.5103 | 6.5103 | 6.5103 | 6.5103 | 6.5103 | 6.5103
WA_Industrial_Industrial - WA_Existing_Process_Natural Gas_Process Boiler - Burner Control Optimization_A | WA | Industrial | Industrial - WA | Existing | Process | Natural Gas | Process Boiler - Burner Control Optimization | A | WIM23 | Average performance | Optimized burner controls | 18 | 2.2956 | 0 | 0 | 0.94 | 0 | 0 | 0 | 0.28365 | 0.45 | kBtuh heat | 5% | 85% | Discretionary | Retro3Slow | 84.16% | Process Boiler | 0% | 58.6416 |  | 29.6704 |  | 0.03722 | GBLR_O2TRM-Heating-ILTRM-v4.0-1 | GBLR_O2TRM-Heating-MEMD-2018-1 | GBLR_O2TRM-Heating-ILTRM-v4.0-1 | Average performance | Average performance | Average performance | Average performance | Average performance | Average performance | Average performance | Average performance | Average performance | Average performance | Average performance | Average performance | Average performance | Average performance | Average performance | Average performance | Average performance | Average performance | Average performance | Average performance | Average performance | Average performance | Average performance | Average performance | Average performance | Average performance | Average performance | Optimized burner controls | Optimized burner controls | Optimized burner controls | Optimized burner controls | Optimized burner controls | Optimized burner controls | Optimized burner controls | Optimized burner controls | Optimized burner controls | Optimized burner controls | Optimized burner controls | Optimized burner controls | Optimized burner controls | Optimized burner controls | Optimized burner controls | Optimized burner controls | Optimized burner controls | Optimized burner controls | Optimized burner controls | Optimized burner controls | Optimized burner controls | Optimized burner controls | Optimized burner controls | Optimized burner controls | Optimized burner controls | Optimized burner controls | Optimized burner controls | 0.94 | 0.94 | 0.94 | 0.94 | 0.94 | 0.94 | 0.94 | 0.94 | 0.94 | 0.94 | 0.94 | 0.94 | 0.94 | 0.94 | 0.94 | 0.94 | 0.94 | 0.94 | 0.94 | 0.94 | 0.94 | 0.94 | 0.94 | 0.94 | 0.94 | 0.94 | 0.94 | 0 | 0 | 2.294 | 2.2921 | 2.29 | 2.2877 | 2.2851 | 2.2823 | 2.2792 | 2.2761 | 2.273 | 2.2702 | 2.2676 | 2.2655 | 2.2637 | 2.2621 | 2.2606 | 2.2599 | 2.2593 | 2.2586 | 2.258 | 2.2573 | 2.2567 | 2.256 | 2.2553 | 2.2546 | 2.2539 | 0.043783 | 0.067581 | 0.13271 | 0.22801 | 0.34817 | 0.47844 | 0.59762 | 0.68426 | 0.72321 | 0.70985 | 0.65038 | 0.55874 | 0.45184 | 0.34513 | 0.24975 | 0.17176 | 0.1125 | 0.070339 | 0 | 0 | 0 | 0 | 0 | 0 | 0 | 0.043783 | 0.11133 | 0.24394 | 0.4717 | 0.81934 | 1.2967 | 1.8926 | 2.5743 | 3.294 | 3.9998 | 4.6457 | 5.2 | 5.6477 | 5.9888 | 6.2346 | 6.4045 | 6.5152 | 6.5837 | 6.5819 | 6.5799 | 6.578 | 6.576 | 6.574 | 6.5719 | 6.5698 | 19.0859 | 29.484 | 57.9513 | 99.6662 | 152.3633 | 209.6309 | 262.2029 | 300.6292 | 318.1725 | 312.6868 | 286.8093 | 246.6312 | 199.6062 | 152.5726 | 110.4836 | 76.0051 | 49.7964 | 31.1423 | 0 | 0 | 0 | 0 | 0 | 0 | 0 | 19.0859 | 48.5699 | 106.5212 | 206.1874 | 358.5507 | 568.1815 | 830.3844 | 1131.0136 | 1449.1861 | 1761.8729 | 2048.6821 | 2295.3134 | 2494.9196 | 2647.4921 | 2757.9757 | 2833.9808 | 2883.7772 | 2914.9195 | 2914.9195 | 2914.9195 | 2914.9195 | 2914.9195 | 2914.9195 | 2914.9195 | 2914.9195 | 0.03722 | 0.057457 | 0.11285 | 0.19391 | 0.29615 | 0.40703 | 0.50853 | 0.58237 | 0.61565 | 0.60439 | 0.55384 | 0.47588 | 0.38488 | 0.29401 | 0.21278 | 0.14635 | 0.095858 | 0.059935 | 0 | 0 | 0 | 0 | 0 | 0 | 0 | 0.03722 | 0.094651 | 0.20742 | 0.40115 | 0.69692 | 1.1032 | 1.6105 | 2.191 | 2.8041 | 3.4055 | 3.9561 | 4.4288 | 4.8107 | 5.1018 | 5.3117 | 5.4567 | 5.5513 | 5.6099 | 5.6085 | 5.6071 | 5.6057 | 5.6043 | 5.6028 | 5.6013 | 5.5998 | 16.223 | 25.0614 | 49.2586 | 84.7163 | 129.5088 | 178.1862 | 222.8724 | 255.5348 | 270.4466 | 265.7838 | 243.7879 | 209.6365 | 169.6653 | 129.6867 | 93.911 | 64.6043 | 42.327 | 26.4709 | 0 | 0 | 0 | 0 | 0 | 0 | 0 | 16.223 | 41.2844 | 90.543 | 175.2593 | 304.7681 | 482.9543 | 705.8268 | 961.3615 | 1231.8082 | 1497.5919 | 1741.3798 | 1951.0164 | 2120.6816 | 2250.3683 | 2344.2794 | 2408.8837 | 2451.2106 | 2477.6816 | 2477.6816 | 2477.6816 | 2477.6816 | 2477.6816 | 2477.6816 | 2477.6816 | 2477.6816 | 0.03722 | 0.057457 | 0.11285 | 0.19391 | 0.29615 | 0.40703 | 0.50853 | 0.58237 | 0.61565 | 0.60439 | 0.55384 | 0.47588 | 0.38488 | 0.29401 | 0.21278 | 0.14635 | 0.095858 | 0.059935 | 0 | 0 | 0 | 0 | 0 | 0 | 0 | 0.03722 | 0.094651 | 0.20742 | 0.40115 | 0.69692 | 1.1032 | 1.6105 | 2.191 | 2.8041 | 3.4055 | 3.9561 | 4.4288 | 4.8107 | 5.1018 | 5.3117 | 5.4567 | 5.5513 | 5.6099 | 5.6085 | 5.6071 | 5.6057 | 5.6043 | 5.6028 | 5.6013 | 5.5998 | 16.223 | 25.0614 | 49.2586 | 84.7163 | 129.5088 | 178.1862 | 222.8724 | 255.5348 | 270.4466 | 265.7838 | 243.7879 | 209.6365 | 169.6653 | 129.6867 | 93.911 | 64.6043 | 42.327 | 26.4709 | 0 | 0 | 0 | 0 | 0 | 0 | 0 | 16.223 | 41.2844 | 90.543 | 175.2593 | 304.7681 | 482.9543 | 705.8268 | 961.3615 | 1231.8082 | 1497.5919 | 1741.3798 | 1951.0164 | 2120.6816 | 2250.3683 | 2344.2794 | 2408.8837 | 2451.2106 | 2477.6816 | 2477.6816 | 2477.6816 | 2477.6816 | 2477.6816 | 2477.6816 | 2477.6816 | 2477.6816 | 0.03722 | 0.057457 | 0.11285 | 0.19391 | 0.29615 | 0.40703 | 0.50853 | 0.58237 | 0.61565 | 0.60439 | 0.55384 | 0.47588 | 0.38488 | 0.29401 | 0.21278 | 0.14635 | 0.095858 | 0.059935 | 0 | 0 | 0 | 0 | 0 | 0 | 0 | 0.03722 | 0.094651 | 0.20742 | 0.40115 | 0.69692 | 1.1032 | 1.6105 | 2.191 | 2.8041 | 3.4055 | 3.9561 | 4.4288 | 4.8107 | 5.1018 | 5.3117 | 5.4567 | 5.5513 | 5.6099 | 5.6085 | 5.6071 | 5.6057 | 5.6043 | 5.6028 | 5.6013 | 5.5998 | 16.223 | 25.0614 | 49.2586 | 84.7163 | 129.5088 | 178.1862 | 222.8724 | 255.5348 | 270.4466 | 265.7838 | 243.7879 | 209.6365 | 169.6653 | 129.6867 | 93.911 | 64.6043 | 42.327 | 26.4709 | 0 | 0 | 0 | 0 | 0 | 0 | 0 | 16.223 | 41.2844 | 90.543 | 175.2593 | 304.7681 | 482.9543 | 705.8268 | 961.3615 | 1231.8082 | 1497.5919 | 1741.3798 | 1951.0164 | 2120.6816 | 2250.3683 | 2344.2794 | 2408.8837 | 2451.2106 | 2477.6816 | 2477.6816 | 2477.6816 | 2477.6816 | 2477.6816 | 2477.6816 | 2477.6816 | 2477.6816 | 58.6416 | 58.6416 | 58.6416 | 58.6416 | 58.6416 | 58.6416 | 58.6416 | 58.6416 | 58.6416 | 58.6416 | 58.6416 | 58.6416 | 58.6416 | 58.6416 | 58.6416 | 58.6416 | 58.6416 | 58.6416 | 58.6416 | 58.6416 | 58.6416 | 58.6416 | 58.6416 | 58.6416 | 58.6416 | 29.6704 | 29.6704 | 29.6704 | 29.6704 | 29.6704 | 29.6704 | 29.6704 | 29.6704 | 29.6704 | 29.6704 | 29.6704 | 29.6704 | 29.6704 | 29.6704 | 29.6704 | 29.6704 | 29.6704 | 29.6704 | 29.6704 | 29.6704 | 29.6704 | 29.6704 | 29.6704 | 29.6704 | 29.6704
WA_Industrial_Industrial - WA_Existing_Process_Natural Gas_Process Boiler - Insulate Hot Water Lines_A | WA | Industrial | Industrial - WA | Existing | Process | Natural Gas | Process Boiler - Insulate Hot Water Lines | A | WIM24 | No insulation | Insulated water lines | 11 | 35.7237 | 0 | 0 | 26.08 | 0 | 0 | 0 | 0.28365 | 0.45 | boiler pipe | 30% | 40% | Discretionary | RetroEven20 | 80.75% | Process Boiler | 0% | 140.5354 |  | 71.1056 |  | 0.46558 | GBLR_PINS_HW-Heating-PGE-R7-1 | GBLR_PINS_HW-Heating-PGE-R7-1 | GBLR_PINS_HW-Heating-PGE-R7-1 | No insulation | No insulation | No insulation | No insulation | No insulation | No insulation | No insulation | No insulation | No insulation | No insulation | No insulation | No insulation | No insulation | No insulation | No insulation | No insulation | No insulation | No insulation | No insulation | No insulation | No insulation | No insulation | No insulation | No insulation | No insulation | No insulation | No insulation | Insulated water lines | Insulated water lines | Insulated water lines | Insulated water lines | Insulated water lines | Insulated water lines | Insulated water lines | Insulated water lines | Insulated water lines | Insulated water lines | Insulated water lines | Insulated water lines | Insulated water lines | Insulated water lines | Insulated water lines | Insulated water lines | Insulated water lines | Insulated water lines | Insulated water lines | Insulated water lines | Insulated water lines | Insulated water lines | Insulated water lines | Insulated water lines | Insulated water lines | Insulated water lines | Insulated water lines | 26.08 | 26.08 | 26.08 | 26.08 | 26.08 | 26.08 | 26.08 | 26.08 | 26.08 | 26.08 | 26.08 | 26.08 | 26.08 | 26.08 | 26.08 | 26.08 | 26.08 | 26.08 | 26.08 | 26.08 | 26.08 | 26.08 | 26.08 | 26.08 | 26.08 | 26.08 | 26.08 | 0 | 0 | 35.6973 | 35.6673 | 35.6324 | 35.5924 | 35.5466 | 35.4936 | 35.4356 | 35.3742 | 35.3127 | 35.2544 | 35.2017 | 35.1564 | 35.1176 | 35.0841 | 35.0538 | 35.0381 | 35.0237 | 35.01 | 34.9975 | 34.9849 | 34.972 | 34.9589 | 34.9456 | 34.932 | 34.9182 | 0.54768 | 0.53778 | 0.52799 | 0.51831 | 0.50871 | 0.4992 | 0.48979 | 0.48051 | 0.47141 | 0.46251 | 0.45386 | 0 | 0 | 0 | 0 | 0 | 0 | 0 | 0 | 0 | 0 | 0 | 0 | 0 | 0 | 0.54768 | 1.085 | 1.6119 | 2.1284 | 2.6344 | 3.1297 | 3.6143 | 4.0886 | 4.5529 | 5.0079 | 5.4543 | 5.4472 | 5.4412 | 5.436 | 5.4314 | 5.4289 | 5.4267 | 5.4246 | 5.4226 | 5.4207 | 5.4187 | 5.4166 | 5.4146 | 5.4125 | 5.4103 | 15.3422 | 15.0777 | 14.8178 | 14.5623 | 14.3112 | 14.0645 | 13.822 | 13.5837 | 13.3495 | 13.1193 | 12.8931 | 0 | 0 | 0 | 0 | 0 | 0 | 0 | 0 | 0 | 0 | 0 | 0 | 0 | 0 | 15.3422 | 30.42 | 45.2377 | 59.8 | 74.1112 | 88.1757 | 101.9977 | 115.5813 | 128.9308 | 142.0501 | 154.9432 | 154.9432 | 154.9432 | 154.9432 | 154.9432 | 154.9432 | 154.9432 | 154.9432 | 154.9432 | 154.9432 | 154.9432 | 154.9432 | 154.9432 | 154.9432 | 154.9432 | 0.46558 | 0.45722 | 0.44897 | 0.4408 | 0.43273 | 0.42473 | 0.41683 | 0.40904 | 0.40139 | 0.39392 | 0.38664 | 0 | 0 | 0 | 0 | 0 | 0 | 0 | 0 | 0 | 0 | 0 | 0 | 0 | 0 | 0.46558 | 0.92247 | 1.3707 | 1.8102 | 2.2409 | 2.6628 | 3.0759 | 3.4804 | 3.8767 | 4.2652 | 4.6464 | 4.6413 | 4.637 | 4.6332 | 4.6298 | 4.6281 | 4.6264 | 4.6249 | 4.6235 | 4.6221 | 4.6206 | 4.6192 | 4.6177 | 4.6162 | 4.6146 | 13.0409 | 12.8161 | 12.5951 | 12.3779 | 12.1645 | 11.9548 | 11.7487 | 11.5461 | 11.347 | 11.1514 | 10.9591 | 0 | 0 | 0 | 0 | 0 | 0 | 0 | 0 | 0 | 0 | 0 | 0 | 0 | 0 | 13.0409 | 25.857 | 38.4521 | 50.83 | 62.9945 | 74.9493 | 86.698 | 98.2441 | 109.5912 | 120.7426 | 131.7017 | 131.7017 | 131.7017 | 131.7017 | 131.7017 | 131.7017 | 131.7017 | 131.7017 | 131.7017 | 131.7017 | 131.7017 | 131.7017 | 131.7017 | 131.7017 | 131.7017 | 0.46558 | 0.45722 | 0.44897 | 0.4408 | 0.43273 | 0.42473 | 0.41683 | 0.40904 | 0.40139 | 0.39392 | 0.38664 | 0 | 0 | 0 | 0 | 0 | 0 | 0 | 0 | 0 | 0 | 0 | 0 | 0 | 0 | 0.46558 | 0.92247 | 1.3707 | 1.8102 | 2.2409 | 2.6628 | 3.0759 | 3.4804 | 3.8767 | 4.2652 | 4.6464 | 4.6413 | 4.637 | 4.6332 | 4.6298 | 4.6281 | 4.6264 | 4.6249 | 4.6235 | 4.6221 | 4.6206 | 4.6192 | 4.6177 | 4.6162 | 4.6146 | 13.0409 | 12.8161 | 12.5951 | 12.3779 | 12.1645 | 11.9548 | 11.7487 | 11.5461 | 11.347 | 11.1514 | 10.9591 | 0 | 0 | 0 | 0 | 0 | 0 | 0 | 0 | 0 | 0 | 0 | 0 | 0 | 0 | 13.0409 | 25.857 | 38.4521 | 50.83 | 62.9945 | 74.9493 | 86.698 | 98.2441 | 109.5912 | 120.7426 | 131.7017 | 131.7017 | 131.7017 | 131.7017 | 131.7017 | 131.7017 | 131.7017 | 131.7017 | 131.7017 | 131.7017 | 131.7017 | 131.7017 | 131.7017 | 131.7017 | 131.7017 | 0.46558 | 0.45722 | 0.44897 | 0.4408 | 0.43273 | 0.42473 | 0.41683 | 0.40904 | 0.40139 | 0.39392 | 0.38664 | 0 | 0 | 0 | 0 | 0 | 0 | 0 | 0 | 0 | 0 | 0 | 0 | 0 | 0 | 0.46558 | 0.92247 | 1.3707 | 1.8102 | 2.2409 | 2.6628 | 3.0759 | 3.4804 | 3.8767 | 4.2652 | 4.6464 | 4.6413 | 4.637 | 4.6332 | 4.6298 | 4.6281 | 4.6264 | 4.6249 | 4.6235 | 4.6221 | 4.6206 | 4.6192 | 4.6177 | 4.6162 | 4.6146 | 13.0409 | 12.8161 | 12.5951 | 12.3779 | 12.1645 | 11.9548 | 11.7487 | 11.5461 | 11.347 | 11.1514 | 10.9591 | 0 | 0 | 0 | 0 | 0 | 0 | 0 | 0 | 0 | 0 | 0 | 0 | 0 | 0 | 13.0409 | 25.857 | 38.4521 | 50.83 | 62.9945 | 74.9493 | 86.698 | 98.2441 | 109.5912 | 120.7426 | 131.7017 | 131.7017 | 131.7017 | 131.7017 | 131.7017 | 131.7017 | 131.7017 | 131.7017 | 131.7017 | 131.7017 | 131.7017 | 131.7017 | 131.7017 | 131.7017 | 131.7017 | 140.5354 | 140.5354 | 140.5354 | 140.5354 | 140.5354 | 140.5354 | 140.5354 | 140.5354 | 140.5354 | 140.5354 | 140.5354 | 140.5354 | 140.5354 | 140.5354 | 140.5354 | 140.5354 | 140.5354 | 140.5354 | 140.5354 | 140.5354 | 140.5354 | 140.5354 | 140.5354 | 140.5354 | 140.5354 | 71.1056 | 71.1056 | 71.1056 | 71.1056 | 71.1056 | 71.1056 | 71.1056 | 71.1056 | 71.1056 | 71.1056 | 71.1056 | 71.1056 | 71.1056 | 71.1056 | 71.1056 | 71.1056 | 71.1056 | 71.1056 | 71.1056 | 71.1056 | 71.1056 | 71.1056 | 71.1056 | 71.1056 | 71.1056
WA_Industrial_Industrial - WA_Existing_Process_Natural Gas_Process Boiler - Insulate Steam Lines/Condensate Tank_A | WA | Industrial | Industrial - WA | Existing | Process | Natural Gas | Process Boiler - Insulate Steam Lines/Condensate Tank | A | WIM25 | No insulation | Lines and condenstate tank insulated | 15 | 53.3628 | 0 | 0 | 13.96 | 0 | 0 | 0 | 0.28365 | 0.45 | boiler pipe | 30% | 40% | Discretionary | RetroEven20 | 80.75% | Process Boiler | 0% | 41.4117 |  | 20.9528 |  | 0.69569 | GBLR_PINS-Heating-ILTRM-v4.0-1 | GBLR_PINS_STM-Heating-PGE-R7-1 | GBLR_PINS_STM-Heating-PGE-R7-1 | No insulation | No insulation | No insulation | No insulation | No insulation | No insulation | No insulation | No insulation | No insulation | No insulation | No insulation | No insulation | No insulation | No insulation | No insulation | No insulation | No insulation | No insulation | No insulation | No insulation | No insulation | No insulation | No insulation | No insulation | No insulation | No insulation | No insulation | Lines and condenstate tank insulated | Lines and condenstate tank insulated | Lines and condenstate tank insulated | Lines and condenstate tank insulated | Lines and condenstate tank insulated | Lines and condenstate tank insulated | Lines and condenstate tank insulated | Lines and condenstate tank insulated | Lines and condenstate tank insulated | Lines and condenstate tank insulated | Lines and condenstate tank insulated | Lines and condenstate tank insulated | Lines and condenstate tank insulated | Lines and condenstate tank insulated | Lines and condenstate tank insulated | Lines and condenstate tank insulated | Lines and condenstate tank insulated | Lines and condenstate tank insulated | Lines and condenstate tank insulated | Lines and condenstate tank insulated | Lines and condenstate tank insulated | Lines and condenstate tank insulated | Lines and condenstate tank insulated | Lines and condenstate tank insulated | Lines and condenstate tank insulated | Lines and condenstate tank insulated | Lines and condenstate tank insulated | 13.96 | 13.96 | 13.96 | 13.96 | 13.96 | 13.96 | 13.96 | 13.96 | 13.96 | 13.96 | 13.96 | 13.96 | 13.96 | 13.96 | 13.96 | 13.96 | 13.96 | 13.96 | 13.96 | 13.96 | 13.96 | 13.96 | 13.96 | 13.96 | 13.96 | 13.96 | 13.96 | 0 | 0 | 53.3435 | 53.3196 | 53.2904 | 53.2562 | 53.217 | 53.171 | 53.1212 | 53.0695 | 53.0196 | 52.9752 | 52.9386 | 52.9115 | 52.8922 | 52.8784 | 52.8676 | 52.8581 | 52.8489 | 52.8399 | 52.8307 | 52.8214 | 52.8119 | 52.8022 | 52.7924 | 52.7824 | 52.7722 | 0.81841 | 0.80394 | 0.78964 | 0.77553 | 0.7616 | 0.74782 | 0.73424 | 0.72088 | 0.70778 | 0.695 | 0.68254 | 0.67043 | 0.65863 | 0.64711 | 0.63582 | 0 | 0 | 0 | 0 | 0 | 0 | 0 | 0 | 0 | 0 | 0.81841 | 1.622 | 2.4107 | 3.1847 | 3.944 | 4.6884 | 5.4182 | 6.1338 | 6.8359 | 7.5251 | 8.2025 | 8.8687 | 9.5241 | 10.1687 | 10.8025 | 10.8005 | 10.7987 | 10.7968 | 10.7949 | 10.793 | 10.7911 | 10.7891 | 10.7871 | 10.7851 | 10.783 | 15.3422 | 15.0777 | 14.8178 | 14.5623 | 14.3112 | 14.0645 | 13.822 | 13.5837 | 13.3495 | 13.1193 | 12.8931 | 12.6708 | 12.4523 | 12.2377 | 12.0267 | 0 | 0 | 0 | 0 | 0 | 0 | 0 | 0 | 0 | 0 | 15.3422 | 30.42 | 45.2377 | 59.8 | 74.1112 | 88.1757 | 101.9977 | 115.5813 | 128.9308 | 142.0501 | 154.9432 | 167.614 | 180.0663 | 192.304 | 204.3307 | 204.3307 | 204.3307 | 204.3307 | 204.3307 | 204.3307 | 204.3307 | 204.3307 | 204.3307 | 204.3307 | 204.3307 | 0.69569 | 0.68343 | 0.67133 | 0.6594 | 0.64763 | 0.63599 | 0.62453 | 0.61325 | 0.6022 | 0.5914 | 0.58086 | 0.5706 | 0.56058 | 0.5508 | 0.54121 | 0 | 0 | 0 | 0 | 0 | 0 | 0 | 0 | 0 | 0 | 0.69569 | 1.3789 | 2.0495 | 2.7078 | 3.3538 | 3.9873 | 4.6086 | 5.2181 | 5.8161 | 6.4034 | 6.9805 | 7.548 | 8.1063 | 8.6553 | 9.195 | 9.1936 | 9.1922 | 9.1909 | 9.1896 | 9.1882 | 9.1868 | 9.1853 | 9.1839 | 9.1824 | 9.1809 | 13.0409 | 12.8161 | 12.5951 | 12.3779 | 12.1645 | 11.9548 | 11.7487 | 11.5461 | 11.347 | 11.1514 | 10.9591 | 10.7702 | 10.5845 | 10.402 | 10.2227 | 0 | 0 | 0 | 0 | 0 | 0 | 0 | 0 | 0 | 0 | 13.0409 | 25.857 | 38.4521 | 50.83 | 62.9945 | 74.9493 | 86.698 | 98.2441 | 109.5912 | 120.7426 | 131.7017 | 142.4719 | 153.0564 | 163.4584 | 173.6811 | 173.6811 | 173.6811 | 173.6811 | 173.6811 | 173.6811 | 173.6811 | 173.6811 | 173.6811 | 173.6811 | 173.6811 | 0.69569 | 0.68343 | 0.67133 | 0.6594 | 0.64763 | 0.63599 | 0.62453 | 0.61325 | 0.6022 | 0.5914 | 0.58086 | 0.5706 | 0.56058 | 0.5508 | 0.54121 | 0 | 0 | 0 | 0 | 0 | 0 | 0 | 0 | 0 | 0 | 0.69569 | 1.3789 | 2.0495 | 2.7078 | 3.3538 | 3.9873 | 4.6086 | 5.2181 | 5.8161 | 6.4034 | 6.9805 | 7.548 | 8.1063 | 8.6553 | 9.195 | 9.1936 | 9.1922 | 9.1909 | 9.1896 | 9.1882 | 9.1868 | 9.1853 | 9.1839 | 9.1824 | 9.1809 | 13.0409 | 12.8161 | 12.5951 | 12.3779 | 12.1645 | 11.9548 | 11.7487 | 11.5461 | 11.347 | 11.1514 | 10.9591 | 10.7702 | 10.5845 | 10.402 | 10.2227 | 0 | 0 | 0 | 0 | 0 | 0 | 0 | 0 | 0 | 0 | 13.0409 | 25.857 | 38.4521 | 50.83 | 62.9945 | 74.9493 | 86.698 | 98.2441 | 109.5912 | 120.7426 | 131.7017 | 142.4719 | 153.0564 | 163.4584 | 173.6811 | 173.6811 | 173.6811 | 173.6811 | 173.6811 | 173.6811 | 173.6811 | 173.6811 | 173.6811 | 173.6811 | 173.6811 | 0.69569 | 0.68343 | 0.67133 | 0.6594 | 0.64763 | 0.63599 | 0.62453 | 0.61325 | 0.6022 | 0.5914 | 0.58086 | 0.5706 | 0.56058 | 0.5508 | 0.54121 | 0 | 0 | 0 | 0 | 0 | 0 | 0 | 0 | 0 | 0 | 0.69569 | 1.3789 | 2.0495 | 2.7078 | 3.3538 | 3.9873 | 4.6086 | 5.2181 | 5.8161 | 6.4034 | 6.9805 | 7.548 | 8.1063 | 8.6553 | 9.195 | 9.1936 | 9.1922 | 9.1909 | 9.1896 | 9.1882 | 9.1868 | 9.1853 | 9.1839 | 9.1824 | 9.1809 | 13.0409 | 12.8161 | 12.5951 | 12.3779 | 12.1645 | 11.9548 | 11.7487 | 11.5461 | 11.347 | 11.1514 | 10.9591 | 10.7702 | 10.5845 | 10.402 | 10.2227 | 0 | 0 | 0 | 0 | 0 | 0 | 0 | 0 | 0 | 0 | 13.0409 | 25.857 | 38.4521 | 50.83 | 62.9945 | 74.9493 | 86.698 | 98.2441 | 109.5912 | 120.7426 | 131.7017 | 142.4719 | 153.0564 | 163.4584 | 173.6811 | 173.6811 | 173.6811 | 173.6811 | 173.6811 | 173.6811 | 173.6811 | 173.6811 | 173.6811 | 173.6811 | 173.6811 | 41.4117 | 41.4117 | 41.4117 | 41.4117 | 41.4117 | 41.4117 | 41.4117 | 41.4117 | 41.4117 | 41.4117 | 41.4117 | 41.4117 | 41.4117 | 41.4117 | 41.4117 | 41.4117 | 41.4117 | 41.4117 | 41.4117 | 41.4117 | 41.4117 | 41.4117 | 41.4117 | 41.4117 | 41.4117 | 20.9528 | 20.9528 | 20.9528 | 20.9528 | 20.9528 | 20.9528 | 20.9528 | 20.9528 | 20.9528 | 20.9528 | 20.9528 | 20.9528 | 20.9528 | 20.9528 | 20.9528 | 20.9528 | 20.9528 | 20.9528 | 20.9528 | 20.9528 | 20.9528 | 20.9528 | 20.9528 | 20.9528 | 20.9528
WA_Industrial_Industrial - WA_Existing_Process_Natural Gas_Process Boiler - Stack Economizer_A | WA | Industrial | Industrial - WA | Existing | Process | Natural Gas | Process Boiler - Stack Economizer | A | WIM26 | None | Economizer installed | 15 | 7.5994 | 0 | 0 | 10.35 | 0 | 0 | 0 | 0.28365 | 0.45 | kBtuh Heat | 15% | 55% | Discretionary | Retro12Med | 75.44% | Process Boiler | 0% | 215.5948 |  | 109.0828 |  | 1.2175 | IL TRM - CI-HVC-BECO-V01-150601 | IL TRM - CI-HVC-BECO-V01-150601 | IL TRM - CI-HVC-BECO-V01-150601 | None | None | None | None | None | None | None | None | None | None | None | None | None | None | None | None | None | None | None | None | None | None | None | None | None | None | None | Economizer installed | Economizer installed | Economizer installed | Economizer installed | Economizer installed | Economizer installed | Economizer installed | Economizer installed | Economizer installed | Economizer installed | Economizer installed | Economizer installed | Economizer installed | Economizer installed | Economizer installed | Economizer installed | Economizer installed | Economizer installed | Economizer installed | Economizer installed | Economizer installed | Economizer installed | Economizer installed | Economizer installed | Economizer installed | Economizer installed | Economizer installed | 10.35 | 10.35 | 10.35 | 10.35 | 10.35 | 10.35 | 10.35 | 10.35 | 10.35 | 10.35 | 10.35 | 10.35 | 10.35 | 10.35 | 10.35 | 10.35 | 10.35 | 10.35 | 10.35 | 10.35 | 10.35 | 10.35 | 10.35 | 10.35 | 10.35 | 10.35 | 10.35 | 0 | 0 | 7.5905 | 7.5812 | 7.5711 | 7.5606 | 7.5489 | 7.5356 | 7.5213 | 7.5061 | 7.491 | 7.4764 | 7.4631 | 7.453 | 7.4444 | 7.4368 | 7.4299 | 7.4261 | 7.4226 | 7.4192 | 7.416 | 7.4128 | 7.4096 | 7.4063 | 7.4029 | 7.3995 | 7.3961 | 1.4321 | 1.4057 | 1.3796 | 1.354 | 1.3286 | 1.173 | 0.92049 | 0.72224 | 0.56668 | 0.44466 | 0.34897 | 0.274 | 0.21517 | 0.16899 | 0.13274 | 0 | 0 | 0 | 0 | 0 | 0 | 0 | 0 | 0 | 0 | 1.4321 | 2.8361 | 4.212 | 5.5601 | 6.8801 | 8.041 | 8.9461 | 9.6504 | 10.1976 | 10.6224 | 10.9524 | 11.2117 | 11.4138 | 11.5712 | 11.6932 | 11.6872 | 11.6817 | 11.6763 | 11.6714 | 11.6664 | 11.6613 | 11.6561 | 11.6508 | 11.6454 | 11.64 | 188.6743 | 185.4213 | 182.2244 | 179.0826 | 175.995 | 155.6645 | 122.3845 | 96.2196 | 75.6485 | 59.4754 | 46.7599 | 36.763 | 28.9033 | 22.724 | 17.8658 | 0 | 0 | 0 | 0 | 0 | 0 | 0 | 0 | 0 | 0 | 188.6743 | 374.0957 | 556.3201 | 735.4027 | 911.3976 | 1067.0622 | 1189.4467 | 1285.6662 | 1361.3147 | 1420.7901 | 1467.55 | 1504.313 | 1533.2163 | 1555.9403 | 1573.806 | 1573.806 | 1573.806 | 1573.806 | 1573.806 | 1573.806 | 1573.806 | 1573.806 | 1573.806 | 1573.806 | 1573.806 | 1.2175 | 1.1953 | 1.1734 | 1.1518 | 1.1304 | 0.99834 | 0.78363 | 0.61504 | 0.48272 | 0.37889 | 0.29744 | 0.23358 | 0.18346 | 0.14411 | 0.11321 | 0 | 0 | 0 | 0 | 0 | 0 | 0 | 0 | 0 | 0 | 1.2175 | 2.4115 | 3.5822 | 4.7297 | 5.8539 | 6.8435 | 7.616 | 8.2181 | 8.6867 | 9.0512 | 9.3349 | 9.5578 | 9.7319 | 9.8676 | 9.973 | 9.9687 | 9.9646 | 9.9608 | 9.9572 | 9.9536 | 9.9499 | 9.9461 | 9.9423 | 9.9384 | 9.9344 | 160.3732 | 157.6081 | 154.8907 | 152.2202 | 149.5957 | 132.3148 | 104.0268 | 81.7866 | 64.3012 | 50.5541 | 39.7459 | 31.2485 | 24.5678 | 19.3154 | 15.1859 | 0 | 0 | 0 | 0 | 0 | 0 | 0 | 0 | 0 | 0 | 160.3732 | 317.9813 | 472.8721 | 625.0923 | 774.688 | 907.0028 | 1011.0297 | 1092.8163 | 1157.1175 | 1207.6716 | 1247.4175 | 1278.666 | 1303.2338 | 1322.5492 | 1337.7351 | 1337.7351 | 1337.7351 | 1337.7351 | 1337.7351 | 1337.7351 | 1337.7351 | 1337.7351 | 1337.7351 | 1337.7351 | 1337.7351 | 1.2175 | 1.1953 | 1.1734 | 1.1518 | 1.1304 | 0.99834 | 0.78363 | 0.61504 | 0.48272 | 0.37889 | 0.29744 | 0.23358 | 0.18346 | 0.14411 | 0.11321 | 0 | 0 | 0 | 0 | 0 | 0 | 0 | 0 | 0 | 0 | 1.2175 | 2.4115 | 3.5822 | 4.7297 | 5.8539 | 6.8435 | 7.616 | 8.2181 | 8.6867 | 9.0512 | 9.3349 | 9.5578 | 9.7319 | 9.8676 | 9.973 | 9.9687 | 9.9646 | 9.9608 | 9.9572 | 9.9536 | 9.9499 | 9.9461 | 9.9423 | 9.9384 | 9.9344 | 160.3732 | 157.6081 | 154.8907 | 152.2202 | 149.5957 | 132.3148 | 104.0268 | 81.7866 | 64.3012 | 50.5541 | 39.7459 | 31.2485 | 24.5678 | 19.3154 | 15.1859 | 0 | 0 | 0 | 0 | 0 | 0 | 0 | 0 | 0 | 0 | 160.3732 | 317.9813 | 472.8721 | 625.0923 | 774.688 | 907.0028 | 1011.0297 | 1092.8163 | 1157.1175 | 1207.6716 | 1247.4175 | 1278.666 | 1303.2338 | 1322.5492 | 1337.7351 | 1337.7351 | 1337.7351 | 1337.7351 | 1337.7351 | 1337.7351 | 1337.7351 | 1337.7351 | 1337.7351 | 1337.7351 | 1337.7351 | 1.2175 | 1.1953 | 1.1734 | 1.1518 | 1.1304 | 0.99834 | 0.78363 | 0.61504 | 0.48272 | 0.37889 | 0.29744 | 0.23358 | 0.18346 | 0.14411 | 0.11321 | 0 | 0 | 0 | 0 | 0 | 0 | 0 | 0 | 0 | 0 | 1.2175 | 2.4115 | 3.5822 | 4.7297 | 5.8539 | 6.8435 | 7.616 | 8.2181 | 8.6867 | 9.0512 | 9.3349 | 9.5578 | 9.7319 | 9.8676 | 9.973 | 9.9687 | 9.9646 | 9.9608 | 9.9572 | 9.9536 | 9.9499 | 9.9461 | 9.9423 | 9.9384 | 9.9344 | 160.3732 | 157.6081 | 154.8907 | 152.2202 | 149.5957 | 132.3148 | 104.0268 | 81.7866 | 64.3012 | 50.5541 | 39.7459 | 31.2485 | 24.5678 | 19.3154 | 15.1859 | 0 | 0 | 0 | 0 | 0 | 0 | 0 | 0 | 0 | 0 | 160.3732 | 317.9813 | 472.8721 | 625.0923 | 774.688 | 907.0028 | 1011.0297 | 1092.8163 | 1157.1175 | 1207.6716 | 1247.4175 | 1278.666 | 1303.2338 | 1322.5492 | 1337.7351 | 1337.7351 | 1337.7351 | 1337.7351 | 1337.7351 | 1337.7351 | 1337.7351 | 1337.7351 | 1337.7351 | 1337.7351 | 1337.7351 | 215.5948 | 215.5948 | 215.5948 | 215.5948 | 215.5948 | 215.5948 | 215.5948 | 215.5948 | 215.5948 | 215.5948 | 215.5948 | 215.5948 | 215.5948 | 215.5948 | 215.5948 | 215.5948 | 215.5948 | 215.5948 | 215.5948 | 215.5948 | 215.5948 | 215.5948 | 215.5948 | 215.5948 | 215.5948 | 109.0828 | 109.0828 | 109.0828 | 109.0828 | 109.0828 | 109.0828 | 109.0828 | 109.0828 | 109.0828 | 109.0828 | 109.0828 | 109.0828 | 109.0828 | 109.0828 | 109.0828 | 109.0828 | 109.0828 | 109.0828 | 109.0828 | 109.0828 | 109.0828 | 109.0828 | 109.0828 | 109.0828 | 109.0828
WA_Industrial_Industrial - WA_Existing_Process_Natural Gas_Process Boiler - Steam Trap Replacement_A | WA | Industrial | Industrial - WA | Existing | Process | Natural Gas | Process Boiler - Steam Trap Replacement | A | WIM27 | Degrade performance | Cleaning and maintenance | 6 | 238288.3345 | 0 | 0 | 89.84 | 0 | 0 | 0 | 0.28365 | 0.45 | perBLDg | 73% | 100% | Discretionary | RetroEven20 | 80.75% | Process Boiler | 0% | 0.11437 |  | 0.057868 |  | 0.041464 | IL TRM v9, Section 4.4.16 | IL TRM v9, Section 4.4.16 | IL TRM - CI-HVC-STRE-V06-200101 | Degrade performance | Degrade performance | Degrade performance | Degrade performance | Degrade performance | Degrade performance | Degrade performance | Degrade performance | Degrade performance | Degrade performance | Degrade performance | Degrade performance | Degrade performance | Degrade performance | Degrade performance | Degrade performance | Degrade performance | Degrade performance | Degrade performance | Degrade performance | Degrade performance | Degrade performance | Degrade performance | Degrade performance | Degrade performance | Degrade performance | Degrade performance | Cleaning and maintenance | Cleaning and maintenance | Cleaning and maintenance | Cleaning and maintenance | Cleaning and maintenance | Cleaning and maintenance | Cleaning and maintenance | Cleaning and maintenance | Cleaning and maintenance | Cleaning and maintenance | Cleaning and maintenance | Cleaning and maintenance | Cleaning and maintenance | Cleaning and maintenance | Cleaning and maintenance | Cleaning and maintenance | Cleaning and maintenance | Cleaning and maintenance | Cleaning and maintenance | Cleaning and maintenance | Cleaning and maintenance | Cleaning and maintenance | Cleaning and maintenance | Cleaning and maintenance | Cleaning and maintenance | Cleaning and maintenance | Cleaning and maintenance | 89.84 | 89.84 | 89.84 | 89.84 | 89.84 | 89.84 | 89.84 | 89.84 | 89.84 | 89.84 | 89.84 | 89.84 | 89.84 | 89.84 | 89.84 | 89.84 | 89.84 | 89.84 | 89.84 | 89.84 | 89.84 | 89.84 | 89.84 | 89.84 | 89.84 | 89.84 | 89.84 | 0 | 0 | 238288.3345 | 238288.3345 | 238288.3345 | 238288.3345 | 238288.3345 | 238288.3345 | 238288.3345 | 238288.3345 | 238288.3345 | 238288.3345 | 238288.3345 | 238288.3345 | 238288.3345 | 238288.3345 | 238288.3345 | 238288.3345 | 238288.3345 | 238288.3345 | 238288.3345 | 238288.3345 | 238288.3345 | 238288.3345 | 238288.3345 | 238288.3345 | 238288.3345 | 0.048781 | 0.04794 | 0.047114 | 0.046301 | 0.045503 | 0.044719 | 0 | 0 | 0 | 0 | 0 | 0 | 0 | 0 | 0 | 0 | 0 | 0 | 0 | 0 | 0 | 0 | 0 | 0 | 0 | 0.048781 | 0.096722 | 0.14384 | 0.19014 | 0.23564 | 0.28036 | 0.28036 | 0.28036 | 0.28036 | 0.28036 | 0.28036 | 0.28036 | 0.28036 | 0.28036 | 0.28036 | 0.28036 | 0.28036 | 0.28036 | 0.28036 | 0.28036 | 0.28036 | 0.28036 | 0.28036 | 0.28036 | 0.28036 | 0.00020472 | 0.00020119 | 0.00019772 | 0.00019431 | 0.00019096 | 0.00018767 | 0 | 0 | 0 | 0 | 0 | 0 | 0 | 0 | 0 | 0 | 0 | 0 | 0 | 0 | 0 | 0 | 0 | 0 | 0 | 0.00020472 | 0.0004059 | 0.00060362 | 0.00079793 | 0.00098889 | 0.0011766 | 0.0011766 | 0.0011766 | 0.0011766 | 0.0011766 | 0.0011766 | 0.0011766 | 0.0011766 | 0.0011766 | 0.0011766 | 0.0011766 | 0.0011766 | 0.0011766 | 0.0011766 | 0.0011766 | 0.0011766 | 0.0011766 | 0.0011766 | 0.0011766 | 0.0011766 | 0.041464 | 0.040749 | 0.040047 | 0.039356 | 0.038678 | 0.038011 | 0 | 0 | 0 | 0 | 0 | 0 | 0 | 0 | 0 | 0 | 0 | 0 | 0 | 0 | 0 | 0 | 0 | 0 | 0 | 0.041464 | 0.082213 | 0.12226 | 0.16162 | 0.20029 | 0.2383 | 0.2383 | 0.2383 | 0.2383 | 0.2383 | 0.2383 | 0.2383 | 0.2383 | 0.2383 | 0.2383 | 0.2383 | 0.2383 | 0.2383 | 0.2383 | 0.2383 | 0.2383 | 0.2383 | 0.2383 | 0.2383 | 0.2383 | 0.00017401 | 0.00017101 | 0.00016806 | 0.00016516 | 0.00016231 | 0.00015952 | 0 | 0 | 0 | 0 | 0 | 0 | 0 | 0 | 0 | 0 | 0 | 0 | 0 | 0 | 0 | 0 | 0 | 0 | 0 | 0.00017401 | 0.00034502 | 0.00051308 | 0.00067824 | 0.00084055 | 0.0010001 | 0.0010001 | 0.0010001 | 0.0010001 | 0.0010001 | 0.0010001 | 0.0010001 | 0.0010001 | 0.0010001 | 0.0010001 | 0.0010001 | 0.0010001 | 0.0010001 | 0.0010001 | 0.0010001 | 0.0010001 | 0.0010001 | 0.0010001 | 0.0010001 | 0.0010001 | 0.041464 | 0.040749 | 0.040047 | 0.039356 | 0.038678 | 0.038011 | 0 | 0 | 0 | 0 | 0 | 0 | 0 | 0 | 0 | 0 | 0 | 0 | 0 | 0 | 0 | 0 | 0 | 0 | 0 | 0.041464 | 0.082213 | 0.12226 | 0.16162 | 0.20029 | 0.2383 | 0.2383 | 0.2383 | 0.2383 | 0.2383 | 0.2383 | 0.2383 | 0.2383 | 0.2383 | 0.2383 | 0.2383 | 0.2383 | 0.2383 | 0.2383 | 0.2383 | 0.2383 | 0.2383 | 0.2383 | 0.2383 | 0.2383 | 0.00017401 | 0.00017101 | 0.00016806 | 0.00016516 | 0.00016231 | 0.00015952 | 0 | 0 | 0 | 0 | 0 | 0 | 0 | 0 | 0 | 0 | 0 | 0 | 0 | 0 | 0 | 0 | 0 | 0 | 0 | 0.00017401 | 0.00034502 | 0.00051308 | 0.00067824 | 0.00084055 | 0.0010001 | 0.0010001 | 0.0010001 | 0.0010001 | 0.0010001 | 0.0010001 | 0.0010001 | 0.0010001 | 0.0010001 | 0.0010001 | 0.0010001 | 0.0010001 | 0.0010001 | 0.0010001 | 0.0010001 | 0.0010001 | 0.0010001 | 0.0010001 | 0.0010001 | 0.0010001 | 0.041464 | 0.040749 | 0.040047 | 0.039356 | 0.038678 | 0.038011 | 0 | 0 | 0 | 0 | 0 | 0 | 0 | 0 | 0 | 0 | 0 | 0 | 0 | 0 | 0 | 0 | 0 | 0 | 0 | 0.041464 | 0.082213 | 0.12226 | 0.16162 | 0.20029 | 0.2383 | 0.2383 | 0.2383 | 0.2383 | 0.2383 | 0.2383 | 0.2383 | 0.2383 | 0.2383 | 0.2383 | 0.2383 | 0.2383 | 0.2383 | 0.2383 | 0.2383 | 0.2383 | 0.2383 | 0.2383 | 0.2383 | 0.2383 | 0.00017401 | 0.00017101 | 0.00016806 | 0.00016516 | 0.00016231 | 0.00015952 | 0 | 0 | 0 | 0 | 0 | 0 | 0 | 0 | 0 | 0 | 0 | 0 | 0 | 0 | 0 | 0 | 0 | 0 | 0 | 0.00017401 | 0.00034502 | 0.00051308 | 0.00067824 | 0.00084055 | 0.0010001 | 0.0010001 | 0.0010001 | 0.0010001 | 0.0010001 | 0.0010001 | 0.0010001 | 0.0010001 | 0.0010001 | 0.0010001 | 0.0010001 | 0.0010001 | 0.0010001 | 0.0010001 | 0.0010001 | 0.0010001 | 0.0010001 | 0.0010001 | 0.0010001 | 0.0010001 | 0.11437 | 0.11437 | 0.11437 | 0.11437 | 0.11437 | 0.11437 | 0.11437 | 0.11437 | 0.11437 | 0.11437 | 0.11437 | 0.11437 | 0.11437 | 0.11437 | 0.11437 | 0.11437 | 0.11437 | 0.11437 | 0.11437 | 0.11437 | 0.11437 | 0.11437 | 0.11437 | 0.11437 | 0.11437 | 0.057868 | 0.057868 | 0.057868 | 0.057868 | 0.057868 | 0.057868 | 0.057868 | 0.057868 | 0.057868 | 0.057868 | 0.057868 | 0.057868 | 0.057868 | 0.057868 | 0.057868 | 0.057868 | 0.057868 | 0.057868 | 0.057868 | 0.057868 | 0.057868 | 0.057868 | 0.057868 | 0.057868 | 0.057868
WA_Industrial_Industrial - WA_Existing_Process_Natural Gas_Process Boiler - Maintenance_A | WA | Industrial | Industrial - WA | Existing | Process | Natural Gas | Process Boiler - Maintenance | A | WIM28 | Degrade performance | General cleaning and maintenance | 3 | 4.7496 | 0 | 0 | 0.95 | 0 | 0 | 0 | 0.28365 | 0.45 | kBtuh Heat | 20% | 30% | Discretionary | Retro20Fast | 65.82% | Process Boiler | 0% | 110.3322 |  | 55.8239 |  | 0.3848 | GBLR_MNT-Heating-ILTRM-v4.0-43 | GBLR_MNT-Heating-ILTRM-v4.0-43 | GBLR_MNT-Heating-ILTRM-v4.0-1 | Degrade performance | Degrade performance | Degrade performance | Degrade performance | Degrade performance | Degrade performance | Degrade performance | Degrade performance | Degrade performance | Degrade performance | Degrade performance | Degrade performance | Degrade performance | Degrade performance | Degrade performance | Degrade performance | Degrade performance | Degrade performance | Degrade performance | Degrade performance | Degrade performance | Degrade performance | Degrade performance | Degrade performance | Degrade performance | Degrade performance | Degrade performance | General cleaning and maintenance | General cleaning and maintenance | General cleaning and maintenance | General cleaning and maintenance | General cleaning and maintenance | General cleaning and maintenance | General cleaning and maintenance | General cleaning and maintenance | General cleaning and maintenance | General cleaning and maintenance | General cleaning and maintenance | General cleaning and maintenance | General cleaning and maintenance | General cleaning and maintenance | General cleaning and maintenance | General cleaning and maintenance | General cleaning and maintenance | General cleaning and maintenance | General cleaning and maintenance | General cleaning and maintenance | General cleaning and maintenance | General cleaning and maintenance | General cleaning and maintenance | General cleaning and maintenance | General cleaning and maintenance | General cleaning and maintenance | General cleaning and maintenance | 0.95 | 0.95 | 0.95 | 0.95 | 0.95 | 0.95 | 0.95 | 0.95 | 0.95 | 0.95 | 0.95 | 0.95 | 0.95 | 0.95 | 0.95 | 0.95 | 0.95 | 0.95 | 0.95 | 0.95 | 0.95 | 0.95 | 0.95 | 0.95 | 0.95 | 0.95 | 0.95 | 0 | 0 | 4.745 | 4.7398 | 4.734 | 4.7275 | 4.7202 | 4.712 | 4.703 | 4.6936 | 4.6841 | 4.6751 | 4.6668 | 4.6605 | 4.6552 | 4.6505 | 4.6462 | 4.6439 | 4.6417 | 4.6396 | 4.6377 | 4.6358 | 4.6338 | 4.6318 | 4.6297 | 4.6276 | 4.6255 | 0.45264 | 0.31146 | 0.21163 | 0 | 0 | 0 | 0 | 0 | 0 | 0 | 0 | 0 | 0 | 0 | 0 | 0 | 0 | 0 | 0 | 0 | 0 | 0 | 0 | 0 | 0 | 0.45264 | 0.76361 | 0.97431 | 0.97297 | 0.97147 | 0.96977 | 0.96792 | 0.96599 | 0.96404 | 0.96218 | 0.96047 | 0.95918 | 0.95808 | 0.95711 | 0.95624 | 0.95575 | 0.95531 | 0.95488 | 0.95449 | 0.95409 | 0.95368 | 0.95326 | 0.95284 | 0.95241 | 0.95198 | 95.3938 | 65.7106 | 44.705 | 0 | 0 | 0 | 0 | 0 | 0 | 0 | 0 | 0 | 0 | 0 | 0 | 0 | 0 | 0 | 0 | 0 | 0 | 0 | 0 | 0 | 0 | 95.3938 | 161.1044 | 205.8094 | 205.8094 | 205.8094 | 205.8094 | 205.8094 | 205.8094 | 205.8094 | 205.8094 | 205.8094 | 205.8094 | 205.8094 | 205.8094 | 205.8094 | 205.8094 | 205.8094 | 205.8094 | 205.8094 | 205.8094 | 205.8094 | 205.8094 | 205.8094 | 205.8094 | 205.8094 | 0.3848 | 0.26482 | 0.17998 | 0 | 0 | 0 | 0 | 0 | 0 | 0 | 0 | 0 | 0 | 0 | 0 | 0 | 0 | 0 | 0 | 0 | 0 | 0 | 0 | 0 | 0 | 0.3848 | 0.64927 | 0.82857 | 0.8276 | 0.82652 | 0.82529 | 0.82396 | 0.82255 | 0.82115 | 0.8198 | 0.81856 | 0.81763 | 0.81683 | 0.81613 | 0.8155 | 0.81515 | 0.81482 | 0.81451 | 0.81423 | 0.81394 | 0.81364 | 0.81334 | 0.81304 | 0.81273 | 0.81241 | 81.0847 | 55.854 | 37.9993 | 0 | 0 | 0 | 0 | 0 | 0 | 0 | 0 | 0 | 0 | 0 | 0 | 0 | 0 | 0 | 0 | 0 | 0 | 0 | 0 | 0 | 0 | 81.0847 | 136.9387 | 174.938 | 174.938 | 174.938 | 174.938 | 174.938 | 174.938 | 174.938 | 174.938 | 174.938 | 174.938 | 174.938 | 174.938 | 174.938 | 174.938 | 174.938 | 174.938 | 174.938 | 174.938 | 174.938 | 174.938 | 174.938 | 174.938 | 174.938 | 0.3848 | 0.26482 | 0.17998 | 0 | 0 | 0 | 0 | 0 | 0 | 0 | 0 | 0 | 0 | 0 | 0 | 0 | 0 | 0 | 0 | 0 | 0 | 0 | 0 | 0 | 0 | 0.3848 | 0.64927 | 0.82857 | 0.8276 | 0.82652 | 0.82529 | 0.82396 | 0.82255 | 0.82115 | 0.8198 | 0.81856 | 0.81763 | 0.81683 | 0.81613 | 0.8155 | 0.81515 | 0.81482 | 0.81451 | 0.81423 | 0.81394 | 0.81364 | 0.81334 | 0.81304 | 0.81273 | 0.81241 | 81.0847 | 55.854 | 37.9993 | 0 | 0 | 0 | 0 | 0 | 0 | 0 | 0 | 0 | 0 | 0 | 0 | 0 | 0 | 0 | 0 | 0 | 0 | 0 | 0 | 0 | 0 | 81.0847 | 136.9387 | 174.938 | 174.938 | 174.938 | 174.938 | 174.938 | 174.938 | 174.938 | 174.938 | 174.938 | 174.938 | 174.938 | 174.938 | 174.938 | 174.938 | 174.938 | 174.938 | 174.938 | 174.938 | 174.938 | 174.938 | 174.938 | 174.938 | 174.938 | 0.3848 | 0.26482 | 0.17998 | 0 | 0 | 0 | 0 | 0 | 0 | 0 | 0 | 0 | 0 | 0 | 0 | 0 | 0 | 0 | 0 | 0 | 0 | 0 | 0 | 0 | 0 | 0.3848 | 0.64927 | 0.82857 | 0.8276 | 0.82652 | 0.82529 | 0.82396 | 0.82255 | 0.82115 | 0.8198 | 0.81856 | 0.81763 | 0.81683 | 0.81613 | 0.8155 | 0.81515 | 0.81482 | 0.81451 | 0.81423 | 0.81394 | 0.81364 | 0.81334 | 0.81304 | 0.81273 | 0.81241 | 81.0847 | 55.854 | 37.9993 | 0 | 0 | 0 | 0 | 0 | 0 | 0 | 0 | 0 | 0 | 0 | 0 | 0 | 0 | 0 | 0 | 0 | 0 | 0 | 0 | 0 | 0 | 81.0847 | 136.9387 | 174.938 | 174.938 | 174.938 | 174.938 | 174.938 | 174.938 | 174.938 | 174.938 | 174.938 | 174.938 | 174.938 | 174.938 | 174.938 | 174.938 | 174.938 | 174.938 | 174.938 | 174.938 | 174.938 | 174.938 | 174.938 | 174.938 | 174.938 | 110.3322 | 110.3322 | 110.3322 | 110.3322 | 110.3322 | 110.3322 | 110.3322 | 110.3322 | 110.3322 | 110.3322 | 110.3322 | 110.3322 | 110.3322 | 110.3322 | 110.3322 | 110.3322 | 110.3322 | 110.3322 | 110.3322 | 110.3322 | 110.3322 | 110.3322 | 110.3322 | 110.3322 | 110.3322 | 55.8239 | 55.8239 | 55.8239 | 55.8239 | 55.8239 | 55.8239 | 55.8239 | 55.8239 | 55.8239 | 55.8239 | 55.8239 | 55.8239 | 55.8239 | 55.8239 | 55.8239 | 55.8239 | 55.8239 | 55.8239 | 55.8239 | 55.8239 | 55.8239 | 55.8239 | 55.8239 | 55.8239 | 55.8239
WA_Industrial_Industrial - WA_Existing_Process_Natural Gas_Process - Heat Recovery_A | WA | Industrial | Industrial - WA | Existing | Process | Natural Gas | Process - Heat Recovery | A | WIM29 | No HRV | HRV | 20 | 0.7095 | 0 | 0 | 1.09 | 0 | 0 | 0 | 0.28365 | 0.45 | sqft | 5% | 50% | Discretionary | RetroEven20 | 80.75% | Process | 0% | 208.8047 |  | 105.6473 |  | 13.1464 | HRV-Cooling/Heating-E3T-1 | HRV-Cooling/Heating-E3T-1 | HRV-Cooling/Heating-E3T-1 | No HRV | No HRV | No HRV | No HRV | No HRV | No HRV | No HRV | No HRV | No HRV | No HRV | No HRV | No HRV | No HRV | No HRV | No HRV | No HRV | No HRV | No HRV | No HRV | No HRV | No HRV | No HRV | No HRV | No HRV | No HRV | No HRV | No HRV | HRV | HRV | HRV | HRV | HRV | HRV | HRV | HRV | HRV | HRV | HRV | HRV | HRV | HRV | HRV | HRV | HRV | HRV | HRV | HRV | HRV | HRV | HRV | HRV | HRV | HRV | HRV | 1.09 | 1.09 | 1.09 | 1.09 | 1.09 | 1.09 | 1.09 | 1.09 | 1.09 | 1.09 | 1.09 | 1.09 | 1.09 | 1.09 | 1.09 | 1.09 | 1.09 | 1.09 | 1.09 | 1.09 | 1.09 | 1.09 | 1.09 | 1.09 | 1.09 | 1.09 | 1.09 | 0 | 0 | 0.70822 | 0.7069 | 0.70551 | 0.70407 | 0.7025 | 0.70083 | 0.69913 | 0.69742 | 0.69575 | 0.69418 | 0.69274 | 0.69163 | 0.69067 | 0.68983 | 0.68906 | 0.68863 | 0.68822 | 0.68782 | 0.68744 | 0.68706 | 0.68667 | 0.68628 | 0.68587 | 0.68547 | 0.68505 | 15.4621 | 15.1673 | 14.8764 | 14.59 | 14.3066 | 14.0265 | 13.7512 | 13.4811 | 13.2169 | 12.9596 | 12.7098 | 12.4708 | 12.2387 | 12.013 | 11.7927 | 11.5821 | 11.3756 | 11.173 | 10.9744 | 10.7792 | 0 | 0 | 0 | 0 | 0 | 15.4621 | 30.6007 | 45.4166 | 59.9139 | 74.0875 | 87.9378 | 101.4756 | 114.7082 | 127.6504 | 140.3213 | 152.7408 | 164.9676 | 176.9774 | 188.7742 | 200.3565 | 211.8126 | 223.0619 | 234.1058 | 244.9523 | 255.5954 | 255.4508 | 255.3038 | 255.1542 | 255.0021 | 254.8474 | 21832.3963 | 21455.9757 | 21086.0451 | 20722.4926 | 20365.2082 | 20014.084 | 19669.0135 | 19329.8926 | 18996.6186 | 18669.0907 | 18347.2098 | 18030.8786 | 17720.0014 | 17414.4841 | 17114.2344 | 16819.1614 | 16529.1759 | 16244.1901 | 15964.1178 | 15688.8744 | 0 | 0 | 0 | 0 | 0 | 21832.3963 | 43288.3721 | 64374.4172 | 85096.9097 | 105462.118 | 125476.2019 | 145145.2155 | 164475.1081 | 183471.7267 | 202140.8174 | 220488.0273 | 238518.9059 | 256238.9073 | 273653.3915 | 290767.6259 | 307586.7873 | 324115.9632 | 340360.1532 | 356324.2711 | 372013.1455 | 372013.1455 | 372013.1455 | 372013.1455 | 372013.1455 | 372013.1455 | 13.1464 | 12.8993 | 12.6556 | 12.4158 | 12.1787 | 11.9446 | 11.7144 | 11.4885 | 11.2674 | 11.0519 | 10.8423 | 10.6409 | 10.4451 | 10.2543 | 10.068 | 9.8891 | 9.7137 | 9.5415 | 9.3727 | 9.2067 | 0 | 0 | 0 | 0 | 0 | 13.1464 | 26.0249 | 38.6368 | 50.9856 | 63.0681 | 74.8852 | 86.4451 | 97.7538 | 108.8224 | 119.6651 | 130.297 | 140.7611 | 151.0403 | 161.1378 | 171.0533 | 180.851 | 190.4731 | 199.921 | 209.2009 | 218.3089 | 218.204 | 218.0974 | 217.9889 | 217.8786 | 217.7664 | 18557.5369 | 18237.5794 | 17923.1383 | 17614.1187 | 17310.427 | 17011.9714 | 16718.6615 | 16430.4087 | 16147.1258 | 15868.7271 | 15595.1284 | 15326.2468 | 15062.0012 | 14802.3115 | 14547.0993 | 14296.2872 | 14049.7995 | 13807.5616 | 13569.5002 | 13335.5433 | 0 | 0 | 0 | 0 | 0 | 18557.5369 | 36795.1162 | 54718.2546 | 72332.3733 | 89642.8003 | 106654.7717 | 123373.4332 | 139803.8419 | 155950.9677 | 171819.6948 | 187414.8232 | 202741.07 | 217803.0712 | 232605.3827 | 247152.482 | 261448.7692 | 275498.5687 | 289306.1303 | 302875.6304 | 316211.1737 | 316211.1737 | 316211.1737 | 316211.1737 | 316211.1737 | 316211.1737 | 13.1464 | 12.8993 | 12.6556 | 12.4158 | 12.1787 | 11.9446 | 11.7144 | 11.4885 | 11.2674 | 11.0519 | 10.8423 | 10.6409 | 10.4451 | 10.2543 | 10.068 | 9.8891 | 9.7137 | 9.5415 | 9.3727 | 9.2067 | 0 | 0 | 0 | 0 | 0 | 13.1464 | 26.0249 | 38.6368 | 50.9856 | 63.0681 | 74.8852 | 86.4451 | 97.7538 | 108.8224 | 119.6651 | 130.297 | 140.7611 | 151.0403 | 161.1378 | 171.0533 | 180.851 | 190.4731 | 199.921 | 209.2009 | 218.3089 | 218.204 | 218.0974 | 217.9889 | 217.8786 | 217.7664 | 18557.5369 | 18237.5794 | 17923.1383 | 17614.1187 | 17310.427 | 17011.9714 | 16718.6615 | 16430.4087 | 16147.1258 | 15868.7271 | 15595.1284 | 15326.2468 | 15062.0012 | 14802.3115 | 14547.0993 | 14296.2872 | 14049.7995 | 13807.5616 | 13569.5002 | 13335.5433 | 0 | 0 | 0 | 0 | 0 | 18557.5369 | 36795.1162 | 54718.2546 | 72332.3733 | 89642.8003 | 106654.7717 | 123373.4332 | 139803.8419 | 155950.9677 | 171819.6948 | 187414.8232 | 202741.07 | 217803.0712 | 232605.3827 | 247152.482 | 261448.7692 | 275498.5687 | 289306.1303 | 302875.6304 | 316211.1737 | 316211.1737 | 316211.1737 | 316211.1737 | 316211.1737 | 316211.1737 | 13.1464 | 12.8993 | 12.6556 | 12.4158 | 12.1787 | 11.9446 | 11.7144 | 11.4885 | 11.2674 | 11.0519 | 10.8423 | 10.6409 | 10.4451 | 10.2543 | 10.068 | 9.8891 | 9.7137 | 9.5415 | 9.3727 | 9.2067 | 0 | 0 | 0 | 0 | 0 | 13.1464 | 26.0249 | 38.6368 | 50.9856 | 63.0681 | 74.8852 | 86.4451 | 97.7538 | 108.8224 | 119.6651 | 130.297 | 140.7611 | 151.0403 | 161.1378 | 171.0533 | 180.851 | 190.4731 | 199.921 | 209.2009 | 218.3089 | 218.204 | 218.0974 | 217.9889 | 217.8786 | 217.7664 | 18557.5369 | 18237.5794 | 17923.1383 | 17614.1187 | 17310.427 | 17011.9714 | 16718.6615 | 16430.4087 | 16147.1258 | 15868.7271 | 15595.1284 | 15326.2468 | 15062.0012 | 14802.3115 | 14547.0993 | 14296.2872 | 14049.7995 | 13807.5616 | 13569.5002 | 13335.5433 | 0 | 0 | 0 | 0 | 0 | 18557.5369 | 36795.1162 | 54718.2546 | 72332.3733 | 89642.8003 | 106654.7717 | 123373.4332 | 139803.8419 | 155950.9677 | 171819.6948 | 187414.8232 | 202741.07 | 217803.0712 | 232605.3827 | 247152.482 | 261448.7692 | 275498.5687 | 289306.1303 | 302875.6304 | 316211.1737 | 316211.1737 | 316211.1737 | 316211.1737 | 316211.1737 | 316211.1737 | 208.8047 | 208.8047 | 208.8047 | 208.8047 | 208.8047 | 208.8047 | 208.8047 | 208.8047 | 208.8047 | 208.8047 | 208.8047 | 208.8047 | 208.8047 | 208.8047 | 208.8047 | 208.8047 | 208.8047 | 208.8047 | 208.8047 | 208.8047 | 208.8047 | 208.8047 | 208.8047 | 208.8047 | 208.8047 | 105.6473 | 105.6473 | 105.6473 | 105.6473 | 105.6473 | 105.6473 | 105.6473 | 105.6473 | 105.6473 | 105.6473 | 105.6473 | 105.6473 | 105.6473 | 105.6473 | 105.6473 | 105.6473 | 105.6473 | 105.6473 | 105.6473 | 105.6473 | 105.6473 | 105.6473 | 105.6473 | 105.6473 | 105.6473
WA_Industrial_Industrial - WA_Existing_Space Heating_Natural Gas_Strategic Energy Management_A | WA | Industrial | Industrial - WA | Existing | Space Heating | Natural Gas | Strategic Energy Management | A | WIM30 | No strategic energy management. | Implementation of strategic energy management. | 3 | 0.0315 | 0 | 0 | 0.12 | 0.02 | 0 | 0 | 0.28365 | 0.45 | sqft | 0% | 0% | Discretionary | Retro5Med | 81.71% | Space Heating | 0% | 260.8981 |  | 192.7889 |  | 0 | DL20_COM_SEM-Misc-2021PLN-V4-1 | BEHAV_SEM-All-CPUC-2018_PG-2 | DL20_COM_SEM-Misc-2021PLN-V4-15 | No strategic energy management. | No strategic energy management. | No strategic energy management. | No strategic energy management. | No strategic energy management. | No strategic energy management. | No strategic energy management. | No strategic energy management. | No strategic energy management. | No strategic energy management. | No strategic energy management. | No strategic energy management. | No strategic energy management. | No strategic energy management. | No strategic energy management. | No strategic energy management. | No strategic energy management. | No strategic energy management. | No strategic energy management. | No strategic energy management. | No strategic energy management. | No strategic energy management. | No strategic energy management. | No strategic energy management. | No strategic energy management. | No strategic energy management. | No strategic energy management. | Implementation of strategic energy management. | Implementation of strategic energy management. | Implementation of strategic energy management. | Implementation of strategic energy management. | Implementation of strategic energy management. | Implementation of strategic energy management. | Implementation of strategic energy management. | Implementation of strategic energy management. | Implementation of strategic energy management. | Implementation of strategic energy management. | Implementation of strategic energy management. | Implementation of strategic energy management. | Implementation of strategic energy management. | Implementation of strategic energy management. | Implementation of strategic energy management. | Implementation of strategic energy management. | Implementation of strategic energy management. | Implementation of strategic energy management. | Implementation of strategic energy management. | Implementation of strategic energy management. | Implementation of strategic energy management. | Implementation of strategic energy management. | Implementation of strategic energy management. | Implementation of strategic energy management. | Implementation of strategic energy management. | Implementation of strategic energy management. | Implementation of strategic energy management. | 0.12 | 0.12 | 0.12 | 0.12 | 0.12 | 0.12 | 0.12 | 0.12 | 0.12 | 0.12 | 0.12 | 0.12 | 0.12 | 0.12 | 0.12 | 0.12 | 0.12 | 0.12 | 0.12 | 0.12 | 0.12 | 0.12 | 0.12 | 0.12 | 0.12 | 0.12 | 0.12 | 0 | 0 | 0.033161 | 0.032604 | 0.032017 | 0.03141 | 0.030775 | 0.03017 | 0.029541 | 0.028888 | 0.028213 | 0.02752 | 0.026822 | 0.026129 | 0.025443 | 0.024773 | 0.024128 | 0.023582 | 0.023064 | 0.022574 | 0.022107 | 0.021656 | 0.02125 | 0.020846 | 0.020444 | 0.020047 | 0.019653 | 0 | 0 | 0 | 0 | 0 | 0 | 0 | 0 | 0 | 0 | 0 | 0 | 0 | 0 | 0 | 0 | 0 | 0 | 0 | 0 | 0 | 0 | 0 | 0 | 0 | 0 | 0 | 0 | 0 | 0 | 0 | 0 | 0 | 0 | 0 | 0 | 0 | 0 | 0 | 0 | 0 | 0 | 0 | 0 | 0 | 0 | 0 | 0 | 0 | 0 | 0 | 0 | 0 | 0 | 0 | 0 | 0 | 0 | 0 | 0 | 0 | 0 | 0 | 0 | 0 | 0 | 0 | 0 | 0 | 0 | 0 | 0 | 0 | 0 | 0 | 0 | 0 | 0 | 0 | 0 | 0 | 0 | 0 | 0 | 0 | 0 | 0 | 0 | 0 | 0 | 0 | 0 | 0 | 0 | 0 | 0 | 0 | 0 | 0 | 0 | 0 | 0 | 0 | 0 | 0 | 0 | 0 | 0 | 0 | 0 | 0 | 0 | 0 | 0 | 0 | 0 | 0 | 0 | 0 | 0 | 0 | 0 | 0 | 0 | 0 | 0 | 0 | 0 | 0 | 0 | 0 | 0 | 0 | 0 | 0 | 0 | 0 | 0 | 0 | 0 | 0 | 0 | 0 | 0 | 0 | 0 | 0 | 0 | 0 | 0 | 0 | 0 | 0 | 0 | 0 | 0 | 0 | 0 | 0 | 0 | 0 | 0 | 0 | 0 | 0 | 0 | 0 | 0 | 0 | 0 | 0 | 0 | 0 | 0 | 0 | 0 | 0 | 0 | 0 | 0 | 0 | 0 | 0 | 0 | 0 | 0 | 0 | 0 | 0 | 0 | 0 | 0 | 0 | 0 | 0 | 0 | 0 | 0 | 0 | 0 | 0 | 0 | 0 | 0 | 0 | 0 | 0 | 0 | 0 | 0 | 0 | 0 | 0 | 0 | 0 | 0 | 0 | 0 | 0 | 0 | 0 | 0 | 0 | 0 | 0 | 0 | 0 | 0 | 0 | 0 | 0 | 0 | 0 | 0 | 0 | 0 | 0 | 0 | 0 | 0 | 0 | 0 | 0 | 0 | 0 | 0 | 0 | 0 | 0 | 0 | 0 | 0 | 0 | 0 | 0 | 0 | 0 | 0 | 0 | 0 | 0 | 0 | 0 | 0 | 0 | 0 | 0 | 0 | 0 | 0 | 0 | 0 | 0 | 0 | 0 | 0 | 0 | 0 | 0 | 0 | 0 | 0 | 0 | 0 | 0 | 0 | 0 | 0 | 0 | 0 | 0 | 0 | 0 | 0 | 0 | 0 | 0 | 0 | 0 | 0 | 0 | 0 | 0 | 0 | 0 | 0 | 0 | 0 | 0 | 0 | 0 | 0 | 0 | 0 | 0 | 0 | 0 | 0 | 0 | 0 | 0 | 0 | 0 | 0 | 0 | 0 | 0 | 0 | 0 | 0 | 0 | 0 | 0 | 0 | 0 | 0 | 0 | 0 | 0 | 0 | 0 | 0 | 0 | 0 | 0 | 0 | 0 | 0 | 0 | 0 | 0 | 0 | 0 | 0 | 0 | 0 | 0 | 0 | 0 | 0 | 0 | 0 | 0 | 0 | 0 | 0 | 0 | 0 | 0 | 0 | 0 | 0 | 0 | 0 | 0 | 0 | 0 | 0 | 0 | 0 | 0 | 0 | 0 | 0 | 0 | 0 | 0 | 0 | 0 | 0 | 0 | 0 | 0 | 0 | 0 | 0 | 0 | 0 | 0 | 0 | 259.8001 | 259.8944 | 259.9956 | 260.1028 | 260.2149 | 260.3313 | 260.4512 | 260.5738 | 260.6985 | 260.8247 | 260.9519 | 261.0796 | 261.2072 | 261.3344 | 261.4607 | 261.5857 | 261.7092 | 261.8239 | 261.9309 | 262.0293 | 262.1198 | 262.2031 | 262.2797 | 262.3501 | 262.4149 | 191.9776 | 192.0472 | 192.122 | 192.2012 | 192.2841 | 192.3701 | 192.4586 | 192.5492 | 192.6414 | 192.7347 | 192.8287 | 192.923 | 193.0173 | 193.1113 | 193.2046 | 193.297 | 193.3882 | 193.473 | 193.5521 | 193.6248 | 193.6916 | 193.7532 | 193.8098 | 193.8618 | 193.9097
WA_Industrial_Industrial - WA_Existing_Process_Natural Gas_Strategic Energy Management_A | WA | Industrial | Industrial - WA | Existing | Process | Natural Gas | Strategic Energy Management | A | WIM31 | No strategic energy management. | Implementation of strategic energy management. | 3 | 0.11556 | 0 | 0 | 0.12 | 0.02 | 0 | 0 | 0.28365 | 0.45 | sqft | 0% | 0% | Discretionary | Retro5Med | 81.71% | Process | 0% | 260.8981 |  | 192.7889 |  | 0 | DL20_COM_SEM-Misc-2021PLN-V4-1 | BEHAV_SEM-All-CPUC-2018_PG-2 | DL20_COM_SEM-Misc-2021PLN-V4-15 | No strategic energy management. | No strategic energy management. | No strategic energy management. | No strategic energy management. | No strategic energy management. | No strategic energy management. | No strategic energy management. | No strategic energy management. | No strategic energy management. | No strategic energy management. | No strategic energy management. | No strategic energy management. | No strategic energy management. | No strategic energy management. | No strategic energy management. | No strategic energy management. | No strategic energy management. | No strategic energy management. | No strategic energy management. | No strategic energy management. | No strategic energy management. | No strategic energy management. | No strategic energy management. | No strategic energy management. | No strategic energy management. | No strategic energy management. | No strategic energy management. | Implementation of strategic energy management. | Implementation of strategic energy management. | Implementation of strategic energy management. | Implementation of strategic energy management. | Implementation of strategic energy management. | Implementation of strategic energy management. | Implementation of strategic energy management. | Implementation of strategic energy management. | Implementation of strategic energy management. | Implementation of strategic energy management. | Implementation of strategic energy management. | Implementation of strategic energy management. | Implementation of strategic energy management. | Implementation of strategic energy management. | Implementation of strategic energy management. | Implementation of strategic energy management. | Implementation of strategic energy management. | Implementation of strategic energy management. | Implementation of strategic energy management. | Implementation of strategic energy management. | Implementation of strategic energy management. | Implementation of strategic energy management. | Implementation of strategic energy management. | Implementation of strategic energy management. | Implementation of strategic energy management. | Implementation of strategic energy management. | Implementation of strategic energy management. | 0.12 | 0.12 | 0.12 | 0.12 | 0.12 | 0.12 | 0.12 | 0.12 | 0.12 | 0.12 | 0.12 | 0.12 | 0.12 | 0.12 | 0.12 | 0.12 | 0.12 | 0.12 | 0.12 | 0.12 | 0.12 | 0.12 | 0.12 | 0.12 | 0.12 | 0.12 | 0.12 | 0 | 0 | 0.11458 | 0.11357 | 0.11254 | 0.1115 | 0.11042 | 0.10932 | 0.1082 | 0.10707 | 0.10594 | 0.1048 | 0.10368 | 0.10259 | 0.10152 | 0.10044 | 0.099362 | 0.098317 | 0.097259 | 0.096186 | 0.0951 | 0.093996 | 0.093629 | 0.093256 | 0.092876 | 0.092491 | 0.092099 | 0 | 0 | 0 | 0 | 0 | 0 | 0 | 0 | 0 | 0 | 0 | 0 | 0 | 0 | 0 | 0 | 0 | 0 | 0 | 0 | 0 | 0 | 0 | 0 | 0 | 0 | 0 | 0 | 0 | 0 | 0 | 0 | 0 | 0 | 0 | 0 | 0 | 0 | 0 | 0 | 0 | 0 | 0 | 0 | 0 | 0 | 0 | 0 | 0 | 0 | 0 | 0 | 0 | 0 | 0 | 0 | 0 | 0 | 0 | 0 | 0 | 0 | 0 | 0 | 0 | 0 | 0 | 0 | 0 | 0 | 0 | 0 | 0 | 0 | 0 | 0 | 0 | 0 | 0 | 0 | 0 | 0 | 0 | 0 | 0 | 0 | 0 | 0 | 0 | 0 | 0 | 0 | 0 | 0 | 0 | 0 | 0 | 0 | 0 | 0 | 0 | 0 | 0 | 0 | 0 | 0 | 0 | 0 | 0 | 0 | 0 | 0 | 0 | 0 | 0 | 0 | 0 | 0 | 0 | 0 | 0 | 0 | 0 | 0 | 0 | 0 | 0 | 0 | 0 | 0 | 0 | 0 | 0 | 0 | 0 | 0 | 0 | 0 | 0 | 0 | 0 | 0 | 0 | 0 | 0 | 0 | 0 | 0 | 0 | 0 | 0 | 0 | 0 | 0 | 0 | 0 | 0 | 0 | 0 | 0 | 0 | 0 | 0 | 0 | 0 | 0 | 0 | 0 | 0 | 0 | 0 | 0 | 0 | 0 | 0 | 0 | 0 | 0 | 0 | 0 | 0 | 0 | 0 | 0 | 0 | 0 | 0 | 0 | 0 | 0 | 0 | 0 | 0 | 0 | 0 | 0 | 0 | 0 | 0 | 0 | 0 | 0 | 0 | 0 | 0 | 0 | 0 | 0 | 0 | 0 | 0 | 0 | 0 | 0 | 0 | 0 | 0 | 0 | 0 | 0 | 0 | 0 | 0 | 0 | 0 | 0 | 0 | 0 | 0 | 0 | 0 | 0 | 0 | 0 | 0 | 0 | 0 | 0 | 0 | 0 | 0 | 0 | 0 | 0 | 0 | 0 | 0 | 0 | 0 | 0 | 0 | 0 | 0 | 0 | 0 | 0 | 0 | 0 | 0 | 0 | 0 | 0 | 0 | 0 | 0 | 0 | 0 | 0 | 0 | 0 | 0 | 0 | 0 | 0 | 0 | 0 | 0 | 0 | 0 | 0 | 0 | 0 | 0 | 0 | 0 | 0 | 0 | 0 | 0 | 0 | 0 | 0 | 0 | 0 | 0 | 0 | 0 | 0 | 0 | 0 | 0 | 0 | 0 | 0 | 0 | 0 | 0 | 0 | 0 | 0 | 0 | 0 | 0 | 0 | 0 | 0 | 0 | 0 | 0 | 0 | 0 | 0 | 0 | 0 | 0 | 0 | 0 | 0 | 0 | 0 | 0 | 0 | 0 | 0 | 0 | 0 | 0 | 0 | 0 | 0 | 0 | 0 | 0 | 0 | 0 | 0 | 0 | 0 | 0 | 0 | 0 | 0 | 0 | 0 | 0 | 0 | 0 | 0 | 0 | 0 | 0 | 0 | 0 | 0 | 0 | 0 | 0 | 0 | 0 | 0 | 0 | 0 | 0 | 0 | 0 | 0 | 0 | 0 | 0 | 0 | 0 | 0 | 0 | 0 | 0 | 0 | 0 | 0 | 0 | 0 | 0 | 0 | 0 | 0 | 0 | 0 | 0 | 0 | 0 | 0 | 259.8001 | 259.8944 | 259.9956 | 260.1028 | 260.2149 | 260.3313 | 260.4512 | 260.5738 | 260.6985 | 260.8247 | 260.9519 | 261.0796 | 261.2072 | 261.3344 | 261.4607 | 261.5857 | 261.7092 | 261.8239 | 261.9309 | 262.0293 | 262.1198 | 262.2031 | 262.2797 | 262.3501 | 262.4149 | 191.9776 | 192.0472 | 192.122 | 192.2012 | 192.2841 | 192.3701 | 192.4586 | 192.5492 | 192.6414 | 192.7347 | 192.8287 | 192.923 | 193.0173 | 193.1113 | 193.2046 | 193.297 | 193.3882 | 193.473 | 193.5521 | 193.6248 | 193.6916 | 193.7532 | 193.8098 | 193.8618 | 193.9097
WA_Industrial_Industrial - WA_Existing_Miscellaneous_Natural Gas_Strategic Energy Management_A | WA | Industrial | Industrial - WA | Existing | Miscellaneous | Natural Gas | Strategic Energy Management | A | WIM32 | No strategic energy management. | Implementation of strategic energy management. | 3 | 0.025233 | 0 | 0 | 0.12 | 0.02 | 0 | 0 | 0.28365 | 0.45 | sqft | 0% | 0% | Discretionary | Retro5Med | 81.71% | Miscellaneous | 0% | 260.8981 |  | 192.7889 |  | 0 | DL20_COM_SEM-Misc-2021PLN-V4-1 | BEHAV_SEM-All-CPUC-2018_PG-2 | DL20_COM_SEM-Misc-2021PLN-V4-15 | No strategic energy management. | No strategic energy management. | No strategic energy management. | No strategic energy management. | No strategic energy management. | No strategic energy management. | No strategic energy management. | No strategic energy management. | No strategic energy management. | No strategic energy management. | No strategic energy management. | No strategic energy management. | No strategic energy management. | No strategic energy management. | No strategic energy management. | No strategic energy management. | No strategic energy management. | No strategic energy management. | No strategic energy management. | No strategic energy management. | No strategic energy management. | No strategic energy management. | No strategic energy management. | No strategic energy management. | No strategic energy management. | No strategic energy management. | No strategic energy management. | Implementation of strategic energy management. | Implementation of strategic energy management. | Implementation of strategic energy management. | Implementation of strategic energy management. | Implementation of strategic energy management. | Implementation of strategic energy management. | Implementation of strategic energy management. | Implementation of strategic energy management. | Implementation of strategic energy management. | Implementation of strategic energy management. | Implementation of strategic energy management. | Implementation of strategic energy management. | Implementation of strategic energy management. | Implementation of strategic energy management. | Implementation of strategic energy management. | Implementation of strategic energy management. | Implementation of strategic energy management. | Implementation of strategic energy management. | Implementation of strategic energy management. | Implementation of strategic energy management. | Implementation of strategic energy management. | Implementation of strategic energy management. | Implementation of strategic energy management. | Implementation of strategic energy management. | Implementation of strategic energy management. | Implementation of strategic energy management. | Implementation of strategic energy management. | 0.12 | 0.12 | 0.12 | 0.12 | 0.12 | 0.12 | 0.12 | 0.12 | 0.12 | 0.12 | 0.12 | 0.12 | 0.12 | 0.12 | 0.12 | 0.12 | 0.12 | 0.12 | 0.12 | 0.12 | 0.12 | 0.12 | 0.12 | 0.12 | 0.12 | 0.12 | 0.12 | 0 | 0 | 0.025233 | 0.025233 | 0.025233 | 0.025233 | 0.025233 | 0.025233 | 0.025233 | 0.025233 | 0.025233 | 0.025233 | 0.025233 | 0.025233 | 0.025233 | 0.025233 | 0.025233 | 0.025233 | 0.025233 | 0.025233 | 0.025233 | 0.025233 | 0.025233 | 0.025233 | 0.025233 | 0.025233 | 0.025233 | 0 | 0 | 0 | 0 | 0 | 0 | 0 | 0 | 0 | 0 | 0 | 0 | 0 | 0 | 0 | 0 | 0 | 0 | 0 | 0 | 0 | 0 | 0 | 0 | 0 | 0 | 0 | 0 | 0 | 0 | 0 | 0 | 0 | 0 | 0 | 0 | 0 | 0 | 0 | 0 | 0 | 0 | 0 | 0 | 0 | 0 | 0 | 0 | 0 | 0 | 0 | 0 | 0 | 0 | 0 | 0 | 0 | 0 | 0 | 0 | 0 | 0 | 0 | 0 | 0 | 0 | 0 | 0 | 0 | 0 | 0 | 0 | 0 | 0 | 0 | 0 | 0 | 0 | 0 | 0 | 0 | 0 | 0 | 0 | 0 | 0 | 0 | 0 | 0 | 0 | 0 | 0 | 0 | 0 | 0 | 0 | 0 | 0 | 0 | 0 | 0 | 0 | 0 | 0 | 0 | 0 | 0 | 0 | 0 | 0 | 0 | 0 | 0 | 0 | 0 | 0 | 0 | 0 | 0 | 0 | 0 | 0 | 0 | 0 | 0 | 0 | 0 | 0 | 0 | 0 | 0 | 0 | 0 | 0 | 0 | 0 | 0 | 0 | 0 | 0 | 0 | 0 | 0 | 0 | 0 | 0 | 0 | 0 | 0 | 0 | 0 | 0 | 0 | 0 | 0 | 0 | 0 | 0 | 0 | 0 | 0 | 0 | 0 | 0 | 0 | 0 | 0 | 0 | 0 | 0 | 0 | 0 | 0 | 0 | 0 | 0 | 0 | 0 | 0 | 0 | 0 | 0 | 0 | 0 | 0 | 0 | 0 | 0 | 0 | 0 | 0 | 0 | 0 | 0 | 0 | 0 | 0 | 0 | 0 | 0 | 0 | 0 | 0 | 0 | 0 | 0 | 0 | 0 | 0 | 0 | 0 | 0 | 0 | 0 | 0 | 0 | 0 | 0 | 0 | 0 | 0 | 0 | 0 | 0 | 0 | 0 | 0 | 0 | 0 | 0 | 0 | 0 | 0 | 0 | 0 | 0 | 0 | 0 | 0 | 0 | 0 | 0 | 0 | 0 | 0 | 0 | 0 | 0 | 0 | 0 | 0 | 0 | 0 | 0 | 0 | 0 | 0 | 0 | 0 | 0 | 0 | 0 | 0 | 0 | 0 | 0 | 0 | 0 | 0 | 0 | 0 | 0 | 0 | 0 | 0 | 0 | 0 | 0 | 0 | 0 | 0 | 0 | 0 | 0 | 0 | 0 | 0 | 0 | 0 | 0 | 0 | 0 | 0 | 0 | 0 | 0 | 0 | 0 | 0 | 0 | 0 | 0 | 0 | 0 | 0 | 0 | 0 | 0 | 0 | 0 | 0 | 0 | 0 | 0 | 0 | 0 | 0 | 0 | 0 | 0 | 0 | 0 | 0 | 0 | 0 | 0 | 0 | 0 | 0 | 0 | 0 | 0 | 0 | 0 | 0 | 0 | 0 | 0 | 0 | 0 | 0 | 0 | 0 | 0 | 0 | 0 | 0 | 0 | 0 | 0 | 0 | 0 | 0 | 0 | 0 | 0 | 0 | 0 | 0 | 0 | 0 | 0 | 0 | 0 | 0 | 0 | 0 | 0 | 0 | 0 | 0 | 0 | 0 | 0 | 0 | 0 | 0 | 0 | 0 | 0 | 0 | 0 | 0 | 0 | 0 | 0 | 0 | 0 | 0 | 0 | 0 | 0 | 0 | 0 | 0 | 0 | 0 | 0 | 0 | 0 | 259.8001 | 259.8944 | 259.9956 | 260.1028 | 260.2149 | 260.3313 | 260.4512 | 260.5738 | 260.6985 | 260.8247 | 260.9519 | 261.0796 | 261.2072 | 261.3344 | 261.4607 | 261.5857 | 261.7092 | 261.8239 | 261.9309 | 262.0293 | 262.1198 | 262.2031 | 262.2797 | 262.3501 | 262.4149 | 191.9776 | 192.0472 | 192.122 | 192.2012 | 192.2841 | 192.3701 | 192.4586 | 192.5492 | 192.6414 | 192.7347 | 192.8287 | 192.923 | 193.0173 | 193.1113 | 193.2046 | 193.297 | 193.3882 | 193.473 | 193.5521 | 193.6248 | 193.6916 | 193.7532 | 193.8098 | 193.8618 | 193.9097
WA_Industrial_Industrial - WA_Existing_Space Heating_Natural Gas_Retrocommissioning_A | WA | Industrial | Industrial - WA | Existing | Space Heating | Natural Gas | Retrocommissioning | A | WIM33 | No retro commissioning. | Periodic recommissioning of building systems. | 3 | 0.038678 | 0 | 0 | 0.13 | 0.03 | 0 | 0 | 0.28365 | 0.45 | sqft | 20% | 40% | Discretionary | Retro5Med | 81.71% | Space Heating | 0% | 1002.9821 |  | 897.4005 |  | 0.07281 | COM_RCX-HVAC-AEG-1 | COM_RCX-Heating-7PLN-v5-18 | COM_RCX-HVAC-AEG-1 | No retro commissioning. | No retro commissioning. | No retro commissioning. | No retro commissioning. | No retro commissioning. | No retro commissioning. | No retro commissioning. | No retro commissioning. | No retro commissioning. | No retro commissioning. | No retro commissioning. | No retro commissioning. | No retro commissioning. | No retro commissioning. | No retro commissioning. | No retro commissioning. | No retro commissioning. | No retro commissioning. | No retro commissioning. | No retro commissioning. | No retro commissioning. | No retro commissioning. | No retro commissioning. | No retro commissioning. | No retro commissioning. | No retro commissioning. | No retro commissioning. | Periodic recommissioning of building systems. | Periodic recommissioning of building systems. | Periodic recommissioning of building systems. | Periodic recommissioning of building systems. | Periodic recommissioning of building systems. | Periodic recommissioning of building systems. | Periodic recommissioning of building systems. | Periodic recommissioning of building systems. | Periodic recommissioning of building systems. | Periodic recommissioning of building systems. | Periodic recommissioning of building systems. | Periodic recommissioning of building systems. | Periodic recommissioning of building systems. | Periodic recommissioning of building systems. | Periodic recommissioning of building systems. | Periodic recommissioning of building systems. | Periodic recommissioning of building systems. | Periodic recommissioning of building systems. | Periodic recommissioning of building systems. | Periodic recommissioning of building systems. | Periodic recommissioning of building systems. | Periodic recommissioning of building systems. | Periodic recommissioning of building systems. | Periodic recommissioning of building systems. | Periodic recommissioning of building systems. | Periodic recommissioning of building systems. | Periodic recommissioning of building systems. | 0.13 | 0.13 | 0.13 | 0.13 | 0.13 | 0.13 | 0.13 | 0.13 | 0.13 | 0.13 | 0.13 | 0.13 | 0.13 | 0.13 | 0.13 | 0.13 | 0.13 | 0.13 | 0.13 | 0.13 | 0.13 | 0.13 | 0.13 | 0.13 | 0.13 | 0.13 | 0.13 | 0 | 0 | 0.040718 | 0.040035 | 0.039314 | 0.038569 | 0.037789 | 0.037046 | 0.036274 | 0.035472 | 0.034642 | 0.033792 | 0.032935 | 0.032084 | 0.031241 | 0.030419 | 0.029627 | 0.028957 | 0.02832 | 0.027719 | 0.027145 | 0.026592 | 0.026093 | 0.025597 | 0.025103 | 0.024616 | 0.024131 | 0.084947 | 0.10078 | 0.11902 | 0.052744 | 0.051172 | 0.052635 | 0.048675 | 0.033453 | 0.00037224 | 0 | 0 | 0 | 0 | 0 | 0 | 0 | 0 | 0 | 0 | 0 | 0 | 0 | 0 | 0 | 0 | 0.084947 | 0.1843 | 0.30001 | 0.34706 | 0.39122 | 0.43616 | 0.47574 | 0.49868 | 0.48739 | 0.47543 | 0.46337 | 0.45139 | 0.43954 | 0.42798 | 0.41682 | 0.4074 | 0.39845 | 0.38999 | 0.38191 | 0.37412 | 0.36711 | 0.36013 | 0.35318 | 0.34632 | 0.33951 | 2086.2068 | 2517.3649 | 3027.4056 | 1367.542 | 1354.1516 | 1420.8235 | 1341.8935 | 943.1038 | 10.7452 | 0 | 0 | 0 | 0 | 0 | 0 | 0 | 0 | 0 | 0 | 0 | 0 | 0 | 0 | 0 | 0 | 2086.2068 | 4603.5717 | 7630.9772 | 8998.5192 | 10352.6708 | 11773.4943 | 13115.3878 | 14058.4916 | 14069.2367 | 14069.2367 | 14069.2367 | 14069.2367 | 14069.2367 | 14069.2367 | 14069.2367 | 14069.2367 | 14069.2367 | 14069.2367 | 14069.2367 | 14069.2367 | 14069.2367 | 14069.2367 | 14069.2367 | 14069.2367 | 14069.2367 | 0.07281 | 0.087082 | 0.10372 | 0.04637 | 0.045396 | 0.047118 | 0.043979 | 0.030518 | 0.00034297 | 0 | 0 | 0 | 0 | 0 | 0 | 0 | 0 | 0 | 0 | 0 | 0 | 0 | 0 | 0 | 0 | 0.07281 | 0.15925 | 0.26145 | 0.30512 | 0.34706 | 0.39043 | 0.42985 | 0.45492 | 0.44907 | 0.44258 | 0.43595 | 0.42933 | 0.42276 | 0.41636 | 0.41025 | 0.40536 | 0.40086 | 0.39681 | 0.39312 | 0.38975 | 0.38709 | 0.38451 | 0.38199 | 0.37951 | 0.37707 | 1773.2757 | 2139.7602 | 2573.2947 | 1162.4107 | 1151.0289 | 1207.6999 | 1140.6095 | 801.6382 | 9.1334 | 0 | 0 | 0 | 0 | 0 | 0 | 0 | 0 | 0 | 0 | 0 | 0 | 0 | 0 | 0 | 0 | 1773.2757 | 3913.0359 | 6486.3306 | 7648.7413 | 8799.7702 | 10007.4701 | 11148.0796 | 11949.7178 | 11958.8512 | 11958.8512 | 11958.8512 | 11958.8512 | 11958.8512 | 11958.8512 | 11958.8512 | 11958.8512 | 11958.8512 | 11958.8512 | 11958.8512 | 11958.8512 | 11958.8512 | 11958.8512 | 11958.8512 | 11958.8512 | 11958.8512 | 0.072816 | 0.087098 | 0.10376 | 0.046401 | 0.045441 | 0.047179 | 0.04405 | 0.030574 | 0.00034366 | 0 | 0 | 0 | 0 | 0 | 0 | 0 | 0 | 0 | 0 | 0 | 0 | 0 | 0 | 0 | 0 | 0.072816 | 0.15928 | 0.26155 | 0.30532 | 0.3474 | 0.39094 | 0.43053 | 0.45576 | 0.44997 | 0.44351 | 0.43688 | 0.43026 | 0.4237 | 0.41738 | 0.41143 | 0.40681 | 0.4027 | 0.39914 | 0.39604 | 0.39326 | 0.3912 | 0.38921 | 0.38728 | 0.38539 | 0.38353 | 1773.2757 | 2139.7602 | 2573.2947 | 1162.4107 | 1151.0289 | 1207.6999 | 1140.6095 | 801.6382 | 9.1334 | 0 | 0 | 0 | 0 | 0 | 0 | 0 | 0 | 0 | 0 | 0 | 0 | 0 | 0 | 0 | 0 | 1773.2757 | 3913.0359 | 6486.3306 | 7648.7413 | 8799.7702 | 10007.4701 | 11148.0796 | 11949.7178 | 11958.8512 | 11958.8512 | 11958.8512 | 11958.8512 | 11958.8512 | 11958.8512 | 11958.8512 | 11958.8512 | 11958.8512 | 11958.8512 | 11958.8512 | 11958.8512 | 11958.8512 | 11958.8512 | 11958.8512 | 11958.8512 | 11958.8512 | 0.072816 | 0.087098 | 0.10376 | 0.046401 | 0.045441 | 0.047179 | 0.04405 | 0.030574 | 0.00034366 | 0 | 0 | 0 | 0 | 0 | 0 | 0 | 0 | 0 | 0 | 0 | 0 | 0 | 0 | 0 | 0 | 0.072816 | 0.15928 | 0.26155 | 0.30532 | 0.3474 | 0.39094 | 0.43053 | 0.45576 | 0.44997 | 0.44351 | 0.43688 | 0.43026 | 0.4237 | 0.41738 | 0.41143 | 0.40681 | 0.4027 | 0.39914 | 0.39604 | 0.39326 | 0.3912 | 0.38921 | 0.38728 | 0.38539 | 0.38353 | 1773.2757 | 2139.7602 | 2573.2947 | 1162.4107 | 1151.0289 | 1207.6999 | 1140.6095 | 801.6382 | 9.1334 | 0 | 0 | 0 | 0 | 0 | 0 | 0 | 0 | 0 | 0 | 0 | 0 | 0 | 0 | 0 | 0 | 1773.2757 | 3913.0359 | 6486.3306 | 7648.7413 | 8799.7702 | 10007.4701 | 11148.0796 | 11949.7178 | 11958.8512 | 11958.8512 | 11958.8512 | 11958.8512 | 11958.8512 | 11958.8512 | 11958.8512 | 11958.8512 | 11958.8512 | 11958.8512 | 11958.8512 | 11958.8512 | 11958.8512 | 11958.8512 | 11958.8512 | 11958.8512 | 11958.8512 | 981.1051 | 982.9535 | 984.9435 | 987.0572 | 989.2783 | 991.5915 | 993.9825 | 996.4383 | 998.9463 | 1001.4953 | 1004.0743 | 1006.6732 | 1009.2826 | 1011.8935 | 1014.4976 | 1017.087 | 1019.6542 | 1022.049 | 1024.2897 | 1026.3581 | 1028.2669 | 1030.0279 | 1031.6523 | 1033.1502 | 1034.5313 | 877.8265 | 879.4803 | 881.2608 | 883.152 | 885.1393 | 887.209 | 889.3483 | 891.5455 | 893.7896 | 896.0702 | 898.3777 | 900.7031 | 903.0378 | 905.3739 | 907.7039 | 910.0206 | 912.3176 | 914.4603 | 916.4651 | 918.3158 | 920.0237 | 921.5993 | 923.0527 | 924.3929 | 925.6286
WA_Industrial_Industrial - WA_Existing_Process_Natural Gas_Retrocommissioning_A | WA | Industrial | Industrial - WA | Existing | Process | Natural Gas | Retrocommissioning | A | WIM34 | No retro commissioning. | Periodic recommissioning of building systems. | 3 | 0 | 0 | 0 | 0.13 | 0.03 | 0 | 0 | 0.28365 | 0.45 | sqft | 20% | 40% | Discretionary | Retro5Med | 81.71% | Process | 0% | 1002.9821 |  | 897.4005 |  | 0 | COM_RCX-HVAC-AEG-1 | COM_RCX-Heating-7PLN-v5-18 | COM_RCX-HVAC-AEG-1 | No retro commissioning. | No retro commissioning. | No retro commissioning. | No retro commissioning. | No retro commissioning. | No retro commissioning. | No retro commissioning. | No retro commissioning. | No retro commissioning. | No retro commissioning. | No retro commissioning. | No retro commissioning. | No retro commissioning. | No retro commissioning. | No retro commissioning. | No retro commissioning. | No retro commissioning. | No retro commissioning. | No retro commissioning. | No retro commissioning. | No retro commissioning. | No retro commissioning. | No retro commissioning. | No retro commissioning. | No retro commissioning. | No retro commissioning. | No retro commissioning. | Periodic recommissioning of building systems. | Periodic recommissioning of building systems. | Periodic recommissioning of building systems. | Periodic recommissioning of building systems. | Periodic recommissioning of building systems. | Periodic recommissioning of building systems. | Periodic recommissioning of building systems. | Periodic recommissioning of building systems. | Periodic recommissioning of building systems. | Periodic recommissioning of building systems. | Periodic recommissioning of building systems. | Periodic recommissioning of building systems. | Periodic recommissioning of building systems. | Periodic recommissioning of building systems. | Periodic recommissioning of building systems. | Periodic recommissioning of building systems. | Periodic recommissioning of building systems. | Periodic recommissioning of building systems. | Periodic recommissioning of building systems. | Periodic recommissioning of building systems. | Periodic recommissioning of building systems. | Periodic recommissioning of building systems. | Periodic recommissioning of building systems. | Periodic recommissioning of building systems. | Periodic recommissioning of building systems. | Periodic recommissioning of building systems. | Periodic recommissioning of building systems. | 0.13 | 0.13 | 0.13 | 0.13 | 0.13 | 0.13 | 0.13 | 0.13 | 0.13 | 0.13 | 0.13 | 0.13 | 0.13 | 0.13 | 0.13 | 0.13 | 0.13 | 0.13 | 0.13 | 0.13 | 0.13 | 0.13 | 0.13 | 0.13 | 0.13 | 0.13 | 0.13 | 0 | 0 | 0 | 0 | 0 | 0 | 0 | 0 | 0 | 0 | 0 | 0 | 0 | 0 | 0 | 0 | 0 | 0 | 0 | 0 | 0 | 0 | 0 | 0 | 0 | 0 | 0 | 0 | 0 | 0 | 0 | 0 | 0 | 0 | 0 | 0 | 0 | 0 | 0 | 0 | 0 | 0 | 0 | 0 | 0 | 0 | 0 | 0 | 0 | 0 | 0 | 0 | 0 | 0 | 0 | 0 | 0 | 0 | 0 | 0 | 0 | 0 | 0 | 0 | 0 | 0 | 0 | 0 | 0 | 0 | 0 | 0 | 0 | 0 | 0 | 0 | 0 | 8344.827 | 10069.4596 | 12109.6223 | 5470.168 | 5416.6064 | 5683.2939 | 5367.5739 | 3772.4152 | 42.9807 | 0 | 0 | 0 | 0 | 0 | 0 | 0 | 0 | 0 | 0 | 0 | 0 | 0 | 0 | 0 | 0 | 8344.827 | 18414.2866 | 30523.9089 | 35994.0769 | 41410.6833 | 47093.9771 | 52461.5511 | 56233.9663 | 56276.9469 | 56276.9469 | 56276.9469 | 56276.9469 | 56276.9469 | 56276.9469 | 56276.9469 | 56276.9469 | 56276.9469 | 56276.9469 | 56276.9469 | 56276.9469 | 56276.9469 | 56276.9469 | 56276.9469 | 56276.9469 | 56276.9469 | 0 | 0 | 0 | 0 | 0 | 0 | 0 | 0 | 0 | 0 | 0 | 0 | 0 | 0 | 0 | 0 | 0 | 0 | 0 | 0 | 0 | 0 | 0 | 0 | 0 | 0 | 0 | 0 | 0 | 0 | 0 | 0 | 0 | 0 | 0 | 0 | 0 | 0 | 0 | 0 | 0 | 0 | 0 | 0 | 0 | 0 | 0 | 0 | 0 | 0 | 7093.103 | 8559.0406 | 10293.1789 | 4649.6428 | 4604.1154 | 4830.7998 | 4562.4379 | 3206.5529 | 36.5336 | 0 | 0 | 0 | 0 | 0 | 0 | 0 | 0 | 0 | 0 | 0 | 0 | 0 | 0 | 0 | 0 | 7093.103 | 15652.1436 | 25945.3225 | 30594.9654 | 35199.0808 | 40029.8806 | 44592.3184 | 47798.8713 | 47835.4049 | 47835.4049 | 47835.4049 | 47835.4049 | 47835.4049 | 47835.4049 | 47835.4049 | 47835.4049 | 47835.4049 | 47835.4049 | 47835.4049 | 47835.4049 | 47835.4049 | 47835.4049 | 47835.4049 | 47835.4049 | 47835.4049 | 0 | 0 | 0 | 0 | 0 | 0 | 0 | 0 | 0 | 0 | 0 | 0 | 0 | 0 | 0 | 0 | 0 | 0 | 0 | 0 | 0 | 0 | 0 | 0 | 0 | 0 | 0 | 0 | 0 | 0 | 0 | 0 | 0 | 0 | 0 | 0 | 0 | 0 | 0 | 0 | 0 | 0 | 0 | 0 | 0 | 0 | 0 | 0 | 0 | 0 | 7093.103 | 8559.0406 | 10293.1789 | 4649.6428 | 4604.1154 | 4830.7998 | 4562.4379 | 3206.5529 | 36.5336 | 0 | 0 | 0 | 0 | 0 | 0 | 0 | 0 | 0 | 0 | 0 | 0 | 0 | 0 | 0 | 0 | 7093.103 | 15652.1436 | 25945.3225 | 30594.9654 | 35199.0808 | 40029.8806 | 44592.3184 | 47798.8713 | 47835.4049 | 47835.4049 | 47835.4049 | 47835.4049 | 47835.4049 | 47835.4049 | 47835.4049 | 47835.4049 | 47835.4049 | 47835.4049 | 47835.4049 | 47835.4049 | 47835.4049 | 47835.4049 | 47835.4049 | 47835.4049 | 47835.4049 | 0 | 0 | 0 | 0 | 0 | 0 | 0 | 0 | 0 | 0 | 0 | 0 | 0 | 0 | 0 | 0 | 0 | 0 | 0 | 0 | 0 | 0 | 0 | 0 | 0 | 0 | 0 | 0 | 0 | 0 | 0 | 0 | 0 | 0 | 0 | 0 | 0 | 0 | 0 | 0 | 0 | 0 | 0 | 0 | 0 | 0 | 0 | 0 | 0 | 0 | 7093.103 | 8559.0406 | 10293.1789 | 4649.6428 | 4604.1154 | 4830.7998 | 4562.4379 | 3206.5529 | 36.5336 | 0 | 0 | 0 | 0 | 0 | 0 | 0 | 0 | 0 | 0 | 0 | 0 | 0 | 0 | 0 | 0 | 7093.103 | 15652.1436 | 25945.3225 | 30594.9654 | 35199.0808 | 40029.8806 | 44592.3184 | 47798.8713 | 47835.4049 | 47835.4049 | 47835.4049 | 47835.4049 | 47835.4049 | 47835.4049 | 47835.4049 | 47835.4049 | 47835.4049 | 47835.4049 | 47835.4049 | 47835.4049 | 47835.4049 | 47835.4049 | 47835.4049 | 47835.4049 | 47835.4049 | 981.1051 | 982.9535 | 984.9435 | 987.0572 | 989.2783 | 991.5915 | 993.9825 | 996.4383 | 998.9463 | 1001.4953 | 1004.0743 | 1006.6732 | 1009.2826 | 1011.8935 | 1014.4976 | 1017.087 | 1019.6542 | 1022.049 | 1024.2897 | 1026.3581 | 1028.2669 | 1030.0279 | 1031.6523 | 1033.1502 | 1034.5313 | 877.8265 | 879.4803 | 881.2608 | 883.152 | 885.1393 | 887.209 | 889.3483 | 891.5455 | 893.7896 | 896.0702 | 898.3777 | 900.7031 | 903.0378 | 905.3739 | 907.7039 | 910.0206 | 912.3176 | 914.4603 | 916.4651 | 918.3158 | 920.0237 | 921.5993 | 923.0527 | 924.3929 | 925.6286
WA_Industrial_Industrial - WA_New_Space Heating_Natural Gas_Insulation - Ceiling_A | WA | Industrial | Industrial - WA | New | Space Heating | Natural Gas | Insulation - Ceiling | A | WIM35 | R-13 | R-38 | 22 | 0.075285 | 0 | 0 | 0.79 | 0.03 | 0 | 0 | 0.24319 | 0.25 | sqft roof | 0% | 0% | Discretionary | Retro1Slow | 84.81% | Space Heating | 0% | 839.5361 |  | 474.896 |  | 0 | Avista TRM | Avista TRM | Avista TRM | R-13 | R-13 | R-13 | R-13 | R-13 | R-13 | R-13 | R-13 | R-13 | R-13 | R-13 | R-13 | R-13 | R-13 | R-13 | R-13 | R-13 | R-13 | R-13 | R-13 | R-13 | R-13 | R-13 | R-13 | R-13 | R-13 | R-13 | R-38 | R-38 | R-38 | R-38 | R-38 | R-38 | R-38 | R-38 | R-38 | R-38 | R-38 | R-38 | R-38 | R-38 | R-38 | R-38 | R-38 | R-38 | R-38 | R-38 | R-38 | R-38 | R-38 | R-38 | R-38 | R-38 | R-38 | 0.79 | 0.79 | 0.79 | 0.79 | 0.79 | 0.79 | 0.79 | 0.79 | 0.79 | 0.79 | 0.79 | 0.79 | 0.79 | 0.79 | 0.79 | 0.79 | 0.79 | 0.79 | 0.79 | 0.79 | 0.79 | 0.79 | 0.79 | 0.79 | 0.79 | 0.79 | 0.79 | 0 | 0 | 0.064911 | 0.06256 | 0.060856 | 0.059778 | 0.059093 | 0.058577 | 0.05817 | 0.057834 | 0.057545 | 0.057298 | 0.057084 | 0.056898 | 0.056733 | 0.056579 | 0.056431 | 0.056362 | 0.056293 | 0.056184 | 0.056035 | 0.05586 | 0.055577 | 0.055164 | 0.05469 | 0.054228 | 0.053741 | 0 | 0 | 0 | 0 | 0 | 0 | 0 | 0 | 0 | 0 | 0 | 0 | 0 | 0 | 0 | 0 | 0 | 0 | 0 | 0 | 0 | 0 | 0 | 0 | 0 | 0 | 0 | 0 | 0 | 0 | 0 | 0 | 0 | 0 | 0 | 0 | 0 | 0 | 0 | 0 | 0 | 0 | 0 | 0 | 0 | 0 | 0 | 0 | 0 | 0 | 0 | 0 | 0 | 0 | 0 | 0 | 0 | 0 | 0 | 0 | 0 | 0 | 0 | 0 | 0 | 0 | 0 | 0 | 0 | 0 | 0 | 0 | 0 | 0 | 0 | 0 | 0 | 0 | 0 | 0 | 0 | 0 | 0 | 0 | 0 | 0 | 0 | 0 | 0 | 0 | 0 | 0 | 0 | 0 | 0 | 0 | 0 | 0 | 0 | 0 | 0 | 0 | 0 | 0 | 0 | 0 | 0 | 0 | 0 | 0 | 0 | 0 | 0 | 0 | 0 | 0 | 0 | 0 | 0 | 0 | 0 | 0 | 0 | 0 | 0 | 0 | 0 | 0 | 0 | 0 | 0 | 0 | 0 | 0 | 0 | 0 | 0 | 0 | 0 | 0 | 0 | 0 | 0 | 0 | 0 | 0 | 0 | 0 | 0 | 0 | 0 | 0 | 0 | 0 | 0 | 0 | 0 | 0 | 0 | 0 | 0 | 0 | 0 | 0 | 0 | 0 | 0 | 0 | 0 | 0 | 0 | 0 | 0 | 0 | 0 | 0 | 0 | 0 | 0 | 0 | 0 | 0 | 0 | 0 | 0 | 0 | 0 | 0 | 0 | 0 | 0 | 0 | 0 | 0 | 0 | 0 | 0 | 0 | 0 | 0 | 0 | 0 | 0 | 0 | 0 | 0 | 0 | 0 | 0 | 0 | 0 | 0 | 0 | 0 | 0 | 0 | 0 | 0 | 0 | 0 | 0 | 0 | 0 | 0 | 0 | 0 | 0 | 0 | 0 | 0 | 0 | 0 | 0 | 0 | 0 | 0 | 0 | 0 | 0 | 0 | 0 | 0 | 0 | 0 | 0 | 0 | 0 | 0 | 0 | 0 | 0 | 0 | 0 | 0 | 0 | 0 | 0 | 0 | 0 | 0 | 0 | 0 | 0 | 0 | 0 | 0 | 0 | 0 | 0 | 0 | 0 | 0 | 0 | 0 | 0 | 0 | 0 | 0 | 0 | 0 | 0 | 0 | 0 | 0 | 0 | 0 | 0 | 0 | 0 | 0 | 0 | 0 | 0 | 0 | 0 | 0 | 0 | 0 | 0 | 0 | 0 | 0 | 0 | 0 | 0 | 0 | 0 | 0 | 0 | 0 | 0 | 0 | 0 | 0 | 0 | 0 | 0 | 0 | 0 | 0 | 0 | 0 | 0 | 0 | 0 | 0 | 0 | 0 | 0 | 0 | 0 | 0 | 0 | 0 | 0 | 0 | 0 | 0 | 0 | 0 | 0 | 0 | 0 | 0 | 0 | 0 | 0 | 0 | 0 | 0 | 0 | 0 | 0 | 0 | 0 | 0 | 0 | 0 | 0 | 0 | 0 | 0 | 0 | 0 | 0 | 0 | 0 | 0 | 0 | 0 | 0 | 0 | 0 | 0 | 0 | 0 | 0 | 0 | 0 | 0 | 0 | 0 | 0 | 0 | 0 | 0 | 0 | 0 | 0 | 0 | 0 | 0 | 0 | 0 | 0 | 0 | 0 | 0 | 0 | 0 | 824.1642 | 830.7631 | 834.0587 | 836.0454 | 837.168 | 838.1215 | 838.9413 | 839.6536 | 840.2782 | 840.8302 | 841.3215 | 841.7616 | 842.1581 | 842.5169 | 842.8433 | 843.1414 | 843.4147 | 843.9819 | 844.7467 | 845.4239 | 846.0246 | 846.5584 | 847.0338 | 847.4576 | 847.8361 | 466.2007 | 469.9334 | 471.7976 | 472.9214 | 473.5565 | 474.0958 | 474.5596 | 474.9625 | 475.3158 | 475.628 | 475.906 | 476.1549 | 476.3791 | 476.5822 | 476.7668 | 476.9354 | 477.09 | 477.4108 | 477.8435 | 478.2265 | 478.5663 | 478.8683 | 479.1372 | 479.3769 | 479.591
WA_Industrial_Industrial - WA_New_Space Heating_Natural Gas_Insulation - Wall Cavity_A | WA | Industrial | Industrial - WA | New | Space Heating | Natural Gas | Insulation - Wall Cavity | A | WIM36 | R-9 | R-23 | 22 | 0.10898 | 0 | 0 | 0.67 | 0.08 | 0 | 0 | 0.24319 | 0.25 | sqft wall | 0% | 0% | Discretionary | Retro1Slow | 84.81% | Space Heating | 0% | -6.2178 |  | 278.2199 |  | 0 | Avista TRM | Avista TRM | Avista TRM | R-9 | R-9 | R-9 | R-9 | R-9 | R-9 | R-9 | R-9 | R-9 | R-9 | R-9 | R-9 | R-9 | R-9 | R-9 | R-9 | R-9 | R-9 | R-9 | R-9 | R-9 | R-9 | R-9 | R-9 | R-9 | R-9 | R-9 | R-23 | R-23 | R-23 | R-23 | R-23 | R-23 | R-23 | R-23 | R-23 | R-23 | R-23 | R-23 | R-23 | R-23 | R-23 | R-23 | R-23 | R-23 | R-23 | R-23 | R-23 | R-23 | R-23 | R-23 | R-23 | R-23 | R-23 | 0.67 | 0.67 | 0.67 | 0.67 | 0.67 | 0.67 | 0.67 | 0.67 | 0.67 | 0.67 | 0.67 | 0.67 | 0.67 | 0.67 | 0.67 | 0.67 | 0.67 | 0.67 | 0.67 | 0.67 | 0.67 | 0.67 | 0.67 | 0.67 | 0.67 | 0.67 | 0.67 | 0 | 0 | 0.093967 | 0.090564 | 0.088097 | 0.086536 | 0.085545 | 0.084798 | 0.084208 | 0.083722 | 0.083304 | 0.082946 | 0.082637 | 0.082368 | 0.082128 | 0.081906 | 0.081692 | 0.081591 | 0.081492 | 0.081334 | 0.081118 | 0.080864 | 0.080454 | 0.079857 | 0.079171 | 0.078502 | 0.077797 | 0 | 0 | 0 | 0 | 0 | 0 | 0 | 0 | 0 | 0 | 0 | 0 | 0 | 0 | 0 | 0 | 0 | 0 | 0 | 0 | 0 | 0 | 0 | 0 | 0 | 0 | 0 | 0 | 0 | 0 | 0 | 0 | 0 | 0 | 0 | 0 | 0 | 0 | 0 | 0 | 0 | 0 | 0 | 0 | 0 | 0 | 0 | 0 | 0 | 0 | 0 | 0 | 0 | 0 | 0 | 0 | 0 | 0 | 0 | 0 | 0 | 0 | 0 | 0 | 0 | 0 | 0 | 0 | 0 | 0 | 0 | 0 | 0 | 0 | 0 | 0 | 0 | 0 | 0 | 0 | 0 | 0 | 0 | 0 | 0 | 0 | 0 | 0 | 0 | 0 | 0 | 0 | 0 | 0 | 0 | 0 | 0 | 0 | 0 | 0 | 0 | 0 | 0 | 0 | 0 | 0 | 0 | 0 | 0 | 0 | 0 | 0 | 0 | 0 | 0 | 0 | 0 | 0 | 0 | 0 | 0 | 0 | 0 | 0 | 0 | 0 | 0 | 0 | 0 | 0 | 0 | 0 | 0 | 0 | 0 | 0 | 0 | 0 | 0 | 0 | 0 | 0 | 0 | 0 | 0 | 0 | 0 | 0 | 0 | 0 | 0 | 0 | 0 | 0 | 0 | 0 | 0 | 0 | 0 | 0 | 0 | 0 | 0 | 0 | 0 | 0 | 0 | 0 | 0 | 0 | 0 | 0 | 0 | 0 | 0 | 0 | 0 | 0 | 0 | 0 | 0 | 0 | 0 | 0 | 0 | 0 | 0 | 0 | 0 | 0 | 0 | 0 | 0 | 0 | 0 | 0 | 0 | 0 | 0 | 0 | 0 | 0 | 0 | 0 | 0 | 0 | 0 | 0 | 0 | 0 | 0 | 0 | 0 | 0 | 0 | 0 | 0 | 0 | 0 | 0 | 0 | 0 | 0 | 0 | 0 | 0 | 0 | 0 | 0 | 0 | 0 | 0 | 0 | 0 | 0 | 0 | 0 | 0 | 0 | 0 | 0 | 0 | 0 | 0 | 0 | 0 | 0 | 0 | 0 | 0 | 0 | 0 | 0 | 0 | 0 | 0 | 0 | 0 | 0 | 0 | 0 | 0 | 0 | 0 | 0 | 0 | 0 | 0 | 0 | 0 | 0 | 0 | 0 | 0 | 0 | 0 | 0 | 0 | 0 | 0 | 0 | 0 | 0 | 0 | 0 | 0 | 0 | 0 | 0 | 0 | 0 | 0 | 0 | 0 | 0 | 0 | 0 | 0 | 0 | 0 | 0 | 0 | 0 | 0 | 0 | 0 | 0 | 0 | 0 | 0 | 0 | 0 | 0 | 0 | 0 | 0 | 0 | 0 | 0 | 0 | 0 | 0 | 0 | 0 | 0 | 0 | 0 | 0 | 0 | 0 | 0 | 0 | 0 | 0 | 0 | 0 | 0 | 0 | 0 | 0 | 0 | 0 | 0 | 0 | 0 | 0 | 0 | 0 | 0 | 0 | 0 | 0 | 0 | 0 | 0 | 0 | 0 | 0 | 0 | 0 | 0 | 0 | 0 | 0 | 0 | 0 | 0 | 0 | 0 | 0 | 0 | 0 | 0 | 0 | 0 | 0 | 0 | 0 | 0 | 0 | 0 | 0 | 0 | 0 | 0 | 0 | 0 | 0 | 0 | 0 | 0 | 0 | 0 | 0 | 0 | 0 | 0 | 0 | 0 | 0 | -6.104 | -6.1529 | -6.1773 | -6.192 | -6.2003 | -6.2074 | -6.2134 | -6.2187 | -6.2233 | -6.2274 | -6.2311 | -6.2343 | -6.2373 | -6.2399 | -6.2423 | -6.2445 | -6.2466 | -6.2508 | -6.2564 | -6.2614 | -6.2659 | -6.2699 | -6.2734 | -6.2765 | -6.2793 | 273.1257 | 275.3126 | 276.4048 | 277.0631 | 277.4352 | 277.7512 | 278.0229 | 278.2589 | 278.4659 | 278.6488 | 278.8116 | 278.9575 | 279.0889 | 279.2078 | 279.316 | 279.4148 | 279.5053 | 279.6933 | 279.9467 | 280.1711 | 280.3702 | 280.5471 | 280.7047 | 280.8451 | 280.9706
WA_Industrial_Industrial - WA_New_Space Heating_Natural Gas_Insulation - Ducting_A | WA | Industrial | Industrial - WA | New | Space Heating | Natural Gas | Insulation - Ducting | A | WIM37 | R-4 | R-8 | 20 | 0.048539 | 0 | 0 | 0.96 | 0.03 | 0 | 0 | 0.24319 | 0.45 | sqft duct | 0% | 0% | Discretionary | Retro1Slow | 84.81% | Furnace | 0% | 2290.0738 |  | 1378.046 |  | 0 | INS_DCT-All-DEER-1 | INS_DCT-All-DEER-1 | Building Energy Simulation Tool | R-4 | R-4 | R-4 | R-4 | R-4 | R-4 | R-4 | R-4 | R-4 | R-4 | R-4 | R-4 | R-4 | R-4 | R-4 | R-4 | R-4 | R-4 | R-4 | R-4 | R-4 | R-4 | R-4 | R-4 | R-4 | R-4 | R-4 | R-8 | R-8 | R-8 | R-8 | R-8 | R-8 | R-8 | R-8 | R-8 | R-8 | R-8 | R-8 | R-8 | R-8 | R-8 | R-8 | R-8 | R-8 | R-8 | R-8 | R-8 | R-8 | R-8 | R-8 | R-8 | R-8 | R-8 | 0.96 | 0.96 | 0.96 | 0.96 | 0.96 | 0.96 | 0.96 | 0.96 | 0.96 | 0.96 | 0.96 | 0.96 | 0.96 | 0.96 | 0.96 | 0.96 | 0.96 | 0.96 | 0.96 | 0.96 | 0.96 | 0.96 | 0.96 | 0.96 | 0.96 | 0.96 | 0.96 | 0 | 0 | 0.041819 | 0.039481 | 0.037997 | 0.037078 | 0.036508 | 0.036067 | 0.035715 | 0.035423 | 0.035173 | 0.034958 | 0.034773 | 0.034612 | 0.034468 | 0.034337 | 0.034214 | 0.034143 | 0.034076 | 0.033952 | 0.033781 | 0.033606 | 0.033373 | 0.033071 | 0.032738 | 0.03242 | 0.032091 | 0 | 0 | 0 | 0 | 0 | 0 | 0 | 0 | 0 | 0 | 0 | 0 | 0 | 0 | 0 | 0 | 0 | 0 | 0 | 0 | 0 | 0 | 0 | 0 | 0 | 0 | 0 | 0 | 0 | 0 | 0 | 0 | 0 | 0 | 0 | 0 | 0 | 0 | 0 | 0 | 0 | 0 | 0 | 0 | 0 | 0 | 0 | 0 | 0 | 0 | 0 | 0 | 0 | 0 | 0 | 0 | 0 | 0 | 0 | 0 | 0 | 0 | 0 | 0 | 0 | 0 | 0 | 0 | 0 | 0 | 0 | 0 | 0 | 0 | 0 | 0 | 0 | 0 | 0 | 0 | 0 | 0 | 0 | 0 | 0 | 0 | 0 | 0 | 0 | 0 | 0 | 0 | 0 | 0 | 0 | 0 | 0 | 0 | 0 | 0 | 0 | 0 | 0 | 0 | 0 | 0 | 0 | 0 | 0 | 0 | 0 | 0 | 0 | 0 | 0 | 0 | 0 | 0 | 0 | 0 | 0 | 0 | 0 | 0 | 0 | 0 | 0 | 0 | 0 | 0 | 0 | 0 | 0 | 0 | 0 | 0 | 0 | 0 | 0 | 0 | 0 | 0 | 0 | 0 | 0 | 0 | 0 | 0 | 0 | 0 | 0 | 0 | 0 | 0 | 0 | 0 | 0 | 0 | 0 | 0 | 0 | 0 | 0 | 0 | 0 | 0 | 0 | 0 | 0 | 0 | 0 | 0 | 0 | 0 | 0 | 0 | 0 | 0 | 0 | 0 | 0 | 0 | 0 | 0 | 0 | 0 | 0 | 0 | 0 | 0 | 0 | 0 | 0 | 0 | 0 | 0 | 0 | 0 | 0 | 0 | 0 | 0 | 0 | 0 | 0 | 0 | 0 | 0 | 0 | 0 | 0 | 0 | 0 | 0 | 0 | 0 | 0 | 0 | 0 | 0 | 0 | 0 | 0 | 0 | 0 | 0 | 0 | 0 | 0 | 0 | 0 | 0 | 0 | 0 | 0 | 0 | 0 | 0 | 0 | 0 | 0 | 0 | 0 | 0 | 0 | 0 | 0 | 0 | 0 | 0 | 0 | 0 | 0 | 0 | 0 | 0 | 0 | 0 | 0 | 0 | 0 | 0 | 0 | 0 | 0 | 0 | 0 | 0 | 0 | 0 | 0 | 0 | 0 | 0 | 0 | 0 | 0 | 0 | 0 | 0 | 0 | 0 | 0 | 0 | 0 | 0 | 0 | 0 | 0 | 0 | 0 | 0 | 0 | 0 | 0 | 0 | 0 | 0 | 0 | 0 | 0 | 0 | 0 | 0 | 0 | 0 | 0 | 0 | 0 | 0 | 0 | 0 | 0 | 0 | 0 | 0 | 0 | 0 | 0 | 0 | 0 | 0 | 0 | 0 | 0 | 0 | 0 | 0 | 0 | 0 | 0 | 0 | 0 | 0 | 0 | 0 | 0 | 0 | 0 | 0 | 0 | 0 | 0 | 0 | 0 | 0 | 0 | 0 | 0 | 0 | 0 | 0 | 0 | 0 | 0 | 0 | 0 | 0 | 0 | 0 | 0 | 0 | 0 | 0 | 0 | 0 | 0 | 0 | 0 | 0 | 0 | 0 | 0 | 0 | 0 | 0 | 0 | 0 | 0 | 0 | 0 | 0 | 0 | 0 | 0 | 0 | 0 | 0 | 0 | 0 | 0 | 0 | 0 | 0 | 0 | 0 | 0 | 0 | 0 | 0 | 2143.9019 | 2204.9572 | 2236.3871 | 2255.6467 | 2266.6366 | 2276.0317 | 2284.1548 | 2291.2467 | 2297.4914 | 2303.0313 | 2307.9787 | 2312.4233 | 2316.4375 | 2320.0804 | 2323.4008 | 2326.4393 | 2329.23 | 2335.0374 | 2342.9021 | 2349.8975 | 2356.1289 | 2361.6875 | 2366.6525 | 2371.0928 | 2375.0685 | 1290.0874 | 1326.8272 | 1345.7401 | 1357.3295 | 1363.9427 | 1369.5962 | 1374.4842 | 1378.7517 | 1382.5094 | 1385.8431 | 1388.8202 | 1391.4947 | 1393.9102 | 1396.1023 | 1398.1004 | 1399.9288 | 1401.6081 | 1405.1026 | 1409.8352 | 1414.0447 | 1417.7944 | 1421.1393 | 1424.127 | 1426.7989 | 1429.1913
WA_Industrial_Industrial - WA_New_Space Heating_Natural Gas_Ducting - Repair and Sealing_A | WA | Industrial | Industrial - WA | New | Space Heating | Natural Gas | Ducting - Repair and Sealing | A | WIM38 | 20% Leakage | Sealed | 18 | 0.19276 | 0 | 0 | 0.65 | 0.11 | 0 | 0 | 0.19525 | 0.45 | sqft duct | 0% | 0% | Discretionary | Retro1Slow | 84.81% | Furnace | 0% | -105.1194 |  | 230.4486 |  | 0 | DCT_RPR-All-DEER-1 | DCT_RPR-Cooling-RTF-1 | Building Energy Simulation Tool | 20% Leakage | 20% Leakage | 20% Leakage | 20% Leakage | 20% Leakage | 20% Leakage | 20% Leakage | 20% Leakage | 20% Leakage | 20% Leakage | 20% Leakage | 20% Leakage | 20% Leakage | 20% Leakage | 20% Leakage | 20% Leakage | 20% Leakage | 20% Leakage | 20% Leakage | 20% Leakage | 20% Leakage | 20% Leakage | 20% Leakage | 20% Leakage | 20% Leakage | 20% Leakage | 20% Leakage | Sealed | Sealed | Sealed | Sealed | Sealed | Sealed | Sealed | Sealed | Sealed | Sealed | Sealed | Sealed | Sealed | Sealed | Sealed | Sealed | Sealed | Sealed | Sealed | Sealed | Sealed | Sealed | Sealed | Sealed | Sealed | Sealed | Sealed | 0.65 | 0.65 | 0.65 | 0.65 | 0.65 | 0.65 | 0.65 | 0.65 | 0.65 | 0.65 | 0.65 | 0.65 | 0.65 | 0.65 | 0.65 | 0.65 | 0.65 | 0.65 | 0.65 | 0.65 | 0.65 | 0.65 | 0.65 | 0.65 | 0.65 | 0.65 | 0.65 | 0 | 0 | 0.1662 | 0.15699 | 0.15116 | 0.14757 | 0.14537 | 0.14367 | 0.1423 | 0.14116 | 0.14018 | 0.13933 | 0.13859 | 0.13795 | 0.13737 | 0.13684 | 0.13634 | 0.13605 | 0.13576 | 0.13525 | 0.13456 | 0.13385 | 0.13291 | 0.1317 | 0.13037 | 0.12909 | 0.12777 | 0 | 0 | 0 | 0 | 0 | 0 | 0 | 0 | 0 | 0 | 0 | 0 | 0 | 0 | 0 | 0 | 0 | 0 | 0 | 0 | 0 | 0 | 0 | 0 | 0 | 0 | 0 | 0 | 0 | 0 | 0 | 0 | 0 | 0 | 0 | 0 | 0 | 0 | 0 | 0 | 0 | 0 | 0 | 0 | 0 | 0 | 0 | 0 | 0 | 0 | 0 | 0 | 0 | 0 | 0 | 0 | 0 | 0 | 0 | 0 | 0 | 0 | 0 | 0 | 0 | 0 | 0 | 0 | 0 | 0 | 0 | 0 | 0 | 0 | 0 | 0 | 0 | 0 | 0 | 0 | 0 | 0 | 0 | 0 | 0 | 0 | 0 | 0 | 0 | 0 | 0 | 0 | 0 | 0 | 0 | 0 | 0 | 0 | 0 | 0 | 0 | 0 | 0 | 0 | 0 | 0 | 0 | 0 | 0 | 0 | 0 | 0 | 0 | 0 | 0 | 0 | 0 | 0 | 0 | 0 | 0 | 0 | 0 | 0 | 0 | 0 | 0 | 0 | 0 | 0 | 0 | 0 | 0 | 0 | 0 | 0 | 0 | 0 | 0 | 0 | 0 | 0 | 0 | 0 | 0 | 0 | 0 | 0 | 0 | 0 | 0 | 0 | 0 | 0 | 0 | 0 | 0 | 0 | 0 | 0 | 0 | 0 | 0 | 0 | 0 | 0 | 0 | 0 | 0 | 0 | 0 | 0 | 0 | 0 | 0 | 0 | 0 | 0 | 0 | 0 | 0 | 0 | 0 | 0 | 0 | 0 | 0 | 0 | 0 | 0 | 0 | 0 | 0 | 0 | 0 | 0 | 0 | 0 | 0 | 0 | 0 | 0 | 0 | 0 | 0 | 0 | 0 | 0 | 0 | 0 | 0 | 0 | 0 | 0 | 0 | 0 | 0 | 0 | 0 | 0 | 0 | 0 | 0 | 0 | 0 | 0 | 0 | 0 | 0 | 0 | 0 | 0 | 0 | 0 | 0 | 0 | 0 | 0 | 0 | 0 | 0 | 0 | 0 | 0 | 0 | 0 | 0 | 0 | 0 | 0 | 0 | 0 | 0 | 0 | 0 | 0 | 0 | 0 | 0 | 0 | 0 | 0 | 0 | 0 | 0 | 0 | 0 | 0 | 0 | 0 | 0 | 0 | 0 | 0 | 0 | 0 | 0 | 0 | 0 | 0 | 0 | 0 | 0 | 0 | 0 | 0 | 0 | 0 | 0 | 0 | 0 | 0 | 0 | 0 | 0 | 0 | 0 | 0 | 0 | 0 | 0 | 0 | 0 | 0 | 0 | 0 | 0 | 0 | 0 | 0 | 0 | 0 | 0 | 0 | 0 | 0 | 0 | 0 | 0 | 0 | 0 | 0 | 0 | 0 | 0 | 0 | 0 | 0 | 0 | 0 | 0 | 0 | 0 | 0 | 0 | 0 | 0 | 0 | 0 | 0 | 0 | 0 | 0 | 0 | 0 | 0 | 0 | 0 | 0 | 0 | 0 | 0 | 0 | 0 | 0 | 0 | 0 | 0 | 0 | 0 | 0 | 0 | 0 | 0 | 0 | 0 | 0 | 0 | 0 | 0 | 0 | 0 | 0 | 0 | 0 | 0 | 0 | 0 | 0 | 0 | 0 | 0 | 0 | 0 | 0 | 0 | 0 | 0 | 0 | 0 | 0 | 0 | 0 | 0 | 0 | 0 | 0 | 0 | 0 | 0 | -98.4098 | -101.2123 | -102.655 | -103.5391 | -104.0435 | -104.4748 | -104.8477 | -105.1732 | -105.4598 | -105.7141 | -105.9412 | -106.1453 | -106.3295 | -106.4967 | -106.6491 | -106.7886 | -106.9167 | -107.1833 | -107.5443 | -107.8654 | -108.1514 | -108.4066 | -108.6345 | -108.8383 | -109.0208 | 215.7394 | 221.8834 | 225.0462 | 226.9842 | 228.0901 | 229.0356 | 229.853 | 230.5666 | 231.195 | 231.7525 | 232.2504 | 232.6976 | 233.1016 | 233.4682 | 233.8023 | 234.108 | 234.3889 | 234.9733 | 235.7647 | 236.4686 | 237.0957 | 237.6551 | 238.1547 | 238.6015 | 239.0016
WA_Industrial_Industrial - WA_New_Space Heating_Natural Gas_Building Shell - Air Sealing (Infiltration Control)_A | WA | Industrial | Industrial - WA | New | Space Heating | Natural Gas | Building Shell - Air Sealing (Infiltration Control) | A | WIM39 | Building with air infiltration. | Air sealing to reduce air infiltration. | 10 | 53.9008 | 0 | 0 | 8 | 3.71 | 0 | 0 | 0.28365 | 0.45 | foot door | 15% | 25% | Discretionary | Retro1Slow | 84.81% | Space Heating | 0% | -39.1629 |  | 15.788 |  | 6.759e-05 | IL TRM - CI-MSC-WTST-V01-200101 | IL TRM - CI-MSC-WTST-V01-200101 | IL TRM - CI-MSC-WTST-V01-200101 | Building with air infiltration. | Building with air infiltration. | Building with air infiltration. | Building with air infiltration. | Building with air infiltration. | Building with air infiltration. | Building with air infiltration. | Building with air infiltration. | Building with air infiltration. | Building with air infiltration. | Building with air infiltration. | Building with air infiltration. | Building with air infiltration. | Building with air infiltration. | Building with air infiltration. | Building with air infiltration. | Building with air infiltration. | Building with air infiltration. | Building with air infiltration. | Building with air infiltration. | Building with air infiltration. | Building with air infiltration. | Building with air infiltration. | Building with air infiltration. | Building with air infiltration. | Building with air infiltration. | Building with air infiltration. | Air sealing to reduce air infiltration. | Air sealing to reduce air infiltration. | Air sealing to reduce air infiltration. | Air sealing to reduce air infiltration. | Air sealing to reduce air infiltration. | Air sealing to reduce air infiltration. | Air sealing to reduce air infiltration. | Air sealing to reduce air infiltration. | Air sealing to reduce air infiltration. | Air sealing to reduce air infiltration. | Air sealing to reduce air infiltration. | Air sealing to reduce air infiltration. | Air sealing to reduce air infiltration. | Air sealing to reduce air infiltration. | Air sealing to reduce air infiltration. | Air sealing to reduce air infiltration. | Air sealing to reduce air infiltration. | Air sealing to reduce air infiltration. | Air sealing to reduce air infiltration. | Air sealing to reduce air infiltration. | Air sealing to reduce air infiltration. | Air sealing to reduce air infiltration. | Air sealing to reduce air infiltration. | Air sealing to reduce air infiltration. | Air sealing to reduce air infiltration. | Air sealing to reduce air infiltration. | Air sealing to reduce air infiltration. | 8 | 8 | 8 | 8 | 8 | 8 | 8 | 8 | 8 | 8 | 8 | 8 | 8 | 8 | 8 | 8 | 8 | 8 | 8 | 8 | 8 | 8 | 8 | 8 | 8 | 8 | 8 | 0 | 0 | 46.4748 | 44.7929 | 43.5758 | 42.8088 | 42.3267 | 41.9679 | 41.6897 | 41.4652 | 41.2759 | 41.116 | 40.9798 | 40.8614 | 40.7546 | 40.6535 | 40.553 | 40.5053 | 40.4556 | 40.3741 | 40.2632 | 40.1336 | 39.9263 | 39.6265 | 39.2824 | 38.9477 | 38.5951 | 6.9313e-05 | 0.00017784 | 0.00036732 | 0.00066496 | 0.0010786 | 0.0016443 | 0.0023715 | 0.0032474 | 0.0042277 | 0.0052312 | 0.0060799 | 0.0066556 | 0.006784 | 0.0063473 | 0.0053258 | 0.0038594 | 0.0020039 | 0 | 0 | 0 | 0 | 0 | 0 | 0 | 0 | 6.9313e-05 | 0.00024464 | 0.00060532 | 0.0012596 | 0.0023241 | 0.0039487 | 0.0062941 | 0.0095076 | 0.013692 | 0.01887 | 0.024888 | 0.031471 | 0.038173 | 0.044426 | 0.049642 | 0.053443 | 0.055381 | 0.055269 | 0.055118 | 0.05494 | 0.054656 | 0.054246 | 0.053775 | 0.053317 | 0.052834 | 0.0014914 | 0.0039703 | 0.0084295 | 0.015533 | 0.025483 | 0.039181 | 0.056886 | 0.078318 | 0.10243 | 0.12723 | 0.14836 | 0.16288 | 0.16646 | 0.15613 | 0.13133 | 0.095282 | 0.049533 | 0 | 0 | 0 | 0 | 0 | 0 | 0 | 0 | 0.0014914 | 0.0054617 | 0.013891 | 0.029424 | 0.054908 | 0.094089 | 0.15097 | 0.22929 | 0.33172 | 0.45895 | 0.60731 | 0.77019 | 0.93665 | 1.0928 | 1.2241 | 1.3194 | 1.3689 | 1.3689 | 1.3689 | 1.3689 | 1.3689 | 1.3689 | 1.3689 | 1.3689 | 1.3689 | 6.759e-05 | 0.00017782 | 0.00037428 | 0.000685 | 0.0011177 | 0.0017116 | 0.0024772 | 0.0034015 | 0.0044383 | 0.0055019 | 0.0064043 | 0.0070199 | 0.0071634 | 0.0067091 | 0.0056345 | 0.004083 | 0.0021198 | 0 | 0 | 0 | 0 | 0 | 0 | 0 | 0 | 6.759e-05 | 0.00024462 | 0.00061679 | 0.0012976 | 0.0024083 | 0.0041103 | 0.0065745 | 0.0099587 | 0.014374 | 0.019846 | 0.026216 | 0.033194 | 0.040308 | 0.046957 | 0.052519 | 0.056538 | 0.058583 | 0.058466 | 0.058321 | 0.058169 | 0.058051 | 0.057929 | 0.057808 | 0.057691 | 0.057593 | 0.0012677 | 0.0033747 | 0.0071651 | 0.013203 | 0.021661 | 0.033304 | 0.048353 | 0.06657 | 0.087062 | 0.10815 | 0.12611 | 0.13845 | 0.14149 | 0.13271 | 0.11163 | 0.08099 | 0.042103 | 0 | 0 | 0 | 0 | 0 | 0 | 0 | 0 | 0.0012677 | 0.0046424 | 0.011808 | 0.025011 | 0.046672 | 0.079976 | 0.12833 | 0.1949 | 0.28196 | 0.39011 | 0.51621 | 0.65466 | 0.79616 | 0.92887 | 1.0405 | 1.1215 | 1.1636 | 1.1636 | 1.1636 | 1.1636 | 1.1636 | 1.1636 | 1.1636 | 1.1636 | 1.1636 | 6.7768e-05 | 0.00017837 | 0.000376 | 0.00068906 | 0.0011254 | 0.0017248 | 0.002498 | 0.003432 | 0.0044795 | 0.0055537 | 0.0064643 | 0.0070844 | 0.0072278 | 0.0067683 | 0.0056841 | 0.0041196 | 0.0021395 | 0 | 0 | 0 | 0 | 0 | 0 | 0 | 0 | 6.7768e-05 | 0.00024537 | 0.00061963 | 0.0013053 | 0.0024248 | 0.0041419 | 0.0066298 | 0.010048 | 0.014507 | 0.020033 | 0.026461 | 0.033499 | 0.04067 | 0.047372 | 0.052981 | 0.057045 | 0.059128 | 0.059053 | 0.058965 | 0.05888 | 0.058851 | 0.058827 | 0.058808 | 0.058793 | 0.058781 | 0.0012677 | 0.0033747 | 0.0071651 | 0.013203 | 0.021661 | 0.033304 | 0.048353 | 0.06657 | 0.087062 | 0.10815 | 0.12611 | 0.13845 | 0.14149 | 0.13271 | 0.11163 | 0.08099 | 0.042103 | 0 | 0 | 0 | 0 | 0 | 0 | 0 | 0 | 0.0012677 | 0.0046424 | 0.011808 | 0.025011 | 0.046672 | 0.079976 | 0.12833 | 0.1949 | 0.28196 | 0.39011 | 0.51621 | 0.65466 | 0.79616 | 0.92887 | 1.0405 | 1.1215 | 1.1636 | 1.1636 | 1.1636 | 1.1636 | 1.1636 | 1.1636 | 1.1636 | 1.1636 | 1.1636 | 6.7768e-05 | 0.00017837 | 0.000376 | 0.00068906 | 0.0011254 | 0.0017248 | 0.002498 | 0.003432 | 0.0044795 | 0.0055537 | 0.0064643 | 0.0070844 | 0.0072278 | 0.0067683 | 0.0056841 | 0.0041196 | 0.0021395 | 0 | 0 | 0 | 0 | 0 | 0 | 0 | 0 | 6.7768e-05 | 0.00024537 | 0.00061963 | 0.0013053 | 0.0024248 | 0.0041419 | 0.0066298 | 0.010048 | 0.014507 | 0.020033 | 0.026461 | 0.033499 | 0.04067 | 0.047372 | 0.052981 | 0.057045 | 0.059128 | 0.059053 | 0.058965 | 0.05888 | 0.058851 | 0.058827 | 0.058808 | 0.058793 | 0.058781 | 0.0012677 | 0.0033747 | 0.0071651 | 0.013203 | 0.021661 | 0.033304 | 0.048353 | 0.06657 | 0.087062 | 0.10815 | 0.12611 | 0.13845 | 0.14149 | 0.13271 | 0.11163 | 0.08099 | 0.042103 | 0 | 0 | 0 | 0 | 0 | 0 | 0 | 0 | 0.0012677 | 0.0046424 | 0.011808 | 0.025011 | 0.046672 | 0.079976 | 0.12833 | 0.1949 | 0.28196 | 0.39011 | 0.51621 | 0.65466 | 0.79616 | 0.92887 | 1.0405 | 1.1215 | 1.1636 | 1.1636 | 1.1636 | 1.1636 | 1.1636 | 1.1636 | 1.1636 | 1.1636 | 1.1636 | -38.4459 | -38.7537 | -38.9074 | -39.0001 | -39.0525 | -39.097 | -39.1352 | -39.1684 | -39.1976 | -39.2233 | -39.2462 | -39.2668 | -39.2853 | -39.302 | -39.3172 | -39.3311 | -39.3439 | -39.3703 | -39.406 | -39.4376 | -39.4656 | -39.4905 | -39.5127 | -39.5325 | -39.5501 | 15.4989 | 15.623 | 15.685 | 15.7223 | 15.7434 | 15.7614 | 15.7768 | 15.7902 | 15.8019 | 15.8123 | 15.8215 | 15.8298 | 15.8373 | 15.844 | 15.8502 | 15.8558 | 15.8609 | 15.8716 | 15.886 | 15.8987 | 15.91 | 15.92 | 15.929 | 15.9369 | 15.9441
WA_Industrial_Industrial - WA_New_Space Heating_Natural Gas_Ventilation - Demand Controlled_A | WA | Industrial | Industrial - WA | New | Space Heating | Natural Gas | Ventilation - Demand Controlled | A | WIM40 | No occupancy based outdoor air controls. | Outdoor air controlled based on occupancy to meet ASHRAE 62.1 | 10 | 0.035565 | 0 | 0 | 0.15 | 0.02 | 0 | 0 | 0.28365 | 0.45 | sqft | 100% | 100% | Discretionary | Retro12Med | 75.44% | Furnace | 0% | 383.079 |  | 470.4614 |  | 0 | IL TRM - CI-HVC-DCV-V05-190101 | VENT_DCV-Heating-7PLN-v5-8 | IL TRM - CI-HVC-DCV-V05-190101 | No occupancy based outdoor air controls. | No occupancy based outdoor air controls. | No occupancy based outdoor air controls. | No occupancy based outdoor air controls. | No occupancy based outdoor air controls. | No occupancy based outdoor air controls. | No occupancy based outdoor air controls. | No occupancy based outdoor air controls. | No occupancy based outdoor air controls. | No occupancy based outdoor air controls. | No occupancy based outdoor air controls. | No occupancy based outdoor air controls. | No occupancy based outdoor air controls. | No occupancy based outdoor air controls. | No occupancy based outdoor air controls. | No occupancy based outdoor air controls. | No occupancy based outdoor air controls. | No occupancy based outdoor air controls. | No occupancy based outdoor air controls. | No occupancy based outdoor air controls. | No occupancy based outdoor air controls. | No occupancy based outdoor air controls. | No occupancy based outdoor air controls. | No occupancy based outdoor air controls. | No occupancy based outdoor air controls. | No occupancy based outdoor air controls. | No occupancy based outdoor air controls. | Outdoor air controlled based on occupancy to meet ASHRAE 62.1 | Outdoor air controlled based on occupancy to meet ASHRAE 62.1 | Outdoor air controlled based on occupancy to meet ASHRAE 62.1 | Outdoor air controlled based on occupancy to meet ASHRAE 62.1 | Outdoor air controlled based on occupancy to meet ASHRAE 62.1 | Outdoor air controlled based on occupancy to meet ASHRAE 62.1 | Outdoor air controlled based on occupancy to meet ASHRAE 62.1 | Outdoor air controlled based on occupancy to meet ASHRAE 62.1 | Outdoor air controlled based on occupancy to meet ASHRAE 62.1 | Outdoor air controlled based on occupancy to meet ASHRAE 62.1 | Outdoor air controlled based on occupancy to meet ASHRAE 62.1 | Outdoor air controlled based on occupancy to meet ASHRAE 62.1 | Outdoor air controlled based on occupancy to meet ASHRAE 62.1 | Outdoor air controlled based on occupancy to meet ASHRAE 62.1 | Outdoor air controlled based on occupancy to meet ASHRAE 62.1 | Outdoor air controlled based on occupancy to meet ASHRAE 62.1 | Outdoor air controlled based on occupancy to meet ASHRAE 62.1 | Outdoor air controlled based on occupancy to meet ASHRAE 62.1 | Outdoor air controlled based on occupancy to meet ASHRAE 62.1 | Outdoor air controlled based on occupancy to meet ASHRAE 62.1 | Outdoor air controlled based on occupancy to meet ASHRAE 62.1 | Outdoor air controlled based on occupancy to meet ASHRAE 62.1 | Outdoor air controlled based on occupancy to meet ASHRAE 62.1 | Outdoor air controlled based on occupancy to meet ASHRAE 62.1 | Outdoor air controlled based on occupancy to meet ASHRAE 62.1 | Outdoor air controlled based on occupancy to meet ASHRAE 62.1 | Outdoor air controlled based on occupancy to meet ASHRAE 62.1 | 0.15 | 0.15 | 0.15 | 0.15 | 0.15 | 0.15 | 0.15 | 0.15 | 0.15 | 0.15 | 0.15 | 0.15 | 0.15 | 0.15 | 0.15 | 0.15 | 0.15 | 0.15 | 0.15 | 0.15 | 0.15 | 0.15 | 0.15 | 0.15 | 0.15 | 0.15 | 0.15 | 0 | 0 | 0.030664 | 0.028965 | 0.02789 | 0.027227 | 0.026821 | 0.026507 | 0.026254 | 0.026044 | 0.025863 | 0.025707 | 0.025571 | 0.025452 | 0.025346 | 0.025248 | 0.025156 | 0.025101 | 0.025049 | 0.024955 | 0.024827 | 0.024696 | 0.024523 | 0.024299 | 0.024053 | 0.023817 | 0.023575 | 0 | 0 | 0 | 0 | 0 | 0 | 0 | 0 | 0 | 0 | 0 | 0 | 0 | 0 | 0 | 0 | 0 | 0 | 0 | 0 | 0 | 0 | 0 | 0 | 0 | 0 | 0 | 0 | 0 | 0 | 0 | 0 | 0 | 0 | 0 | 0 | 0 | 0 | 0 | 0 | 0 | 0 | 0 | 0 | 0 | 0 | 0 | 0 | 0 | 0 | 0 | 0 | 0 | 0 | 0 | 0 | 0 | 0 | 0 | 0 | 0 | 0 | 0 | 0 | 0 | 0 | 0 | 0 | 0 | 0 | 0 | 0 | 0 | 0 | 0 | 0 | 0 | 0 | 0 | 0 | 0 | 0 | 0 | 0 | 0 | 0 | 0 | 0 | 0 | 0 | 0 | 0 | 0 | 0 | 0 | 0 | 0 | 0 | 0 | 0 | 0 | 0 | 0 | 0 | 0 | 0 | 0 | 0 | 0 | 0 | 0 | 0 | 0 | 0 | 0 | 0 | 0 | 0 | 0 | 0 | 0 | 0 | 0 | 0 | 0 | 0 | 0 | 0 | 0 | 0 | 0 | 0 | 0 | 0 | 0 | 0 | 0 | 0 | 0 | 0 | 0 | 0 | 0 | 0 | 0 | 0 | 0 | 0 | 0 | 0 | 0 | 0 | 0 | 0 | 0 | 0 | 0 | 0 | 0 | 0 | 0 | 0 | 0 | 0 | 0 | 0 | 0 | 0 | 0 | 0 | 0 | 0 | 0 | 0 | 0 | 0 | 0 | 0 | 0 | 0 | 0 | 0 | 0 | 0 | 0 | 0 | 0 | 0 | 0 | 0 | 0 | 0 | 0 | 0 | 0 | 0 | 0 | 0 | 0 | 0 | 0 | 0 | 0 | 0 | 0 | 0 | 0 | 0 | 0 | 0 | 0 | 0 | 0 | 0 | 0 | 0 | 0 | 0 | 0 | 0 | 0 | 0 | 0 | 0 | 0 | 0 | 0 | 0 | 0 | 0 | 0 | 0 | 0 | 0 | 0 | 0 | 0 | 0 | 0 | 0 | 0 | 0 | 0 | 0 | 0 | 0 | 0 | 0 | 0 | 0 | 0 | 0 | 0 | 0 | 0 | 0 | 0 | 0 | 0 | 0 | 0 | 0 | 0 | 0 | 0 | 0 | 0 | 0 | 0 | 0 | 0 | 0 | 0 | 0 | 0 | 0 | 0 | 0 | 0 | 0 | 0 | 0 | 0 | 0 | 0 | 0 | 0 | 0 | 0 | 0 | 0 | 0 | 0 | 0 | 0 | 0 | 0 | 0 | 0 | 0 | 0 | 0 | 0 | 0 | 0 | 0 | 0 | 0 | 0 | 0 | 0 | 0 | 0 | 0 | 0 | 0 | 0 | 0 | 0 | 0 | 0 | 0 | 0 | 0 | 0 | 0 | 0 | 0 | 0 | 0 | 0 | 0 | 0 | 0 | 0 | 0 | 0 | 0 | 0 | 0 | 0 | 0 | 0 | 0 | 0 | 0 | 0 | 0 | 0 | 0 | 0 | 0 | 0 | 0 | 0 | 0 | 0 | 0 | 0 | 0 | 0 | 0 | 0 | 0 | 0 | 0 | 0 | 0 | 0 | 0 | 0 | 0 | 0 | 0 | 0 | 0 | 0 | 0 | 0 | 0 | 0 | 0 | 0 | 0 | 0 | 0 | 0 | 0 | 0 | 0 | 0 | 0 | 0 | 0 | 0 | 0 | 0 | 0 | 0 | 0 | 358.6276 | 368.8408 | 374.0984 | 377.3201 | 379.1584 | 380.73 | 382.0888 | 383.2752 | 384.3198 | 385.2465 | 386.0741 | 386.8175 | 387.489 | 388.0984 | 388.6538 | 389.1621 | 389.6289 | 390.6004 | 391.916 | 393.0861 | 394.1285 | 395.0584 | 395.8889 | 396.6316 | 397.2967 | 440.4325 | 452.9754 | 459.4322 | 463.3888 | 465.6465 | 467.5766 | 469.2454 | 470.7023 | 471.9852 | 473.1233 | 474.1397 | 475.0527 | 475.8774 | 476.6258 | 477.3079 | 477.9321 | 478.5054 | 479.6984 | 481.3141 | 482.7512 | 484.0314 | 485.1733 | 486.1933 | 487.1055 | 487.9223
WA_Industrial_Industrial - WA_New_Space Heating_Natural Gas_Destratification Fans (HVLS)_A | WA | Industrial | Industrial - WA | New | Space Heating | Natural Gas | Destratification Fans (HVLS) | A | WIM41 | No destratification fans. | High volume low speed destratification fans. | 15 | 99085.2316 | 0 | 0 | 9799.26 | 0 | 0 | 0 | 0.28365 | 0.45 | Strat Fan | 15% | 55% | Discretionary | RetroEven20 | 80.75% | Space Heating | 0% | 16.0094 |  | 8.1001 |  | 0.024906 | DL20_IHVLS-Ag-2021PLN-v2-8 | DL20_IHVLS-Ag-2021PLN-v2-8 | HVLS-Heating-AEG-v5.0-121 | No destratification fans. | No destratification fans. | No destratification fans. | No destratification fans. | No destratification fans. | No destratification fans. | No destratification fans. | No destratification fans. | No destratification fans. | No destratification fans. | No destratification fans. | No destratification fans. | No destratification fans. | No destratification fans. | No destratification fans. | No destratification fans. | No destratification fans. | No destratification fans. | No destratification fans. | No destratification fans. | No destratification fans. | No destratification fans. | No destratification fans. | No destratification fans. | No destratification fans. | No destratification fans. | No destratification fans. | High volume low speed destratification fans. | High volume low speed destratification fans. | High volume low speed destratification fans. | High volume low speed destratification fans. | High volume low speed destratification fans. | High volume low speed destratification fans. | High volume low speed destratification fans. | High volume low speed destratification fans. | High volume low speed destratification fans. | High volume low speed destratification fans. | High volume low speed destratification fans. | High volume low speed destratification fans. | High volume low speed destratification fans. | High volume low speed destratification fans. | High volume low speed destratification fans. | High volume low speed destratification fans. | High volume low speed destratification fans. | High volume low speed destratification fans. | High volume low speed destratification fans. | High volume low speed destratification fans. | High volume low speed destratification fans. | High volume low speed destratification fans. | High volume low speed destratification fans. | High volume low speed destratification fans. | High volume low speed destratification fans. | High volume low speed destratification fans. | High volume low speed destratification fans. | 9799.26 | 9799.26 | 9799.26 | 9799.26 | 9799.26 | 9799.26 | 9799.26 | 9799.26 | 9799.26 | 9799.26 | 9799.26 | 9799.26 | 9799.26 | 9799.26 | 9799.26 | 9799.26 | 9799.26 | 9799.26 | 9799.26 | 9799.26 | 9799.26 | 9799.26 | 9799.26 | 9799.26 | 9799.26 | 9799.26 | 9799.26 | 0 | 0 | 85590.6682 | 82606.7759 | 80467.5568 | 79154.6732 | 78373.1972 | 77813.6267 | 77398.4815 | 77079.4373 | 76822.8811 | 76618.824 | 76457.1511 | 76327.1663 | 76217.7291 | 76118.0232 | 76018.7539 | 75976.1081 | 75918.623 | 75794.5954 | 75610.5535 | 75389.4765 | 74954.1824 | 74349.1613 | 73664.7575 | 73000.9142 | 72306.6436 | 0.025548 | 0.032837 | 0.038249 | 0.042623 | 0.045614 | 0.048618 | 0.051615 | 0.05459 | 0.057531 | 0.060441 | 0.063317 | 0.066158 | 0.068957 | 0.071709 | 0.074405 | 0.054427 | 0.049561 | 0.046225 | 0.043931 | 0.043062 | 0 | 0 | 0 | 0 | 0 | 0.025548 | 0.057494 | 0.094254 | 0.13534 | 0.17962 | 0.22695 | 0.27736 | 0.3308 | 0.38723 | 0.44665 | 0.50902 | 0.57431 | 0.64245 | 0.71332 | 0.78679 | 0.84078 | 0.8897 | 0.93447 | 0.97614 | 1.0163 | 1.0105 | 1.0023 | 0.99309 | 0.98414 | 0.97478 | 0.00029849 | 0.00039751 | 0.00047533 | 0.00053848 | 0.00058201 | 0.0006248 | 0.00066687 | 0.00070823 | 0.00074888 | 0.00078885 | 0.00082814 | 0.00086677 | 0.00090474 | 0.00094208 | 0.00097878 | 0.00071637 | 0.00065282 | 0.00060988 | 0.00058102 | 0.00057119 | 0 | 0 | 0 | 0 | 0 | 0.00029849 | 0.000696 | 0.0011713 | 0.0017098 | 0.0022918 | 0.0029166 | 0.0035835 | 0.0042917 | 0.0050406 | 0.0058294 | 0.0066576 | 0.0075244 | 0.0084291 | 0.0093712 | 0.01035 | 0.011066 | 0.011719 | 0.012329 | 0.01291 | 0.013481 | 0.013481 | 0.013481 | 0.013481 | 0.013481 | 0.013481 | 0.024906 | 0.032818 | 0.038947 | 0.043869 | 0.047216 | 0.050542 | 0.053834 | 0.057084 | 0.060284 | 0.063438 | 0.066547 | 0.069611 | 0.072625 | 0.075585 | 0.078486 | 0.057404 | 0.052264 | 0.048744 | 0.046335 | 0.045444 | 0 | 0 | 0 | 0 | 0 | 0.024906 | 0.057461 | 0.095974 | 0.1393 | 0.18593 | 0.23593 | 0.28928 | 0.34592 | 0.40576 | 0.46879 | 0.53498 | 0.60428 | 0.67662 | 0.75187 | 0.82993 | 0.88676 | 0.93821 | 0.98539 | 1.0295 | 1.0726 | 1.0698 | 1.0671 | 1.0644 | 1.0618 | 1.0595 | 0.00025371 | 0.00033788 | 0.00040403 | 0.00045771 | 0.00049471 | 0.00053108 | 0.00056684 | 0.00060199 | 0.00063655 | 0.00067052 | 0.00070392 | 0.00073675 | 0.00076903 | 0.00080076 | 0.00083196 | 0.00060892 | 0.0005549 | 0.00051839 | 0.00049386 | 0.00048552 | 0 | 0 | 0 | 0 | 0 | 0.00025371 | 0.0005916 | 0.00099563 | 0.0014533 | 0.001948 | 0.0024791 | 0.003046 | 0.003648 | 0.0042845 | 0.004955 | 0.0056589 | 0.0063957 | 0.0071647 | 0.0079655 | 0.0087975 | 0.0094064 | 0.0099613 | 0.01048 | 0.010974 | 0.011459 | 0.011459 | 0.011459 | 0.011459 | 0.011459 | 0.011459 | 0.024971 | 0.032919 | 0.039126 | 0.044129 | 0.047538 | 0.05093 | 0.054287 | 0.057595 | 0.060844 | 0.064035 | 0.06717 | 0.07025 | 0.073278 | 0.076253 | 0.079177 | 0.057919 | 0.05275 | 0.049233 | 0.046846 | 0.046 | 0 | 0 | 0 | 0 | 0 | 0.024971 | 0.057637 | 0.096416 | 0.14012 | 0.1872 | 0.23775 | 0.29172 | 0.34901 | 0.40953 | 0.4732 | 0.53999 | 0.60984 | 0.6827 | 0.75851 | 0.83724 | 0.89471 | 0.94695 | 0.99527 | 1.0409 | 1.0857 | 1.0846 | 1.0836 | 1.0828 | 1.082 | 1.0814 | 0.00025371 | 0.00033788 | 0.00040403 | 0.00045771 | 0.00049471 | 0.00053108 | 0.00056684 | 0.00060199 | 0.00063655 | 0.00067052 | 0.00070392 | 0.00073675 | 0.00076903 | 0.00080076 | 0.00083196 | 0.00060892 | 0.0005549 | 0.00051839 | 0.00049386 | 0.00048552 | 0 | 0 | 0 | 0 | 0 | 0.00025371 | 0.0005916 | 0.00099563 | 0.0014533 | 0.001948 | 0.0024791 | 0.003046 | 0.003648 | 0.0042845 | 0.004955 | 0.0056589 | 0.0063957 | 0.0071647 | 0.0079655 | 0.0087975 | 0.0094064 | 0.0099613 | 0.01048 | 0.010974 | 0.011459 | 0.011459 | 0.011459 | 0.011459 | 0.011459 | 0.011459 | 0.024971 | 0.032919 | 0.039126 | 0.044129 | 0.047538 | 0.05093 | 0.054287 | 0.057595 | 0.060844 | 0.064035 | 0.06717 | 0.07025 | 0.073278 | 0.076253 | 0.079177 | 0.057919 | 0.05275 | 0.049233 | 0.046846 | 0.046 | 0 | 0 | 0 | 0 | 0 | 0.024971 | 0.057637 | 0.096416 | 0.14012 | 0.1872 | 0.23775 | 0.29172 | 0.34901 | 0.40953 | 0.4732 | 0.53999 | 0.60984 | 0.6827 | 0.75851 | 0.83724 | 0.89471 | 0.94695 | 0.99527 | 1.0409 | 1.0857 | 1.0846 | 1.0836 | 1.0828 | 1.082 | 1.0814 | 0.00025371 | 0.00033788 | 0.00040403 | 0.00045771 | 0.00049471 | 0.00053108 | 0.00056684 | 0.00060199 | 0.00063655 | 0.00067052 | 0.00070392 | 0.00073675 | 0.00076903 | 0.00080076 | 0.00083196 | 0.00060892 | 0.0005549 | 0.00051839 | 0.00049386 | 0.00048552 | 0 | 0 | 0 | 0 | 0 | 0.00025371 | 0.0005916 | 0.00099563 | 0.0014533 | 0.001948 | 0.0024791 | 0.003046 | 0.003648 | 0.0042845 | 0.004955 | 0.0056589 | 0.0063957 | 0.0071647 | 0.0079655 | 0.0087975 | 0.0094064 | 0.0099613 | 0.01048 | 0.010974 | 0.011459 | 0.011459 | 0.011459 | 0.011459 | 0.011459 | 0.011459 | 15.7162 | 15.8421 | 15.9049 | 15.9428 | 15.9642 | 15.9824 | 15.998 | 16.0116 | 16.0235 | 16.034 | 16.0434 | 16.0518 | 16.0594 | 16.0662 | 16.0724 | 16.0781 | 16.0833 | 16.0941 | 16.1087 | 16.1216 | 16.1331 | 16.1433 | 16.1523 | 16.1604 | 16.1676 | 7.9518 | 8.0155 | 8.0473 | 8.0664 | 8.0773 | 8.0865 | 8.0944 | 8.1013 | 8.1073 | 8.1126 | 8.1174 | 8.1216 | 8.1254 | 8.1289 | 8.132 | 8.1349 | 8.1376 | 8.143 | 8.1504 | 8.1569 | 8.1627 | 8.1679 | 8.1725 | 8.1766 | 8.1802
WA_Industrial_Industrial - WA_New_Space Heating_Natural Gas_Condensing RTU_A | WA | Industrial | Industrial - WA | New | Space Heating | Natural Gas | Condensing RTU | A | WIM42 | TBD | TBD | 5 | 0.057264 | 0 | 0 | 0.28 | 0 | 0 | 0 | 0.28365 | 0.45 | sqft cond | 100% | 100% | Discretionary | Retro5Med | 81.71% | Furnace | 0% | 1849.7864 |  | 935.9219 |  | 0 | NEEA Condensing Rooftop Unit Field Study - October 28, 2019 | NEEA Condensing Rooftop Unit Field Study - October 28, 2019 | NEEA Condensing Rooftop Unit Field Study - October 28, 2019 | TBD | TBD | TBD | TBD | TBD | TBD | TBD | TBD | TBD | TBD | TBD | TBD | TBD | TBD | TBD | TBD | TBD | TBD | TBD | TBD | TBD | TBD | TBD | TBD | TBD | TBD | TBD | TBD | TBD | TBD | TBD | TBD | TBD | TBD | TBD | TBD | TBD | TBD | TBD | TBD | TBD | TBD | TBD | TBD | TBD | TBD | TBD | TBD | TBD | TBD | TBD | TBD | TBD | TBD | 0.28 | 0.28 | 0.28 | 0.28 | 0.28 | 0.28 | 0.28 | 0.28 | 0.28 | 0.28 | 0.28 | 0.28 | 0.28 | 0.28 | 0.28 | 0.28 | 0.28 | 0.28 | 0.28 | 0.28 | 0.28 | 0.28 | 0.28 | 0.28 | 0.28 | 0.28 | 0.28 | 0 | 0 | 0.049336 | 0.046578 | 0.044828 | 0.043744 | 0.043071 | 0.042551 | 0.042135 | 0.04179 | 0.041495 | 0.041242 | 0.041024 | 0.040834 | 0.040665 | 0.04051 | 0.040364 | 0.040281 | 0.040201 | 0.040055 | 0.039854 | 0.039647 | 0.039372 | 0.039016 | 0.038624 | 0.038247 | 0.03786 | 0 | 0 | 0 | 0 | 0 | 0 | 0 | 0 | 0 | 0 | 0 | 0 | 0 | 0 | 0 | 0 | 0 | 0 | 0 | 0 | 0 | 0 | 0 | 0 | 0 | 0 | 0 | 0 | 0 | 0 | 0 | 0 | 0 | 0 | 0 | 0 | 0 | 0 | 0 | 0 | 0 | 0 | 0 | 0 | 0 | 0 | 0 | 0 | 0 | 0 | 0 | 0 | 0 | 0 | 0 | 0 | 0 | 0 | 0 | 0 | 0 | 0 | 0 | 0 | 0 | 0 | 0 | 0 | 0 | 0 | 0 | 0 | 0 | 0 | 0 | 0 | 0 | 0 | 0 | 0 | 0 | 0 | 0 | 0 | 0 | 0 | 0 | 0 | 0 | 0 | 0 | 0 | 0 | 0 | 0 | 0 | 0 | 0 | 0 | 0 | 0 | 0 | 0 | 0 | 0 | 0 | 0 | 0 | 0 | 0 | 0 | 0 | 0 | 0 | 0 | 0 | 0 | 0 | 0 | 0 | 0 | 0 | 0 | 0 | 0 | 0 | 0 | 0 | 0 | 0 | 0 | 0 | 0 | 0 | 0 | 0 | 0 | 0 | 0 | 0 | 0 | 0 | 0 | 0 | 0 | 0 | 0 | 0 | 0 | 0 | 0 | 0 | 0 | 0 | 0 | 0 | 0 | 0 | 0 | 0 | 0 | 0 | 0 | 0 | 0 | 0 | 0 | 0 | 0 | 0 | 0 | 0 | 0 | 0 | 0 | 0 | 0 | 0 | 0 | 0 | 0 | 0 | 0 | 0 | 0 | 0 | 0 | 0 | 0 | 0 | 0 | 0 | 0 | 0 | 0 | 0 | 0 | 0 | 0 | 0 | 0 | 0 | 0 | 0 | 0 | 0 | 0 | 0 | 0 | 0 | 0 | 0 | 0 | 0 | 0 | 0 | 0 | 0 | 0 | 0 | 0 | 0 | 0 | 0 | 0 | 0 | 0 | 0 | 0 | 0 | 0 | 0 | 0 | 0 | 0 | 0 | 0 | 0 | 0 | 0 | 0 | 0 | 0 | 0 | 0 | 0 | 0 | 0 | 0 | 0 | 0 | 0 | 0 | 0 | 0 | 0 | 0 | 0 | 0 | 0 | 0 | 0 | 0 | 0 | 0 | 0 | 0 | 0 | 0 | 0 | 0 | 0 | 0 | 0 | 0 | 0 | 0 | 0 | 0 | 0 | 0 | 0 | 0 | 0 | 0 | 0 | 0 | 0 | 0 | 0 | 0 | 0 | 0 | 0 | 0 | 0 | 0 | 0 | 0 | 0 | 0 | 0 | 0 | 0 | 0 | 0 | 0 | 0 | 0 | 0 | 0 | 0 | 0 | 0 | 0 | 0 | 0 | 0 | 0 | 0 | 0 | 0 | 0 | 0 | 0 | 0 | 0 | 0 | 0 | 0 | 0 | 0 | 0 | 0 | 0 | 0 | 0 | 0 | 0 | 0 | 0 | 0 | 0 | 0 | 0 | 0 | 0 | 0 | 0 | 0 | 0 | 0 | 0 | 0 | 0 | 0 | 0 | 0 | 0 | 0 | 0 | 0 | 0 | 0 | 0 | 0 | 0 | 0 | 0 | 0 | 0 | 0 | 0 | 0 | 0 | 0 | 0 | 0 | 0 | 0 | 0 | 0 | 0 | 0 | 0 | 0 | 0 | 0 | 0 | 0 | 0 | 0 | 0 | 0 | 0 | 0 | 0 | 0 | 0 | 0 | 1731.7173 | 1781.0342 | 1806.4215 | 1821.9782 | 1830.8552 | 1838.444 | 1845.0053 | 1850.7338 | 1855.7778 | 1860.2527 | 1864.2489 | 1867.839 | 1871.0814 | 1874.0239 | 1876.7059 | 1879.1603 | 1881.4145 | 1886.1053 | 1892.458 | 1898.1084 | 1903.1418 | 1907.6317 | 1911.6421 | 1915.2287 | 1918.4401 | 876.1834 | 901.1359 | 913.9809 | 921.852 | 926.3434 | 930.1831 | 933.5028 | 936.4012 | 938.9533 | 941.2174 | 943.2394 | 945.0558 | 946.6963 | 948.1851 | 949.5422 | 950.784 | 951.9245 | 954.2979 | 957.5121 | 960.371 | 962.9177 | 965.1894 | 967.2185 | 969.0332 | 970.6581
WA_Industrial_Industrial - WA_New_Space Heating_Natural Gas_Industrial Air Curtains_A | WA | Industrial | Industrial - WA | New | Space Heating | Natural Gas | Industrial Air Curtains | A | WIM43 | No air curtains. | Air curtains on large industrial doors. | 15 | -0.017002 | 0 | 0 | 0.27 | 0 | 0.01 | 0 | 0.28365 | 0.45 | sqft | 15% | 75% | Discretionary | Retro1Slow | 84.81% | Space Heating | 0% | 9999 |  | 9999 |  | -0.00061121 | IL TRM - CI-HVC-AIRC-V03-200101 | IL TRM - CI-HVC-AIRC-V03-200101 | IL TRM - CI-HVC-AIRC-V03-200101 | No air curtains. | No air curtains. | No air curtains. | No air curtains. | No air curtains. | No air curtains. | No air curtains. | No air curtains. | No air curtains. | No air curtains. | No air curtains. | No air curtains. | No air curtains. | No air curtains. | No air curtains. | No air curtains. | No air curtains. | No air curtains. | No air curtains. | No air curtains. | No air curtains. | No air curtains. | No air curtains. | No air curtains. | No air curtains. | No air curtains. | No air curtains. | Air curtains on large industrial doors. | Air curtains on large industrial doors. | Air curtains on large industrial doors. | Air curtains on large industrial doors. | Air curtains on large industrial doors. | Air curtains on large industrial doors. | Air curtains on large industrial doors. | Air curtains on large industrial doors. | Air curtains on large industrial doors. | Air curtains on large industrial doors. | Air curtains on large industrial doors. | Air curtains on large industrial doors. | Air curtains on large industrial doors. | Air curtains on large industrial doors. | Air curtains on large industrial doors. | Air curtains on large industrial doors. | Air curtains on large industrial doors. | Air curtains on large industrial doors. | Air curtains on large industrial doors. | Air curtains on large industrial doors. | Air curtains on large industrial doors. | Air curtains on large industrial doors. | Air curtains on large industrial doors. | Air curtains on large industrial doors. | Air curtains on large industrial doors. | Air curtains on large industrial doors. | Air curtains on large industrial doors. | 0.27 | 0.27 | 0.27 | 0.27 | 0.27 | 0.27 | 0.27 | 0.27 | 0.27 | 0.27 | 0.27 | 0.27 | 0.27 | 0.27 | 0.27 | 0.27 | 0.27 | 0.27 | 0.27 | 0.27 | 0.27 | 0.27 | 0.27 | 0.27 | 0.27 | 0.27 | 0.27 | 0 | 0 | -0.014718 | -0.014227 | -0.013879 | -0.013671 | -0.013554 | -0.013455 | -0.01337 | -0.013297 | -0.013232 | -0.013176 | -0.013125 | -0.01308 | -0.01304 | -0.013003 | -0.01297 | -0.01295 | -0.012932 | -0.012907 | -0.012875 | -0.012839 | -0.012768 | -0.012667 | -0.012553 | -0.012442 | -0.012326 | -0.00062716 | -0.0016139 | -0.0033426 | -0.0060672 | -0.0098685 | -0.015062 | -0.02173 | -0.029753 | -0.038724 | -0.047896 | -0.056197 | -0.062357 | -0.065158 | -0.063777 | -0.05811 | -0.049201 | -0.037854 | -0.024963 | -0.012741 | -0.0030158 | 0 | 0 | 0 | 0 | 0 | -0.00062716 | -0.0022202 | -0.0055084 | -0.011493 | -0.021263 | -0.03617 | -0.057673 | -0.087109 | -0.12541 | -0.17277 | -0.22831 | -0.28988 | -0.35414 | -0.41692 | -0.47397 | -0.52245 | -0.55957 | -0.58344 | -0.59474 | -0.59611 | -0.59279 | -0.58812 | -0.58281 | -0.57766 | -0.57225 | 42.6117 | 113.4367 | 240.8426 | 443.8082 | 728.0956 | 1119.4607 | 1625.3028 | 2237.6434 | 2926.4525 | 3635.1619 | 4281.5571 | 4767.221 | 4996.8546 | 4904.7443 | 4480.3718 | 3799.1981 | 2927.1074 | 1934.0426 | 989.6025 | 234.8857 | 0 | 0 | 0 | 0 | 0 | 42.6117 | 156.0484 | 396.891 | 840.6993 | 1568.7949 | 2688.2556 | 4313.5584 | 6551.2018 | 9477.6543 | 13112.8161 | 17394.3732 | 22161.5943 | 27158.4489 | 32063.1932 | 36543.565 | 40342.7631 | 43269.8705 | 45203.913 | 46193.5155 | 46428.4012 | 46428.4012 | 46428.4012 | 46428.4012 | 46428.4012 | 46428.4012 | -0.00061121 | -0.0016121 | -0.003401 | -0.0062384 | -0.010203 | -0.01564 | -0.022642 | -0.031087 | -0.040553 | -0.050254 | -0.059059 | -0.065623 | -0.068653 | -0.067269 | -0.061348 | -0.051943 | -0.039961 | -0.026352 | -0.013454 | -0.0031861 | 0 | 0 | 0 | 0 | 0 | -0.00061121 | -0.0022176 | -0.0056046 | -0.011817 | -0.021984 | -0.037558 | -0.060092 | -0.091015 | -0.13134 | -0.18128 | -0.23993 | -0.30506 | -0.37314 | -0.43975 | -0.50038 | -0.55157 | -0.59072 | -0.61593 | -0.628 | -0.62978 | -0.62829 | -0.62677 | -0.62528 | -0.62385 | -0.62263 | 36.22 | 96.4212 | 204.7162 | 377.237 | 618.8813 | 951.5416 | 1381.5074 | 1901.9969 | 2487.4846 | 3089.8876 | 3639.3236 | 4052.1379 | 4247.3264 | 4169.0327 | 3808.316 | 3229.3184 | 2488.0413 | 1643.9362 | 841.1621 | 199.6528 | 0 | 0 | 0 | 0 | 0 | 36.22 | 132.6411 | 337.3574 | 714.5944 | 1333.4756 | 2285.0173 | 3666.5247 | 5568.5215 | 8056.0061 | 11145.8937 | 14785.2173 | 18837.3551 | 23084.6816 | 27253.7142 | 31062.0303 | 34291.3486 | 36779.3899 | 38423.3261 | 39264.4882 | 39464.141 | 39464.141 | 39464.141 | 39464.141 | 39464.141 | 39464.141 | 0 | 0 | 0 | 0 | 0 | 0 | 0 | 0 | 0 | 0 | 0 | 0 | 0 | 0 | 0 | 0 | 0 | 0 | 0 | 0 | 0 | 0 | 0 | 0 | 0 | 0 | 0 | 0 | 0 | 0 | 0 | 0 | 0 | 0 | 0 | 0 | 0 | 0 | 0 | 0 | 0 | 0 | 0 | 0 | 0 | 0 | 0 | 0 | 0 | 0 | 0 | 0 | 0 | 0 | 0 | 0 | 0 | 0 | 0 | 0 | 0 | 0 | 0 | 0 | 0 | 0 | 0 | 0 | 0 | 0 | 0 | 0 | 0 | 0 | 0 | 0 | 0 | 0 | 0 | 0 | 0 | 0 | 0 | 0 | 0 | 0 | 0 | 0 | 0 | 0 | 0 | 0 | 0 | 0 | 0 | 0 | 0 | 0 | 0 | 0 | 0 | 0 | 0 | 0 | 0 | 0 | 0 | 0 | 0 | 0 | 0 | 0 | 0 | 0 | 0 | 0 | 0 | 0 | 0 | 0 | 0 | 0 | 0 | 0 | 0 | 0 | 0 | 0 | 0 | 0 | 0 | 0 | 0 | 0 | 0 | 0 | 0 | 0 | 0 | 0 | 0 | 0 | 0 | 0 | 0 | 0 | 0 | 0 | 0 | 0 | 0 | 0 | 0 | 0 | 0 | 0 | 0 | 0 | 0 | 0 | 0 | 0 | 0 | 0 | 0 | 0 | 0 | 0 | 0 | 0 | 0 | 0 | 0 | 0 | 0 | 0 | 0 | 0 | 0 | 0 | 0 | 0 | 0 | 0 | 0 | 0 | 0 | 0 | 0 | 0 | 0 | 0 | 0 | 0 | 0 | 0 | 0 | 0 | 0 | 0 | 9999 | 9999 | 9999 | 9999 | 9999 | 9999 | 9999 | 9999 | 9999 | 9999 | 9999 | 9999 | 9999 | 9999 | 9999 | 9999 | 9999 | 9999 | 9999 | 9999 | 9999 | 9999 | 9999 | 9999 | 9999 | 9999 | 9999 | 9999 | 9999 | 9999 | 9999 | 9999 | 9999 | 9999 | 9999 | 9999 | 9999 | 9999 | 9999 | 9999 | 9999 | 9999 | 9999 | 9999 | 9999 | 9999 | 9999 | 9999 | 9999 | 9999
WA_Industrial_Industrial - WA_New_Space Heating_Natural Gas_HVAC - Energy Recovery Ventilator_A | WA | Industrial | Industrial - WA | New | Space Heating | Natural Gas | HVAC - Energy Recovery Ventilator | A | WIM44 | No ERV | ERV | 20 | 0.17513 | 0 | 0 | 1.09 | 0 | 0 | 0 | 0.28365 | 0.45 | sqft | 100% | 100% | Discretionary | RetroEven20 | 80.75% | Space Heating | 0% | 865.0747 |  | 437.6951 |  | 0 | HRV-Cooling/Heating-E3T-1 | HRV-Cooling/Heating-E3T-1 | HRV-Cooling/Heating-E3T-1 | No ERV | No ERV | No ERV | No ERV | No ERV | No ERV | No ERV | No ERV | No ERV | No ERV | No ERV | No ERV | No ERV | No ERV | No ERV | No ERV | No ERV | No ERV | No ERV | No ERV | No ERV | No ERV | No ERV | No ERV | No ERV | No ERV | No ERV | ERV | ERV | ERV | ERV | ERV | ERV | ERV | ERV | ERV | ERV | ERV | ERV | ERV | ERV | ERV | ERV | ERV | ERV | ERV | ERV | ERV | ERV | ERV | ERV | ERV | ERV | ERV | 1.09 | 1.09 | 1.09 | 1.09 | 1.09 | 1.09 | 1.09 | 1.09 | 1.09 | 1.09 | 1.09 | 1.09 | 1.09 | 1.09 | 1.09 | 1.09 | 1.09 | 1.09 | 1.09 | 1.09 | 1.09 | 1.09 | 1.09 | 1.09 | 1.09 | 1.09 | 1.09 | 0 | 0 | 0.15099 | 0.14553 | 0.14156 | 0.13905 | 0.13746 | 0.13626 | 0.13531 | 0.13453 | 0.13386 | 0.13328 | 0.13279 | 0.13236 | 0.13197 | 0.13161 | 0.13127 | 0.13111 | 0.13095 | 0.13069 | 0.13035 | 0.12994 | 0.12928 | 0.12832 | 0.12722 | 0.12614 | 0.12501 | 0 | 0 | 0 | 0 | 0 | 0 | 0 | 0 | 0 | 0 | 0 | 0 | 0 | 0 | 0 | 0 | 0 | 0 | 0 | 0 | 0 | 0 | 0 | 0 | 0 | 0 | 0 | 0 | 0 | 0 | 0 | 0 | 0 | 0 | 0 | 0 | 0 | 0 | 0 | 0 | 0 | 0 | 0 | 0 | 0 | 0 | 0 | 0 | 0 | 0 | 0 | 0 | 0 | 0 | 0 | 0 | 0 | 0 | 0 | 0 | 0 | 0 | 0 | 0 | 0 | 0 | 0 | 0 | 0 | 0 | 0 | 0 | 0 | 0 | 0 | 0 | 0 | 0 | 0 | 0 | 0 | 0 | 0 | 0 | 0 | 0 | 0 | 0 | 0 | 0 | 0 | 0 | 0 | 0 | 0 | 0 | 0 | 0 | 0 | 0 | 0 | 0 | 0 | 0 | 0 | 0 | 0 | 0 | 0 | 0 | 0 | 0 | 0 | 0 | 0 | 0 | 0 | 0 | 0 | 0 | 0 | 0 | 0 | 0 | 0 | 0 | 0 | 0 | 0 | 0 | 0 | 0 | 0 | 0 | 0 | 0 | 0 | 0 | 0 | 0 | 0 | 0 | 0 | 0 | 0 | 0 | 0 | 0 | 0 | 0 | 0 | 0 | 0 | 0 | 0 | 0 | 0 | 0 | 0 | 0 | 0 | 0 | 0 | 0 | 0 | 0 | 0 | 0 | 0 | 0 | 0 | 0 | 0 | 0 | 0 | 0 | 0 | 0 | 0 | 0 | 0 | 0 | 0 | 0 | 0 | 0 | 0 | 0 | 0 | 0 | 0 | 0 | 0 | 0 | 0 | 0 | 0 | 0 | 0 | 0 | 0 | 0 | 0 | 0 | 0 | 0 | 0 | 0 | 0 | 0 | 0 | 0 | 0 | 0 | 0 | 0 | 0 | 0 | 0 | 0 | 0 | 0 | 0 | 0 | 0 | 0 | 0 | 0 | 0 | 0 | 0 | 0 | 0 | 0 | 0 | 0 | 0 | 0 | 0 | 0 | 0 | 0 | 0 | 0 | 0 | 0 | 0 | 0 | 0 | 0 | 0 | 0 | 0 | 0 | 0 | 0 | 0 | 0 | 0 | 0 | 0 | 0 | 0 | 0 | 0 | 0 | 0 | 0 | 0 | 0 | 0 | 0 | 0 | 0 | 0 | 0 | 0 | 0 | 0 | 0 | 0 | 0 | 0 | 0 | 0 | 0 | 0 | 0 | 0 | 0 | 0 | 0 | 0 | 0 | 0 | 0 | 0 | 0 | 0 | 0 | 0 | 0 | 0 | 0 | 0 | 0 | 0 | 0 | 0 | 0 | 0 | 0 | 0 | 0 | 0 | 0 | 0 | 0 | 0 | 0 | 0 | 0 | 0 | 0 | 0 | 0 | 0 | 0 | 0 | 0 | 0 | 0 | 0 | 0 | 0 | 0 | 0 | 0 | 0 | 0 | 0 | 0 | 0 | 0 | 0 | 0 | 0 | 0 | 0 | 0 | 0 | 0 | 0 | 0 | 0 | 0 | 0 | 0 | 0 | 0 | 0 | 0 | 0 | 0 | 0 | 0 | 0 | 0 | 0 | 0 | 0 | 0 | 0 | 0 | 0 | 0 | 0 | 0 | 0 | 0 | 0 | 0 | 0 | 0 | 0 | 0 | 0 | 0 | 0 | 0 | 0 | 0 | 0 | 0 | 0 | 0 | 0 | 0 | 0 | 0 | 849.2352 | 856.0349 | 859.4308 | 861.4778 | 862.6346 | 863.6172 | 864.4619 | 865.1959 | 865.8394 | 866.4082 | 866.9145 | 867.368 | 867.7765 | 868.1463 | 868.4826 | 868.7898 | 869.0714 | 869.6558 | 870.4439 | 871.1416 | 871.7606 | 872.3107 | 872.8005 | 873.2372 | 873.6273 | 429.6809 | 433.1213 | 434.8394 | 435.8752 | 436.4605 | 436.9576 | 437.385 | 437.7564 | 438.082 | 438.3698 | 438.6259 | 438.8554 | 439.062 | 439.2492 | 439.4193 | 439.5747 | 439.7172 | 440.0129 | 440.4117 | 440.7647 | 441.0779 | 441.3562 | 441.604 | 441.825 | 442.0223
WA_Industrial_Industrial - WA_New_Space Heating_Natural Gas_Thermostat - Connected_A | WA | Industrial | Industrial - WA | New | Space Heating | Natural Gas | Thermostat - Connected | A | WIM45 | Standard thermostat. | Thermostat connected to building management control system. | 5 | 6225.8703 | 0 | 0 | 222.91 | 15.06 | 0 | 0 | 0.28365 | 0.45 | Stat Unit | 5% | 35% | Discretionary | Retro12Med | 75.44% | Space Heating | 0% | 10.4434 |  | 6.5355 |  | 0.029838 | DL20_CSTAT_SMRT-Cool-RTF-v1.1-5 | IL TRM - CI-HVC-THST-V01-200101 | DL20_CSTAT_SMRT-Heat-RTF-v1.1-1 | Standard thermostat. | Standard thermostat. | Standard thermostat. | Standard thermostat. | Standard thermostat. | Standard thermostat. | Standard thermostat. | Standard thermostat. | Standard thermostat. | Standard thermostat. | Standard thermostat. | Standard thermostat. | Standard thermostat. | Standard thermostat. | Standard thermostat. | Standard thermostat. | Standard thermostat. | Standard thermostat. | Standard thermostat. | Standard thermostat. | Standard thermostat. | Standard thermostat. | Standard thermostat. | Standard thermostat. | Standard thermostat. | Standard thermostat. | Standard thermostat. | Thermostat connected to building management control system. | Thermostat connected to building management control system. | Thermostat connected to building management control system. | Thermostat connected to building management control system. | Thermostat connected to building management control system. | Thermostat connected to building management control system. | Thermostat connected to building management control system. | Thermostat connected to building management control system. | Thermostat connected to building management control system. | Thermostat connected to building management control system. | Thermostat connected to building management control system. | Thermostat connected to building management control system. | Thermostat connected to building management control system. | Thermostat connected to building management control system. | Thermostat connected to building management control system. | Thermostat connected to building management control system. | Thermostat connected to building management control system. | Thermostat connected to building management control system. | Thermostat connected to building management control system. | Thermostat connected to building management control system. | Thermostat connected to building management control system. | Thermostat connected to building management control system. | Thermostat connected to building management control system. | Thermostat connected to building management control system. | Thermostat connected to building management control system. | Thermostat connected to building management control system. | Thermostat connected to building management control system. | 222.91 | 222.91 | 222.91 | 222.91 | 222.91 | 222.91 | 222.91 | 222.91 | 222.91 | 222.91 | 222.91 | 222.91 | 222.91 | 222.91 | 222.91 | 222.91 | 222.91 | 222.91 | 222.91 | 222.91 | 222.91 | 222.91 | 222.91 | 222.91 | 222.91 | 222.91 | 222.91 | 0 | 0 | 5389.7505 | 5210.4287 | 5083.4606 | 5008.3528 | 4967.2502 | 4933.4459 | 4905.6731 | 4882.9621 | 4864.5395 | 4849.7099 | 4837.7849 | 4828.0501 | 4819.7716 | 4812.2422 | 4804.8557 | 4801.1477 | 4796.5885 | 4787.9022 | 4775.4944 | 4760.8102 | 4732.6566 | 4693.8418 | 4650.0672 | 4607.6378 | 4563.3308 | 0.030617 | 0.039417 | 0.045986 | 0.051325 | 0.055019 | 0.024771 | 0.0077149 | 0 | 0 | 0 | 0 | 0 | 0 | 0 | 0 | 0 | 0 | 0 | 0 | 0 | 0 | 0 | 0 | 0 | 0 | 0.030617 | 0.069015 | 0.11332 | 0.16297 | 0.21665 | 0.23995 | 0.24631 | 0.24517 | 0.24425 | 0.2435 | 0.2429 | 0.24242 | 0.242 | 0.24162 | 0.24125 | 0.24106 | 0.24084 | 0.2404 | 0.23978 | 0.23904 | 0.23763 | 0.23568 | 0.23348 | 0.23135 | 0.22912 | 0.0056805 | 0.0075651 | 0.0090461 | 0.010248 | 0.011076 | 0.0050211 | 0.0015727 | 0 | 0 | 0 | 0 | 0 | 0 | 0 | 0 | 0 | 0 | 0 | 0 | 0 | 0 | 0 | 0 | 0 | 0 | 0.0056805 | 0.013246 | 0.022292 | 0.03254 | 0.043616 | 0.048637 | 0.05021 | 0.05021 | 0.05021 | 0.05021 | 0.05021 | 0.05021 | 0.05021 | 0.05021 | 0.05021 | 0.05021 | 0.05021 | 0.05021 | 0.05021 | 0.05021 | 0.05021 | 0.05021 | 0.05021 | 0.05021 | 0.05021 | 0.029838 | 0.039372 | 0.046787 | 0.05277 | 0.056878 | 0.025717 | 0.0080361 | 0 | 0 | 0 | 0 | 0 | 0 | 0 | 0 | 0 | 0 | 0 | 0 | 0 | 0 | 0 | 0 | 0 | 0 | 0.029838 | 0.068936 | 0.11529 | 0.16756 | 0.22397 | 0.24911 | 0.25657 | 0.25606 | 0.25563 | 0.25529 | 0.25503 | 0.25481 | 0.25463 | 0.25445 | 0.25425 | 0.25403 | 0.25376 | 0.25329 | 0.2527 | 0.25207 | 0.2514 | 0.25072 | 0.25006 | 0.24943 | 0.24888 | 0.0048285 | 0.0064303 | 0.0076892 | 0.0087107 | 0.0094149 | 0.0042679 | 0.0013368 | 0 | 0 | 0 | 0 | 0 | 0 | 0 | 0 | 0 | 0 | 0 | 0 | 0 | 0 | 0 | 0 | 0 | 0 | 0.0048285 | 0.011259 | 0.018948 | 0.027659 | 0.037074 | 0.041342 | 0.042678 | 0.042678 | 0.042678 | 0.042678 | 0.042678 | 0.042678 | 0.042678 | 0.042678 | 0.042678 | 0.042678 | 0.042678 | 0.042678 | 0.042678 | 0.042678 | 0.042678 | 0.042678 | 0.042678 | 0.042678 | 0.042678 | 0.029916 | 0.039493 | 0.047003 | 0.053083 | 0.057265 | 0.025914 | 0.0081037 | 0 | 0 | 0 | 0 | 0 | 0 | 0 | 0 | 0 | 0 | 0 | 0 | 0 | 0 | 0 | 0 | 0 | 0 | 0.029916 | 0.069147 | 0.11583 | 0.16855 | 0.2255 | 0.25102 | 0.25873 | 0.25835 | 0.25801 | 0.2577 | 0.25741 | 0.25715 | 0.25691 | 0.25669 | 0.25649 | 0.25631 | 0.25612 | 0.25583 | 0.25549 | 0.25515 | 0.25486 | 0.25461 | 0.25439 | 0.25419 | 0.25402 | 0.0048285 | 0.0064303 | 0.0076892 | 0.0087107 | 0.0094149 | 0.0042679 | 0.0013368 | 0 | 0 | 0 | 0 | 0 | 0 | 0 | 0 | 0 | 0 | 0 | 0 | 0 | 0 | 0 | 0 | 0 | 0 | 0.0048285 | 0.011259 | 0.018948 | 0.027659 | 0.037074 | 0.041342 | 0.042678 | 0.042678 | 0.042678 | 0.042678 | 0.042678 | 0.042678 | 0.042678 | 0.042678 | 0.042678 | 0.042678 | 0.042678 | 0.042678 | 0.042678 | 0.042678 | 0.042678 | 0.042678 | 0.042678 | 0.042678 | 0.042678 | 0.029916 | 0.039493 | 0.047003 | 0.053083 | 0.057265 | 0.025914 | 0.0081037 | 0 | 0 | 0 | 0 | 0 | 0 | 0 | 0 | 0 | 0 | 0 | 0 | 0 | 0 | 0 | 0 | 0 | 0 | 0.029916 | 0.069147 | 0.11583 | 0.16855 | 0.2255 | 0.25102 | 0.25873 | 0.25835 | 0.25801 | 0.2577 | 0.25741 | 0.25715 | 0.25691 | 0.25669 | 0.25649 | 0.25631 | 0.25612 | 0.25583 | 0.25549 | 0.25515 | 0.25486 | 0.25461 | 0.25439 | 0.25419 | 0.25402 | 0.0048285 | 0.0064303 | 0.0076892 | 0.0087107 | 0.0094149 | 0.0042679 | 0.0013368 | 0 | 0 | 0 | 0 | 0 | 0 | 0 | 0 | 0 | 0 | 0 | 0 | 0 | 0 | 0 | 0 | 0 | 0 | 0.0048285 | 0.011259 | 0.018948 | 0.027659 | 0.037074 | 0.041342 | 0.042678 | 0.042678 | 0.042678 | 0.042678 | 0.042678 | 0.042678 | 0.042678 | 0.042678 | 0.042678 | 0.042678 | 0.042678 | 0.042678 | 0.042678 | 0.042678 | 0.042678 | 0.042678 | 0.042678 | 0.042678 | 0.042678 | 10.2521 | 10.3342 | 10.3752 | 10.3999 | 10.4139 | 10.4258 | 10.436 | 10.4448 | 10.4526 | 10.4595 | 10.4656 | 10.4711 | 10.476 | 10.4804 | 10.4845 | 10.4882 | 10.4916 | 10.4987 | 10.5082 | 10.5166 | 10.5241 | 10.5307 | 10.5366 | 10.5419 | 10.5466 | 6.4158 | 6.4672 | 6.4928 | 6.5083 | 6.517 | 6.5245 | 6.5308 | 6.5364 | 6.5412 | 6.5455 | 6.5494 | 6.5528 | 6.5559 | 6.5587 | 6.5612 | 6.5635 | 6.5657 | 6.5701 | 6.576 | 6.5813 | 6.586 | 6.5901 | 6.5938 | 6.5971 | 6.6001
WA_Industrial_Industrial - WA_New_Space Heating_Natural Gas_Gas Boiler - Maintenance_A | WA | Industrial | Industrial - WA | New | Space Heating | Natural Gas | Gas Boiler - Maintenance | A | WIM46 | Degrade performance | General cleaning and maintenance | 3 | 0.55556 | 0 | 0 | 0.95 | 0 | 0 | 0 | 0.28365 | 0.25 | kBtuh Heat | 5% | 10% | Discretionary | Retro20Fast | 65.82% | Boiler | 0% | 816.3139 |  | 348.4975 |  | 0.0013105 | GBLR_MNT-Heating-ILTRM-v4.0-43 | GBLR_MNT-Heating-ILTRM-v4.0-43 | GBLR_MNT-Heating-ILTRM-v4.0-1 | Degrade performance | Degrade performance | Degrade performance | Degrade performance | Degrade performance | Degrade performance | Degrade performance | Degrade performance | Degrade performance | Degrade performance | Degrade performance | Degrade performance | Degrade performance | Degrade performance | Degrade performance | Degrade performance | Degrade performance | Degrade performance | Degrade performance | Degrade performance | Degrade performance | Degrade performance | Degrade performance | Degrade performance | Degrade performance | Degrade performance | Degrade performance | General cleaning and maintenance | General cleaning and maintenance | General cleaning and maintenance | General cleaning and maintenance | General cleaning and maintenance | General cleaning and maintenance | General cleaning and maintenance | General cleaning and maintenance | General cleaning and maintenance | General cleaning and maintenance | General cleaning and maintenance | General cleaning and maintenance | General cleaning and maintenance | General cleaning and maintenance | General cleaning and maintenance | General cleaning and maintenance | General cleaning and maintenance | General cleaning and maintenance | General cleaning and maintenance | General cleaning and maintenance | General cleaning and maintenance | General cleaning and maintenance | General cleaning and maintenance | General cleaning and maintenance | General cleaning and maintenance | General cleaning and maintenance | General cleaning and maintenance | 0.95 | 0.95 | 0.95 | 0.95 | 0.95 | 0.95 | 0.95 | 0.95 | 0.95 | 0.95 | 0.95 | 0.95 | 0.95 | 0.95 | 0.95 | 0.95 | 0.95 | 0.95 | 0.95 | 0.95 | 0.95 | 0.95 | 0.95 | 0.95 | 0.95 | 0.95 | 0.95 | 0 | 0 | 0.47872 | 0.46485 | 0.45378 | 0.44661 | 0.44188 | 0.43834 | 0.4356 | 0.43338 | 0.43149 | 0.42989 | 0.42853 | 0.42736 | 0.42632 | 0.42537 | 0.42444 | 0.42412 | 0.42379 | 0.42329 | 0.42259 | 0.42164 | 0.41983 | 0.41701 | 0.41369 | 0.41043 | 0.40695 | 0.0013438 | 0.001218 | 0.00098425 | 0 | 0 | 0 | 0 | 0 | 0 | 0 | 0 | 0 | 0 | 0 | 0 | 0 | 0 | 0 | 0 | 0 | 0 | 0 | 0 | 0 | 0 | 0.0013438 | 0.0025229 | 0.003447 | 0.0033925 | 0.0033566 | 0.0033297 | 0.0033089 | 0.003292 | 0.0032776 | 0.0032655 | 0.0032552 | 0.0032463 | 0.0032384 | 0.0032312 | 0.0032241 | 0.0032217 | 0.0032192 | 0.0032154 | 0.0032101 | 0.0032029 | 0.0031891 | 0.0031677 | 0.0031424 | 0.0031177 | 0.0030912 | 2.807 | 2.6202 | 2.169 | 0 | 0 | 0 | 0 | 0 | 0 | 0 | 0 | 0 | 0 | 0 | 0 | 0 | 0 | 0 | 0 | 0 | 0 | 0 | 0 | 0 | 0 | 2.807 | 5.4272 | 7.5962 | 7.5962 | 7.5962 | 7.5962 | 7.5962 | 7.5962 | 7.5962 | 7.5962 | 7.5962 | 7.5962 | 7.5962 | 7.5962 | 7.5962 | 7.5962 | 7.5962 | 7.5962 | 7.5962 | 7.5962 | 7.5962 | 7.5962 | 7.5962 | 7.5962 | 7.5962 | 0.0013105 | 0.0012181 | 0.0010031 | 0 | 0 | 0 | 0 | 0 | 0 | 0 | 0 | 0 | 0 | 0 | 0 | 0 | 0 | 0 | 0 | 0 | 0 | 0 | 0 | 0 | 0 | 0.0013105 | 0.002523 | 0.0035132 | 0.0034959 | 0.0034798 | 0.0034678 | 0.0034585 | 0.0034506 | 0.0034436 | 0.0034374 | 0.003432 | 0.0034273 | 0.003423 | 0.0034189 | 0.0034146 | 0.0034119 | 0.0034088 | 0.0034048 | 0.0034 | 0.0033943 | 0.0033904 | 0.0033858 | 0.0033811 | 0.0033764 | 0.0033725 | 2.3859 | 2.2272 | 1.8436 | 0 | 0 | 0 | 0 | 0 | 0 | 0 | 0 | 0 | 0 | 0 | 0 | 0 | 0 | 0 | 0 | 0 | 0 | 0 | 0 | 0 | 0 | 2.3859 | 4.6131 | 6.4567 | 6.4567 | 6.4567 | 6.4567 | 6.4567 | 6.4567 | 6.4567 | 6.4567 | 6.4567 | 6.4567 | 6.4567 | 6.4567 | 6.4567 | 6.4567 | 6.4567 | 6.4567 | 6.4567 | 6.4567 | 6.4567 | 6.4567 | 6.4567 | 6.4567 | 6.4567 | 0.0013146 | 0.001223 | 0.0010091 | 0 | 0 | 0 | 0 | 0 | 0 | 0 | 0 | 0 | 0 | 0 | 0 | 0 | 0 | 0 | 0 | 0 | 0 | 0 | 0 | 0 | 0 | 0.0013146 | 0.0025331 | 0.003534 | 0.0035225 | 0.0035108 | 0.0035029 | 0.0034968 | 0.0034913 | 0.0034856 | 0.00348 | 0.0034744 | 0.0034691 | 0.0034639 | 0.0034591 | 0.0034546 | 0.0034519 | 0.0034497 | 0.0034478 | 0.0034461 | 0.0034442 | 0.0034452 | 0.0034463 | 0.0034473 | 0.0034484 | 0.0034494 | 2.3859 | 2.2272 | 1.8436 | 0 | 0 | 0 | 0 | 0 | 0 | 0 | 0 | 0 | 0 | 0 | 0 | 0 | 0 | 0 | 0 | 0 | 0 | 0 | 0 | 0 | 0 | 2.3859 | 4.6131 | 6.4567 | 6.4567 | 6.4567 | 6.4567 | 6.4567 | 6.4567 | 6.4567 | 6.4567 | 6.4567 | 6.4567 | 6.4567 | 6.4567 | 6.4567 | 6.4567 | 6.4567 | 6.4567 | 6.4567 | 6.4567 | 6.4567 | 6.4567 | 6.4567 | 6.4567 | 6.4567 | 0.0013139 | 0.0012218 | 0.0010078 | 0 | 0 | 0 | 0 | 0 | 0 | 0 | 0 | 0 | 0 | 0 | 0 | 0 | 0 | 0 | 0 | 0 | 0 | 0 | 0 | 0 | 0 | 0.0013139 | 0.0025308 | 0.0035294 | 0.0035166 | 0.0035035 | 0.0034945 | 0.0034876 | 0.0034815 | 0.0034756 | 0.0034698 | 0.0034642 | 0.0034588 | 0.0034538 | 0.0034491 | 0.0034447 | 0.0034424 | 0.0034406 | 0.003439 | 0.0034375 | 0.0034358 | 0.0034371 | 0.0034383 | 0.0034396 | 0.0034409 | 0.0034421 | 2.3859 | 2.2272 | 1.8436 | 0 | 0 | 0 | 0 | 0 | 0 | 0 | 0 | 0 | 0 | 0 | 0 | 0 | 0 | 0 | 0 | 0 | 0 | 0 | 0 | 0 | 0 | 2.3859 | 4.6131 | 6.4567 | 6.4567 | 6.4567 | 6.4567 | 6.4567 | 6.4567 | 6.4567 | 6.4567 | 6.4567 | 6.4567 | 6.4567 | 6.4567 | 6.4567 | 6.4567 | 6.4567 | 6.4567 | 6.4567 | 6.4567 | 6.4567 | 6.4567 | 6.4567 | 6.4567 | 6.4567 | 816.3139 | 816.3139 | 816.3139 | 816.3139 | 816.3139 | 816.3139 | 816.3139 | 816.3139 | 816.3139 | 816.3139 | 816.3139 | 816.3139 | 816.3139 | 816.3139 | 816.3139 | 816.3139 | 816.3139 | 816.3139 | 816.3139 | 816.3139 | 816.3139 | 816.3139 | 816.3139 | 816.3139 | 816.3139 | 348.4975 | 348.4975 | 348.4975 | 348.4975 | 348.4975 | 348.4975 | 348.4975 | 348.4975 | 348.4975 | 348.4975 | 348.4975 | 348.4975 | 348.4975 | 348.4975 | 348.4975 | 348.4975 | 348.4975 | 348.4975 | 348.4975 | 348.4975 | 348.4975 | 348.4975 | 348.4975 | 348.4975 | 348.4975
WA_Industrial_Industrial - WA_New_Space Heating_Natural Gas_Gas Furnace - Maintenance_A | WA | Industrial | Industrial - WA | New | Space Heating | Natural Gas | Gas Furnace - Maintenance | A | WIM47 | Degrade performance | General cleaning and maintenance | 3 | 0.48792 | 0 | 0 | 0.95 | 0 | 0 | 0 | 0.28365 | 0.25 | kBtuh Heat | 5% | 10% | Discretionary | Retro20Fast | 65.82% | Furnace | 0% | 992.8606 |  | 423.8682 |  | 0.00072112 | IL TRM - CI-HVC-FTUN-V03-200101 | GBLR_MNT-Heating-ILTRM-v4.0-43 | IL TRM - CI-HVC-FTUN-V03-200101 | Degrade performance | Degrade performance | Degrade performance | Degrade performance | Degrade performance | Degrade performance | Degrade performance | Degrade performance | Degrade performance | Degrade performance | Degrade performance | Degrade performance | Degrade performance | Degrade performance | Degrade performance | Degrade performance | Degrade performance | Degrade performance | Degrade performance | Degrade performance | Degrade performance | Degrade performance | Degrade performance | Degrade performance | Degrade performance | Degrade performance | Degrade performance | General cleaning and maintenance | General cleaning and maintenance | General cleaning and maintenance | General cleaning and maintenance | General cleaning and maintenance | General cleaning and maintenance | General cleaning and maintenance | General cleaning and maintenance | General cleaning and maintenance | General cleaning and maintenance | General cleaning and maintenance | General cleaning and maintenance | General cleaning and maintenance | General cleaning and maintenance | General cleaning and maintenance | General cleaning and maintenance | General cleaning and maintenance | General cleaning and maintenance | General cleaning and maintenance | General cleaning and maintenance | General cleaning and maintenance | General cleaning and maintenance | General cleaning and maintenance | General cleaning and maintenance | General cleaning and maintenance | General cleaning and maintenance | General cleaning and maintenance | 0.95 | 0.95 | 0.95 | 0.95 | 0.95 | 0.95 | 0.95 | 0.95 | 0.95 | 0.95 | 0.95 | 0.95 | 0.95 | 0.95 | 0.95 | 0.95 | 0.95 | 0.95 | 0.95 | 0.95 | 0.95 | 0.95 | 0.95 | 0.95 | 0.95 | 0.95 | 0.95 | 0 | 0 | 0.42039 | 0.39689 | 0.38199 | 0.37274 | 0.36701 | 0.36258 | 0.35903 | 0.35609 | 0.35358 | 0.35142 | 0.34956 | 0.34794 | 0.3465 | 0.34518 | 0.34394 | 0.34323 | 0.34255 | 0.3413 | 0.33959 | 0.33782 | 0.33548 | 0.33244 | 0.3291 | 0.32589 | 0.32259 | 0.00073942 | 0.00065164 | 0.00051916 | 0 | 0 | 0 | 0 | 0 | 0 | 0 | 0 | 0 | 0 | 0 | 0 | 0 | 0 | 0 | 0 | 0 | 0 | 0 | 0 | 0 | 0 | 0.00073942 | 0.0013497 | 0.0018182 | 0.0017742 | 0.0017469 | 0.0017258 | 0.0017089 | 0.0016949 | 0.001683 | 0.0016727 | 0.0016639 | 0.0016561 | 0.0016493 | 0.001643 | 0.0016371 | 0.0016337 | 0.0016305 | 0.0016245 | 0.0016164 | 0.001608 | 0.0015968 | 0.0015824 | 0.0015665 | 0.0015512 | 0.0015355 | 1.7589 | 1.6419 | 1.3591 | 0 | 0 | 0 | 0 | 0 | 0 | 0 | 0 | 0 | 0 | 0 | 0 | 0 | 0 | 0 | 0 | 0 | 0 | 0 | 0 | 0 | 0 | 1.7589 | 3.4007 | 4.7599 | 4.7599 | 4.7599 | 4.7599 | 4.7599 | 4.7599 | 4.7599 | 4.7599 | 4.7599 | 4.7599 | 4.7599 | 4.7599 | 4.7599 | 4.7599 | 4.7599 | 4.7599 | 4.7599 | 4.7599 | 4.7599 | 4.7599 | 4.7599 | 4.7599 | 4.7599 | 0.00072112 | 0.0006517 | 0.00052914 | 0 | 0 | 0 | 0 | 0 | 0 | 0 | 0 | 0 | 0 | 0 | 0 | 0 | 0 | 0 | 0 | 0 | 0 | 0 | 0 | 0 | 0 | 0.00072112 | 0.0013499 | 0.0018532 | 0.0018283 | 0.0018111 | 0.0017974 | 0.0017862 | 0.0017766 | 0.0017682 | 0.0017608 | 0.0017543 | 0.0017485 | 0.0017433 | 0.0017385 | 0.0017338 | 0.0017302 | 0.0017266 | 0.0017203 | 0.001712 | 0.0017041 | 0.0016976 | 0.0016914 | 0.0016855 | 0.0016799 | 0.0016752 | 1.4951 | 1.3956 | 1.1552 | 0 | 0 | 0 | 0 | 0 | 0 | 0 | 0 | 0 | 0 | 0 | 0 | 0 | 0 | 0 | 0 | 0 | 0 | 0 | 0 | 0 | 0 | 1.4951 | 2.8906 | 4.0459 | 4.0459 | 4.0459 | 4.0459 | 4.0459 | 4.0459 | 4.0459 | 4.0459 | 4.0459 | 4.0459 | 4.0459 | 4.0459 | 4.0459 | 4.0459 | 4.0459 | 4.0459 | 4.0459 | 4.0459 | 4.0459 | 4.0459 | 4.0459 | 4.0459 | 4.0459 | 0.0007234 | 0.0006543 | 0.00053227 | 0 | 0 | 0 | 0 | 0 | 0 | 0 | 0 | 0 | 0 | 0 | 0 | 0 | 0 | 0 | 0 | 0 | 0 | 0 | 0 | 0 | 0 | 0.0007234 | 0.0013552 | 0.0018641 | 0.0018422 | 0.0018272 | 0.0018156 | 0.001806 | 0.0017976 | 0.0017898 | 0.0017826 | 0.001776 | 0.0017698 | 0.0017641 | 0.0017589 | 0.0017541 | 0.0017505 | 0.0017473 | 0.001742 | 0.0017353 | 0.0017291 | 0.0017251 | 0.0017215 | 0.0017185 | 0.0017158 | 0.0017134 | 1.4951 | 1.3956 | 1.1552 | 0 | 0 | 0 | 0 | 0 | 0 | 0 | 0 | 0 | 0 | 0 | 0 | 0 | 0 | 0 | 0 | 0 | 0 | 0 | 0 | 0 | 0 | 1.4951 | 2.8906 | 4.0459 | 4.0459 | 4.0459 | 4.0459 | 4.0459 | 4.0459 | 4.0459 | 4.0459 | 4.0459 | 4.0459 | 4.0459 | 4.0459 | 4.0459 | 4.0459 | 4.0459 | 4.0459 | 4.0459 | 4.0459 | 4.0459 | 4.0459 | 4.0459 | 4.0459 | 4.0459 | 0.00072302 | 0.0006537 | 0.00053158 | 0 | 0 | 0 | 0 | 0 | 0 | 0 | 0 | 0 | 0 | 0 | 0 | 0 | 0 | 0 | 0 | 0 | 0 | 0 | 0 | 0 | 0 | 0.00072302 | 0.001354 | 0.0018617 | 0.0018392 | 0.0018234 | 0.0018112 | 0.0018012 | 0.0017926 | 0.0017846 | 0.0017774 | 0.0017707 | 0.0017646 | 0.001759 | 0.0017538 | 0.0017491 | 0.0017457 | 0.0017426 | 0.0017375 | 0.0017309 | 0.001725 | 0.001721 | 0.0017176 | 0.0017146 | 0.001712 | 0.0017098 | 1.4951 | 1.3956 | 1.1552 | 0 | 0 | 0 | 0 | 0 | 0 | 0 | 0 | 0 | 0 | 0 | 0 | 0 | 0 | 0 | 0 | 0 | 0 | 0 | 0 | 0 | 0 | 1.4951 | 2.8906 | 4.0459 | 4.0459 | 4.0459 | 4.0459 | 4.0459 | 4.0459 | 4.0459 | 4.0459 | 4.0459 | 4.0459 | 4.0459 | 4.0459 | 4.0459 | 4.0459 | 4.0459 | 4.0459 | 4.0459 | 4.0459 | 4.0459 | 4.0459 | 4.0459 | 4.0459 | 4.0459 | 929.4878 | 955.9584 | 969.5848 | 977.9348 | 982.6994 | 986.7727 | 990.2944 | 993.3692 | 996.0765 | 998.4783 | 1000.6233 | 1002.5502 | 1004.2906 | 1005.87 | 1007.3095 | 1008.6269 | 1009.8368 | 1012.3546 | 1015.7643 | 1018.7972 | 1021.4988 | 1023.9087 | 1026.0613 | 1027.9864 | 1029.7101 | 396.8133 | 408.114 | 413.9313 | 417.4961 | 419.5302 | 421.2691 | 422.7726 | 424.0853 | 425.2411 | 426.2665 | 427.1822 | 428.0048 | 428.7478 | 429.4221 | 430.0366 | 430.599 | 431.1156 | 432.1904 | 433.6461 | 434.9409 | 436.0943 | 437.1231 | 438.0421 | 438.8639 | 439.5998
WA_Industrial_Industrial - WA_New_Space Heating_Natural Gas_Gas Furnace - Tube Inserts_A | WA | Industrial | Industrial - WA | New | Space Heating | Natural Gas | Gas Furnace - Tube Inserts | A | WIM48 | None | Tube inserts installed | 5 | 0 | 0 | 0 | 1 | 0 | 0 | 0 | 0.28365 | 0.25 | sqft | 0% | 0% | Discretionary | Retro3Slow | 84.16% | Furnace | 0% | 0 |  | 0 |  | 0 | n/a | n/a | n/a | None | None | None | None | None | None | None | None | None | None | None | None | None | None | None | None | None | None | None | None | None | None | None | None | None | None | None | Tube inserts installed | Tube inserts installed | Tube inserts installed | Tube inserts installed | Tube inserts installed | Tube inserts installed | Tube inserts installed | Tube inserts installed | Tube inserts installed | Tube inserts installed | Tube inserts installed | Tube inserts installed | Tube inserts installed | Tube inserts installed | Tube inserts installed | Tube inserts installed | Tube inserts installed | Tube inserts installed | Tube inserts installed | Tube inserts installed | Tube inserts installed | Tube inserts installed | Tube inserts installed | Tube inserts installed | Tube inserts installed | Tube inserts installed | Tube inserts installed | 1 | 1 | 1 | 1 | 1 | 1 | 1 | 1 | 1 | 1 | 1 | 1 | 1 | 1 | 1 | 1 | 1 | 1 | 1 | 1 | 1 | 1 | 1 | 1 | 1 | 1 | 1 | 0 | 0 | 0 | 0 | 0 | 0 | 0 | 0 | 0 | 0 | 0 | 0 | 0 | 0 | 0 | 0 | 0 | 0 | 0 | 0 | 0 | 0 | 0 | 0 | 0 | 0 | 0 | 0 | 0 | 0 | 0 | 0 | 0 | 0 | 0 | 0 | 0 | 0 | 0 | 0 | 0 | 0 | 0 | 0 | 0 | 0 | 0 | 0 | 0 | 0 | 0 | 0 | 0 | 0 | 0 | 0 | 0 | 0 | 0 | 0 | 0 | 0 | 0 | 0 | 0 | 0 | 0 | 0 | 0 | 0 | 0 | 0 | 0 | 0 | 0 | 0 | 0 | 0 | 0 | 0 | 0 | 0 | 0 | 0 | 0 | 0 | 0 | 0 | 0 | 0 | 0 | 0 | 0 | 0 | 0 | 0 | 0 | 0 | 0 | 0 | 0 | 0 | 0 | 0 | 0 | 0 | 0 | 0 | 0 | 0 | 0 | 0 | 0 | 0 | 0 | 0 | 0 | 0 | 0 | 0 | 0 | 0 | 0 | 0 | 0 | 0 | 0 | 0 | 0 | 0 | 0 | 0 | 0 | 0 | 0 | 0 | 0 | 0 | 0 | 0 | 0 | 0 | 0 | 0 | 0 | 0 | 0 | 0 | 0 | 0 | 0 | 0 | 0 | 0 | 0 | 0 | 0 | 0 | 0 | 0 | 0 | 0 | 0 | 0 | 0 | 0 | 0 | 0 | 0 | 0 | 0 | 0 | 0 | 0 | 0 | 0 | 0 | 0 | 0 | 0 | 0 | 0 | 0 | 0 | 0 | 0 | 0 | 0 | 0 | 0 | 0 | 0 | 0 | 0 | 0 | 0 | 0 | 0 | 0 | 0 | 0 | 0 | 0 | 0 | 0 | 0 | 0 | 0 | 0 | 0 | 0 | 0 | 0 | 0 | 0 | 0 | 0 | 0 | 0 | 0 | 0 | 0 | 0 | 0 | 0 | 0 | 0 | 0 | 0 | 0 | 0 | 0 | 0 | 0 | 0 | 0 | 0 | 0 | 0 | 0 | 0 | 0 | 0 | 0 | 0 | 0 | 0 | 0 | 0 | 0 | 0 | 0 | 0 | 0 | 0 | 0 | 0 | 0 | 0 | 0 | 0 | 0 | 0 | 0 | 0 | 0 | 0 | 0 | 0 | 0 | 0 | 0 | 0 | 0 | 0 | 0 | 0 | 0 | 0 | 0 | 0 | 0 | 0 | 0 | 0 | 0 | 0 | 0 | 0 | 0 | 0 | 0 | 0 | 0 | 0 | 0 | 0 | 0 | 0 | 0 | 0 | 0 | 0 | 0 | 0 | 0 | 0 | 0 | 0 | 0 | 0 | 0 | 0 | 0 | 0 | 0 | 0 | 0 | 0 | 0 | 0 | 0 | 0 | 0 | 0 | 0 | 0 | 0 | 0 | 0 | 0 | 0 | 0 | 0 | 0 | 0 | 0 | 0 | 0 | 0 | 0 | 0 | 0 | 0 | 0 | 0 | 0 | 0 | 0 | 0 | 0 | 0 | 0 | 0 | 0 | 0 | 0 | 0 | 0 | 0 | 0 | 0 | 0 | 0 | 0 | 0 | 0 | 0 | 0 | 0 | 0 | 0 | 0 | 0 | 0 | 0 | 0 | 0 | 0 | 0 | 0 | 0 | 0 | 0 | 0 | 0 | 0 | 0 | 0 | 0 | 0 | 0 | 0 | 0 | 0 | 0 | 0 | 0 | 0 | 0 | 0 | 0 | 0 | 0 | 0 | 0 | 0 | 0 | 0 | 0 | 0 | 0 | 0 | 0 | 0 | 0 | 0 | 0 | 0 | 0 | 0 | 0 | 0 | 0 | 0 | 0 | 0 | 0 | 0 | 0 | 0 | 0 | 0 | 0 | 0 | 0 | 0 | 0 | 0 | 0 | 0 | 0 | 0 | 0 | 0 | 0 | 0 | 0 | 0 | 0 | 0 | 0 | 0 | 0 | 0 | 0 | 0 | 0 | 0 | 0 | 0 | 0 | 0 | 0 | 0 | 0 | 0 | 0 | 0 | 0 | 0 | 0 | 0 | 0 | 0 | 0 | 0
WA_Industrial_Industrial - WA_New_Space Heating_Natural Gas_Gas Boiler - Burner Control Optimization_A | WA | Industrial | Industrial - WA | New | Space Heating | Natural Gas | Gas Boiler - Burner Control Optimization | A | WIM49 | Average performance | Optimized burner controls | 18 | 0.26852 | 0 | 0 | 0.94 | 0 | 0 | 0 | 0.28365 | 0.25 | kBtuh heat | 5% | 85% | Discretionary | Retro3Slow | 84.16% | Boiler | 0% | 433.8712 |  | 185.2266 |  | 0.00025359 | GBLR_O2TRM-Heating-ILTRM-v4.0-1 | GBLR_O2TRM-Heating-MEMD-2018-1 | GBLR_O2TRM-Heating-ILTRM-v4.0-1 | Average performance | Average performance | Average performance | Average performance | Average performance | Average performance | Average performance | Average performance | Average performance | Average performance | Average performance | Average performance | Average performance | Average performance | Average performance | Average performance | Average performance | Average performance | Average performance | Average performance | Average performance | Average performance | Average performance | Average performance | Average performance | Average performance | Average performance | Optimized burner controls | Optimized burner controls | Optimized burner controls | Optimized burner controls | Optimized burner controls | Optimized burner controls | Optimized burner controls | Optimized burner controls | Optimized burner controls | Optimized burner controls | Optimized burner controls | Optimized burner controls | Optimized burner controls | Optimized burner controls | Optimized burner controls | Optimized burner controls | Optimized burner controls | Optimized burner controls | Optimized burner controls | Optimized burner controls | Optimized burner controls | Optimized burner controls | Optimized burner controls | Optimized burner controls | Optimized burner controls | Optimized burner controls | Optimized burner controls | 0.94 | 0.94 | 0.94 | 0.94 | 0.94 | 0.94 | 0.94 | 0.94 | 0.94 | 0.94 | 0.94 | 0.94 | 0.94 | 0.94 | 0.94 | 0.94 | 0.94 | 0.94 | 0.94 | 0.94 | 0.94 | 0.94 | 0.94 | 0.94 | 0.94 | 0.94 | 0.94 | 0 | 0 | 0.23153 | 0.22493 | 0.21968 | 0.21633 | 0.21417 | 0.21258 | 0.21136 | 0.21038 | 0.20956 | 0.20885 | 0.20825 | 0.20773 | 0.20725 | 0.2068 | 0.20635 | 0.20617 | 0.20598 | 0.20571 | 0.20534 | 0.20485 | 0.20395 | 0.20255 | 0.20091 | 0.1993 | 0.19759 | 0.00026005 | 0.00052889 | 0.0012354 | 0.0024116 | 0.0040143 | 0.0059885 | 0.0080883 | 0.0099751 | 0.011314 | 0.011878 | 0.011605 | 0.010601 | 0.009092 | 0.0073473 | 0.0056125 | 0.00407 | 0.0028056 | 0.0018423 | 0.00092409 | 0.00032179 | 0 | 0 | 0 | 0 | 0 | 0.00026005 | 0.00078154 | 0.0019987 | 0.0043798 | 0.0083503 | 0.014277 | 0.022284 | 0.032155 | 0.043343 | 0.055075 | 0.066522 | 0.076955 | 0.085871 | 0.093031 | 0.098441 | 0.10243 | 0.10514 | 0.10684 | 0.10757 | 0.10764 | 0.10716 | 0.10643 | 0.10557 | 0.10472 | 0.10382 | 1.1232 | 2.3513 | 5.6233 | 11.1482 | 18.7435 | 28.1702 | 38.267 | 47.4135 | 53.9918 | 56.8734 | 55.7258 | 51.0344 | 43.8696 | 35.5288 | 27.199 | 19.7412 | 13.6208 | 8.9556 | 4.5002 | 1.5709 | 0 | 0 | 0 | 0 | 0 | 1.1232 | 3.4746 | 9.0979 | 20.246 | 38.9895 | 67.1597 | 105.4267 | 152.8402 | 206.832 | 263.7054 | 319.4312 | 370.4655 | 414.3352 | 449.8639 | 477.0629 | 496.8041 | 510.4249 | 519.3805 | 523.8808 | 525.4516 | 525.4516 | 525.4516 | 525.4516 | 525.4516 | 525.4516 | 0.00025359 | 0.00052884 | 0.0012588 | 0.0024843 | 0.0041599 | 0.0062337 | 0.0084489 | 0.010449 | 0.011878 | 0.012494 | 0.012225 | 0.011183 | 0.0096019 | 0.0077673 | 0.0059388 | 0.0043066 | 0.0029684 | 0.0019492 | 0.00097798 | 0.00034077 | 0 | 0 | 0 | 0 | 0 | 0.00025359 | 0.00078147 | 0.0020365 | 0.0045118 | 0.0086532 | 0.014862 | 0.023277 | 0.033682 | 0.045504 | 0.05793 | 0.070079 | 0.081178 | 0.090687 | 0.098349 | 0.10417 | 0.10838 | 0.11124 | 0.11304 | 0.11385 | 0.11399 | 0.11384 | 0.11367 | 0.1135 | 0.11333 | 0.11319 | 0.95473 | 1.9986 | 4.7798 | 9.4759 | 15.9319 | 23.9447 | 32.527 | 40.3015 | 45.893 | 48.3424 | 47.3669 | 43.3792 | 37.2892 | 30.1995 | 23.1191 | 16.78 | 11.5777 | 7.6122 | 3.8252 | 1.3352 | 0 | 0 | 0 | 0 | 0 | 0.95473 | 2.9534 | 7.7332 | 17.2091 | 33.1411 | 57.0858 | 89.6127 | 129.9142 | 175.8072 | 224.1496 | 271.5165 | 314.8957 | 352.1849 | 382.3844 | 405.5035 | 422.2835 | 433.8612 | 441.4734 | 445.2986 | 446.6339 | 446.6339 | 446.6339 | 446.6339 | 446.6339 | 446.6339 | 0.00025426 | 0.00053046 | 0.0012646 | 0.0024991 | 0.0041882 | 0.0062816 | 0.00852 | 0.010542 | 0.011989 | 0.012611 | 0.01234 | 0.011286 | 0.0096882 | 0.0078359 | 0.0059911 | 0.0043451 | 0.0029961 | 0.0019688 | 0.00098878 | 0.00034493 | 0 | 0 | 0 | 0 | 0 | 0.00025426 | 0.00078386 | 0.0020459 | 0.0045385 | 0.0087122 | 0.014976 | 0.023473 | 0.033984 | 0.045927 | 0.058475 | 0.070735 | 0.081924 | 0.091502 | 0.099218 | 0.10508 | 0.10935 | 0.11227 | 0.11418 | 0.11511 | 0.11538 | 0.11541 | 0.11544 | 0.11547 | 0.1155 | 0.11553 | 0.95473 | 1.9986 | 4.7798 | 9.4759 | 15.9319 | 23.9447 | 32.527 | 40.3015 | 45.893 | 48.3424 | 47.3669 | 43.3792 | 37.2892 | 30.1995 | 23.1191 | 16.78 | 11.5777 | 7.6122 | 3.8252 | 1.3352 | 0 | 0 | 0 | 0 | 0 | 0.95473 | 2.9534 | 7.7332 | 17.2091 | 33.1411 | 57.0858 | 89.6127 | 129.9142 | 175.8072 | 224.1496 | 271.5165 | 314.8957 | 352.1849 | 382.3844 | 405.5035 | 422.2835 | 433.8612 | 441.4734 | 445.2986 | 446.6339 | 446.6339 | 446.6339 | 446.6339 | 446.6339 | 446.6339 | 0.00025426 | 0.00053046 | 0.0012646 | 0.0024991 | 0.0041882 | 0.0062816 | 0.00852 | 0.010542 | 0.011989 | 0.012611 | 0.01234 | 0.011286 | 0.0096882 | 0.0078359 | 0.0059911 | 0.0043451 | 0.0029961 | 0.0019688 | 0.00098878 | 0.00034493 | 0 | 0 | 0 | 0 | 0 | 0.00025426 | 0.00078386 | 0.0020459 | 0.0045385 | 0.0087122 | 0.014976 | 0.023473 | 0.033984 | 0.045927 | 0.058475 | 0.070735 | 0.081924 | 0.091502 | 0.099218 | 0.10508 | 0.10935 | 0.11227 | 0.11418 | 0.11511 | 0.11538 | 0.11541 | 0.11544 | 0.11547 | 0.1155 | 0.11553 | 0.95473 | 1.9986 | 4.7798 | 9.4759 | 15.9319 | 23.9447 | 32.527 | 40.3015 | 45.893 | 48.3424 | 47.3669 | 43.3792 | 37.2892 | 30.1995 | 23.1191 | 16.78 | 11.5777 | 7.6122 | 3.8252 | 1.3352 | 0 | 0 | 0 | 0 | 0 | 0.95473 | 2.9534 | 7.7332 | 17.2091 | 33.1411 | 57.0858 | 89.6127 | 129.9142 | 175.8072 | 224.1496 | 271.5165 | 314.8957 | 352.1849 | 382.3844 | 405.5035 | 422.2835 | 433.8612 | 441.4734 | 445.2986 | 446.6339 | 446.6339 | 446.6339 | 446.6339 | 446.6339 | 446.6339 | 433.8712 | 433.8712 | 433.8712 | 433.8712 | 433.8712 | 433.8712 | 433.8712 | 433.8712 | 433.8712 | 433.8712 | 433.8712 | 433.8712 | 433.8712 | 433.8712 | 433.8712 | 433.8712 | 433.8712 | 433.8712 | 433.8712 | 433.8712 | 433.8712 | 433.8712 | 433.8712 | 433.8712 | 433.8712 | 185.2266 | 185.2266 | 185.2266 | 185.2266 | 185.2266 | 185.2266 | 185.2266 | 185.2266 | 185.2266 | 185.2266 | 185.2266 | 185.2266 | 185.2266 | 185.2266 | 185.2266 | 185.2266 | 185.2266 | 185.2266 | 185.2266 | 185.2266 | 185.2266 | 185.2266 | 185.2266 | 185.2266 | 185.2266
WA_Industrial_Industrial - WA_New_Space Heating_Natural Gas_Gas Boiler - High Turndown Burner_A | WA | Industrial | Industrial - WA | New | Space Heating | Natural Gas | Gas Boiler - High Turndown Burner | A | WIM50 | No control | Turndown control installed | 15 | 0.92594 | 0 | 0 | 2.8 | 0 | 0 | 0 | 0.28365 | 0.25 | kbtuh heat | 100% | 100% | Discretionary | Retro12Med | 75.44% | Boiler | 0% | 414.2687 |  | 176.858 |  | 0 | GBLR_TRN-Heating-MNTRM-v2.1-1 | GBLR_TRN-Heating-MNTRM-v2.1-1 | GBLR_TRN-Heating-MNTRM-v2.1-1 | No control | No control | No control | No control | No control | No control | No control | No control | No control | No control | No control | No control | No control | No control | No control | No control | No control | No control | No control | No control | No control | No control | No control | No control | No control | No control | No control | Turndown control installed | Turndown control installed | Turndown control installed | Turndown control installed | Turndown control installed | Turndown control installed | Turndown control installed | Turndown control installed | Turndown control installed | Turndown control installed | Turndown control installed | Turndown control installed | Turndown control installed | Turndown control installed | Turndown control installed | Turndown control installed | Turndown control installed | Turndown control installed | Turndown control installed | Turndown control installed | Turndown control installed | Turndown control installed | Turndown control installed | Turndown control installed | Turndown control installed | Turndown control installed | Turndown control installed | 2.8 | 2.8 | 2.8 | 2.8 | 2.8 | 2.8 | 2.8 | 2.8 | 2.8 | 2.8 | 2.8 | 2.8 | 2.8 | 2.8 | 2.8 | 2.8 | 2.8 | 2.8 | 2.8 | 2.8 | 2.8 | 2.8 | 2.8 | 2.8 | 2.8 | 2.8 | 2.8 | 0 | 0 | 0.79837 | 0.77563 | 0.75753 | 0.74595 | 0.73851 | 0.73305 | 0.72884 | 0.72547 | 0.7226 | 0.72018 | 0.7181 | 0.71629 | 0.71465 | 0.7131 | 0.71154 | 0.71092 | 0.71028 | 0.70935 | 0.70807 | 0.70639 | 0.70326 | 0.69844 | 0.69279 | 0.68724 | 0.68134 | 0 | 0 | 0 | 0 | 0 | 0 | 0 | 0 | 0 | 0 | 0 | 0 | 0 | 0 | 0 | 0 | 0 | 0 | 0 | 0 | 0 | 0 | 0 | 0 | 0 | 0 | 0 | 0 | 0 | 0 | 0 | 0 | 0 | 0 | 0 | 0 | 0 | 0 | 0 | 0 | 0 | 0 | 0 | 0 | 0 | 0 | 0 | 0 | 0 | 0 | 0 | 0 | 0 | 0 | 0 | 0 | 0 | 0 | 0 | 0 | 0 | 0 | 0 | 0 | 0 | 0 | 0 | 0 | 0 | 0 | 0 | 0 | 0 | 0 | 0 | 0 | 0 | 0 | 0 | 0 | 0 | 0 | 0 | 0 | 0 | 0 | 0 | 0 | 0 | 0 | 0 | 0 | 0 | 0 | 0 | 0 | 0 | 0 | 0 | 0 | 0 | 0 | 0 | 0 | 0 | 0 | 0 | 0 | 0 | 0 | 0 | 0 | 0 | 0 | 0 | 0 | 0 | 0 | 0 | 0 | 0 | 0 | 0 | 0 | 0 | 0 | 0 | 0 | 0 | 0 | 0 | 0 | 0 | 0 | 0 | 0 | 0 | 0 | 0 | 0 | 0 | 0 | 0 | 0 | 0 | 0 | 0 | 0 | 0 | 0 | 0 | 0 | 0 | 0 | 0 | 0 | 0 | 0 | 0 | 0 | 0 | 0 | 0 | 0 | 0 | 0 | 0 | 0 | 0 | 0 | 0 | 0 | 0 | 0 | 0 | 0 | 0 | 0 | 0 | 0 | 0 | 0 | 0 | 0 | 0 | 0 | 0 | 0 | 0 | 0 | 0 | 0 | 0 | 0 | 0 | 0 | 0 | 0 | 0 | 0 | 0 | 0 | 0 | 0 | 0 | 0 | 0 | 0 | 0 | 0 | 0 | 0 | 0 | 0 | 0 | 0 | 0 | 0 | 0 | 0 | 0 | 0 | 0 | 0 | 0 | 0 | 0 | 0 | 0 | 0 | 0 | 0 | 0 | 0 | 0 | 0 | 0 | 0 | 0 | 0 | 0 | 0 | 0 | 0 | 0 | 0 | 0 | 0 | 0 | 0 | 0 | 0 | 0 | 0 | 0 | 0 | 0 | 0 | 0 | 0 | 0 | 0 | 0 | 0 | 0 | 0 | 0 | 0 | 0 | 0 | 0 | 0 | 0 | 0 | 0 | 0 | 0 | 0 | 0 | 0 | 0 | 0 | 0 | 0 | 0 | 0 | 0 | 0 | 0 | 0 | 0 | 0 | 0 | 0 | 0 | 0 | 0 | 0 | 0 | 0 | 0 | 0 | 0 | 0 | 0 | 0 | 0 | 0 | 0 | 0 | 0 | 0 | 0 | 0 | 0 | 0 | 0 | 0 | 0 | 0 | 0 | 0 | 0 | 0 | 0 | 0 | 0 | 0 | 0 | 0 | 0 | 0 | 0 | 0 | 0 | 0 | 0 | 0 | 0 | 0 | 0 | 0 | 0 | 0 | 0 | 0 | 0 | 0 | 0 | 0 | 0 | 0 | 0 | 0 | 0 | 0 | 0 | 0 | 0 | 0 | 0 | 0 | 0 | 0 | 0 | 0 | 0 | 0 | 0 | 0 | 0 | 0 | 0 | 0 | 0 | 0 | 0 | 0 | 0 | 0 | 0 | 0 | 0 | 0 | 0 | 0 | 0 | 0 | 0 | 0 | 0 | 0 | 0 | 0 | 0 | 0 | 0 | 0 | 0 | 0 | 414.2687 | 414.2687 | 414.2687 | 414.2687 | 414.2687 | 414.2687 | 414.2687 | 414.2687 | 414.2687 | 414.2687 | 414.2687 | 414.2687 | 414.2687 | 414.2687 | 414.2687 | 414.2687 | 414.2687 | 414.2687 | 414.2687 | 414.2687 | 414.2687 | 414.2687 | 414.2687 | 414.2687 | 414.2687 | 176.858 | 176.858 | 176.858 | 176.858 | 176.858 | 176.858 | 176.858 | 176.858 | 176.858 | 176.858 | 176.858 | 176.858 | 176.858 | 176.858 | 176.858 | 176.858 | 176.858 | 176.858 | 176.858 | 176.858 | 176.858 | 176.858 | 176.858 | 176.858 | 176.858
WA_Industrial_Industrial - WA_New_Space Heating_Natural Gas_Gas Boiler - Hot Water Reset_A | WA | Industrial | Industrial - WA | New | Space Heating | Natural Gas | Gas Boiler - Hot Water Reset | A | WIM51 | No control | Reset control installed | 20 | 987.667 | 0 | 0 | 799.38 | 0 | 0 | 0 | 0.28365 | 0.25 | BoilerCtrl | 100% | 100% | Discretionary | Retro5Med | 81.71% | Boiler | 0% | 95.1997 |  | 40.6423 |  | 0 | GBLR_HWRST-Heating-ILTRM-v4.0-43 | GBLR_HWRST-Heating-ILTRM-v4.0-1 | GBLR_HWRST-Heating-ILTRM-v4.0-1 | No control | No control | No control | No control | No control | No control | No control | No control | No control | No control | No control | No control | No control | No control | No control | No control | No control | No control | No control | No control | No control | No control | No control | No control | No control | No control | No control | Reset control installed | Reset control installed | Reset control installed | Reset control installed | Reset control installed | Reset control installed | Reset control installed | Reset control installed | Reset control installed | Reset control installed | Reset control installed | Reset control installed | Reset control installed | Reset control installed | Reset control installed | Reset control installed | Reset control installed | Reset control installed | Reset control installed | Reset control installed | Reset control installed | Reset control installed | Reset control installed | Reset control installed | Reset control installed | Reset control installed | Reset control installed | 799.38 | 799.38 | 799.38 | 799.38 | 799.38 | 799.38 | 799.38 | 799.38 | 799.38 | 799.38 | 799.38 | 799.38 | 799.38 | 799.38 | 799.38 | 799.38 | 799.38 | 799.38 | 799.38 | 799.38 | 799.38 | 799.38 | 799.38 | 799.38 | 799.38 | 799.38 | 799.38 | 0 | 0 | 851.5902 | 827.3352 | 808.0355 | 795.6839 | 787.7482 | 781.9171 | 777.4341 | 773.8294 | 770.7778 | 768.1904 | 765.9781 | 764.0461 | 762.2966 | 760.6352 | 758.9811 | 758.3192 | 757.6302 | 756.6452 | 755.2796 | 753.4788 | 750.143 | 745.0029 | 738.9712 | 733.0597 | 726.7663 | 0 | 0 | 0 | 0 | 0 | 0 | 0 | 0 | 0 | 0 | 0 | 0 | 0 | 0 | 0 | 0 | 0 | 0 | 0 | 0 | 0 | 0 | 0 | 0 | 0 | 0 | 0 | 0 | 0 | 0 | 0 | 0 | 0 | 0 | 0 | 0 | 0 | 0 | 0 | 0 | 0 | 0 | 0 | 0 | 0 | 0 | 0 | 0 | 0 | 0 | 0 | 0 | 0 | 0 | 0 | 0 | 0 | 0 | 0 | 0 | 0 | 0 | 0 | 0 | 0 | 0 | 0 | 0 | 0 | 0 | 0 | 0 | 0 | 0 | 0 | 0 | 0 | 0 | 0 | 0 | 0 | 0 | 0 | 0 | 0 | 0 | 0 | 0 | 0 | 0 | 0 | 0 | 0 | 0 | 0 | 0 | 0 | 0 | 0 | 0 | 0 | 0 | 0 | 0 | 0 | 0 | 0 | 0 | 0 | 0 | 0 | 0 | 0 | 0 | 0 | 0 | 0 | 0 | 0 | 0 | 0 | 0 | 0 | 0 | 0 | 0 | 0 | 0 | 0 | 0 | 0 | 0 | 0 | 0 | 0 | 0 | 0 | 0 | 0 | 0 | 0 | 0 | 0 | 0 | 0 | 0 | 0 | 0 | 0 | 0 | 0 | 0 | 0 | 0 | 0 | 0 | 0 | 0 | 0 | 0 | 0 | 0 | 0 | 0 | 0 | 0 | 0 | 0 | 0 | 0 | 0 | 0 | 0 | 0 | 0 | 0 | 0 | 0 | 0 | 0 | 0 | 0 | 0 | 0 | 0 | 0 | 0 | 0 | 0 | 0 | 0 | 0 | 0 | 0 | 0 | 0 | 0 | 0 | 0 | 0 | 0 | 0 | 0 | 0 | 0 | 0 | 0 | 0 | 0 | 0 | 0 | 0 | 0 | 0 | 0 | 0 | 0 | 0 | 0 | 0 | 0 | 0 | 0 | 0 | 0 | 0 | 0 | 0 | 0 | 0 | 0 | 0 | 0 | 0 | 0 | 0 | 0 | 0 | 0 | 0 | 0 | 0 | 0 | 0 | 0 | 0 | 0 | 0 | 0 | 0 | 0 | 0 | 0 | 0 | 0 | 0 | 0 | 0 | 0 | 0 | 0 | 0 | 0 | 0 | 0 | 0 | 0 | 0 | 0 | 0 | 0 | 0 | 0 | 0 | 0 | 0 | 0 | 0 | 0 | 0 | 0 | 0 | 0 | 0 | 0 | 0 | 0 | 0 | 0 | 0 | 0 | 0 | 0 | 0 | 0 | 0 | 0 | 0 | 0 | 0 | 0 | 0 | 0 | 0 | 0 | 0 | 0 | 0 | 0 | 0 | 0 | 0 | 0 | 0 | 0 | 0 | 0 | 0 | 0 | 0 | 0 | 0 | 0 | 0 | 0 | 0 | 0 | 0 | 0 | 0 | 0 | 0 | 0 | 0 | 0 | 0 | 0 | 0 | 0 | 0 | 0 | 0 | 0 | 0 | 0 | 0 | 0 | 0 | 0 | 0 | 0 | 0 | 0 | 0 | 0 | 0 | 0 | 0 | 0 | 0 | 0 | 0 | 0 | 0 | 0 | 0 | 0 | 0 | 0 | 0 | 0 | 0 | 0 | 0 | 0 | 0 | 0 | 0 | 0 | 0 | 0 | 0 | 0 | 0 | 0 | 0 | 0 | 0 | 0 | 0 | 0 | 0 | 0 | 0 | 0 | 0 | 0 | 0 | 0 | 0 | 95.1997 | 95.1997 | 95.1997 | 95.1997 | 95.1997 | 95.1997 | 95.1997 | 95.1997 | 95.1997 | 95.1997 | 95.1997 | 95.1997 | 95.1997 | 95.1997 | 95.1997 | 95.1997 | 95.1997 | 95.1997 | 95.1997 | 95.1997 | 95.1997 | 95.1997 | 95.1997 | 95.1997 | 95.1997 | 40.6423 | 40.6423 | 40.6423 | 40.6423 | 40.6423 | 40.6423 | 40.6423 | 40.6423 | 40.6423 | 40.6423 | 40.6423 | 40.6423 | 40.6423 | 40.6423 | 40.6423 | 40.6423 | 40.6423 | 40.6423 | 40.6423 | 40.6423 | 40.6423 | 40.6423 | 40.6423 | 40.6423 | 40.6423
WA_Industrial_Industrial - WA_New_Space Heating_Natural Gas_Gas Boiler - Insulate Hot Water Lines_A | WA | Industrial | Industrial - WA | New | Space Heating | Natural Gas | Gas Boiler - Insulate Hot Water Lines | A | WIM52 | No insulation | Insulated water lines | 11 | 4.4456 | 0 | 0 | 26.08 | 0 | 0 | 0 | 0.28365 | 0.25 | boiler pipe | 100% | 100% | Discretionary | RetroEven20 | 80.75% | Boiler | 0% | 977.3301 |  | 417.2379 |  | 0 | GBLR_PINS_HW-Heating-PGE-R7-1 | GBLR_PINS_HW-Heating-PGE-R7-1 | GBLR_PINS_HW-Heating-PGE-R7-1 | No insulation | No insulation | No insulation | No insulation | No insulation | No insulation | No insulation | No insulation | No insulation | No insulation | No insulation | No insulation | No insulation | No insulation | No insulation | No insulation | No insulation | No insulation | No insulation | No insulation | No insulation | No insulation | No insulation | No insulation | No insulation | No insulation | No insulation | Insulated water lines | Insulated water lines | Insulated water lines | Insulated water lines | Insulated water lines | Insulated water lines | Insulated water lines | Insulated water lines | Insulated water lines | Insulated water lines | Insulated water lines | Insulated water lines | Insulated water lines | Insulated water lines | Insulated water lines | Insulated water lines | Insulated water lines | Insulated water lines | Insulated water lines | Insulated water lines | Insulated water lines | Insulated water lines | Insulated water lines | Insulated water lines | Insulated water lines | Insulated water lines | Insulated water lines | 26.08 | 26.08 | 26.08 | 26.08 | 26.08 | 26.08 | 26.08 | 26.08 | 26.08 | 26.08 | 26.08 | 26.08 | 26.08 | 26.08 | 26.08 | 26.08 | 26.08 | 26.08 | 26.08 | 26.08 | 26.08 | 26.08 | 26.08 | 26.08 | 26.08 | 26.08 | 26.08 | 0 | 0 | 3.833 | 3.7238 | 3.6367 | 3.5808 | 3.5445 | 3.5176 | 3.4965 | 3.4793 | 3.4645 | 3.4519 | 3.441 | 3.4316 | 3.4232 | 3.4154 | 3.4078 | 3.4048 | 3.4018 | 3.3975 | 3.3915 | 3.3836 | 3.3689 | 3.346 | 3.3191 | 3.2927 | 3.2646 | 0 | 0 | 0 | 0 | 0 | 0 | 0 | 0 | 0 | 0 | 0 | 0 | 0 | 0 | 0 | 0 | 0 | 0 | 0 | 0 | 0 | 0 | 0 | 0 | 0 | 0 | 0 | 0 | 0 | 0 | 0 | 0 | 0 | 0 | 0 | 0 | 0 | 0 | 0 | 0 | 0 | 0 | 0 | 0 | 0 | 0 | 0 | 0 | 0 | 0 | 0 | 0 | 0 | 0 | 0 | 0 | 0 | 0 | 0 | 0 | 0 | 0 | 0 | 0 | 0 | 0 | 0 | 0 | 0 | 0 | 0 | 0 | 0 | 0 | 0 | 0 | 0 | 0 | 0 | 0 | 0 | 0 | 0 | 0 | 0 | 0 | 0 | 0 | 0 | 0 | 0 | 0 | 0 | 0 | 0 | 0 | 0 | 0 | 0 | 0 | 0 | 0 | 0 | 0 | 0 | 0 | 0 | 0 | 0 | 0 | 0 | 0 | 0 | 0 | 0 | 0 | 0 | 0 | 0 | 0 | 0 | 0 | 0 | 0 | 0 | 0 | 0 | 0 | 0 | 0 | 0 | 0 | 0 | 0 | 0 | 0 | 0 | 0 | 0 | 0 | 0 | 0 | 0 | 0 | 0 | 0 | 0 | 0 | 0 | 0 | 0 | 0 | 0 | 0 | 0 | 0 | 0 | 0 | 0 | 0 | 0 | 0 | 0 | 0 | 0 | 0 | 0 | 0 | 0 | 0 | 0 | 0 | 0 | 0 | 0 | 0 | 0 | 0 | 0 | 0 | 0 | 0 | 0 | 0 | 0 | 0 | 0 | 0 | 0 | 0 | 0 | 0 | 0 | 0 | 0 | 0 | 0 | 0 | 0 | 0 | 0 | 0 | 0 | 0 | 0 | 0 | 0 | 0 | 0 | 0 | 0 | 0 | 0 | 0 | 0 | 0 | 0 | 0 | 0 | 0 | 0 | 0 | 0 | 0 | 0 | 0 | 0 | 0 | 0 | 0 | 0 | 0 | 0 | 0 | 0 | 0 | 0 | 0 | 0 | 0 | 0 | 0 | 0 | 0 | 0 | 0 | 0 | 0 | 0 | 0 | 0 | 0 | 0 | 0 | 0 | 0 | 0 | 0 | 0 | 0 | 0 | 0 | 0 | 0 | 0 | 0 | 0 | 0 | 0 | 0 | 0 | 0 | 0 | 0 | 0 | 0 | 0 | 0 | 0 | 0 | 0 | 0 | 0 | 0 | 0 | 0 | 0 | 0 | 0 | 0 | 0 | 0 | 0 | 0 | 0 | 0 | 0 | 0 | 0 | 0 | 0 | 0 | 0 | 0 | 0 | 0 | 0 | 0 | 0 | 0 | 0 | 0 | 0 | 0 | 0 | 0 | 0 | 0 | 0 | 0 | 0 | 0 | 0 | 0 | 0 | 0 | 0 | 0 | 0 | 0 | 0 | 0 | 0 | 0 | 0 | 0 | 0 | 0 | 0 | 0 | 0 | 0 | 0 | 0 | 0 | 0 | 0 | 0 | 0 | 0 | 0 | 0 | 0 | 0 | 0 | 0 | 0 | 0 | 0 | 0 | 0 | 0 | 0 | 0 | 0 | 0 | 0 | 0 | 0 | 0 | 0 | 0 | 0 | 0 | 0 | 0 | 0 | 0 | 0 | 0 | 0 | 0 | 0 | 0 | 0 | 0 | 0 | 0 | 0 | 0 | 0 | 0 | 0 | 0 | 0 | 0 | 0 | 0 | 0 | 0 | 977.3301 | 977.3301 | 977.3301 | 977.3301 | 977.3301 | 977.3301 | 977.3301 | 977.3301 | 977.3301 | 977.3301 | 977.3301 | 977.3301 | 977.3301 | 977.3301 | 977.3301 | 977.3301 | 977.3301 | 977.3301 | 977.3301 | 977.3301 | 977.3301 | 977.3301 | 977.3301 | 977.3301 | 977.3301 | 417.2379 | 417.2379 | 417.2379 | 417.2379 | 417.2379 | 417.2379 | 417.2379 | 417.2379 | 417.2379 | 417.2379 | 417.2379 | 417.2379 | 417.2379 | 417.2379 | 417.2379 | 417.2379 | 417.2379 | 417.2379 | 417.2379 | 417.2379 | 417.2379 | 417.2379 | 417.2379 | 417.2379 | 417.2379
WA_Industrial_Industrial - WA_New_Space Heating_Natural Gas_Gas Boiler - Insulate Steam Lines/Condensate Tank_A | WA | Industrial | Industrial - WA | New | Space Heating | Natural Gas | Gas Boiler - Insulate Steam Lines/Condensate Tank | A | WIM53 | No insulation | Lines and condenstate tank insulated | 15 | 6.6407 | 0 | 0 | 13.96 | 0 | 0 | 0 | 0.28365 | 0.25 | boiler pipe | 100% | 100% | Discretionary | RetroEven20 | 80.75% | Boiler | 0% | 287.991 |  | 122.948 |  | 0 | GBLR_PINS-Heating-ILTRM-v4.0-1 | GBLR_PINS_STM-Heating-PGE-R7-1 | GBLR_PINS_STM-Heating-PGE-R7-1 | No insulation | No insulation | No insulation | No insulation | No insulation | No insulation | No insulation | No insulation | No insulation | No insulation | No insulation | No insulation | No insulation | No insulation | No insulation | No insulation | No insulation | No insulation | No insulation | No insulation | No insulation | No insulation | No insulation | No insulation | No insulation | No insulation | No insulation | Lines and condenstate tank insulated | Lines and condenstate tank insulated | Lines and condenstate tank insulated | Lines and condenstate tank insulated | Lines and condenstate tank insulated | Lines and condenstate tank insulated | Lines and condenstate tank insulated | Lines and condenstate tank insulated | Lines and condenstate tank insulated | Lines and condenstate tank insulated | Lines and condenstate tank insulated | Lines and condenstate tank insulated | Lines and condenstate tank insulated | Lines and condenstate tank insulated | Lines and condenstate tank insulated | Lines and condenstate tank insulated | Lines and condenstate tank insulated | Lines and condenstate tank insulated | Lines and condenstate tank insulated | Lines and condenstate tank insulated | Lines and condenstate tank insulated | Lines and condenstate tank insulated | Lines and condenstate tank insulated | Lines and condenstate tank insulated | Lines and condenstate tank insulated | Lines and condenstate tank insulated | Lines and condenstate tank insulated | 13.96 | 13.96 | 13.96 | 13.96 | 13.96 | 13.96 | 13.96 | 13.96 | 13.96 | 13.96 | 13.96 | 13.96 | 13.96 | 13.96 | 13.96 | 13.96 | 13.96 | 13.96 | 13.96 | 13.96 | 13.96 | 13.96 | 13.96 | 13.96 | 13.96 | 13.96 | 13.96 | 0 | 0 | 5.7258 | 5.5627 | 5.4329 | 5.3499 | 5.2965 | 5.2573 | 5.2272 | 5.2029 | 5.1824 | 5.165 | 5.1501 | 5.1371 | 5.1254 | 5.1142 | 5.1031 | 5.0986 | 5.094 | 5.0874 | 5.0782 | 5.0661 | 5.0437 | 5.0091 | 4.9685 | 4.9288 | 4.8865 | 0 | 0 | 0 | 0 | 0 | 0 | 0 | 0 | 0 | 0 | 0 | 0 | 0 | 0 | 0 | 0 | 0 | 0 | 0 | 0 | 0 | 0 | 0 | 0 | 0 | 0 | 0 | 0 | 0 | 0 | 0 | 0 | 0 | 0 | 0 | 0 | 0 | 0 | 0 | 0 | 0 | 0 | 0 | 0 | 0 | 0 | 0 | 0 | 0 | 0 | 0 | 0 | 0 | 0 | 0 | 0 | 0 | 0 | 0 | 0 | 0 | 0 | 0 | 0 | 0 | 0 | 0 | 0 | 0 | 0 | 0 | 0 | 0 | 0 | 0 | 0 | 0 | 0 | 0 | 0 | 0 | 0 | 0 | 0 | 0 | 0 | 0 | 0 | 0 | 0 | 0 | 0 | 0 | 0 | 0 | 0 | 0 | 0 | 0 | 0 | 0 | 0 | 0 | 0 | 0 | 0 | 0 | 0 | 0 | 0 | 0 | 0 | 0 | 0 | 0 | 0 | 0 | 0 | 0 | 0 | 0 | 0 | 0 | 0 | 0 | 0 | 0 | 0 | 0 | 0 | 0 | 0 | 0 | 0 | 0 | 0 | 0 | 0 | 0 | 0 | 0 | 0 | 0 | 0 | 0 | 0 | 0 | 0 | 0 | 0 | 0 | 0 | 0 | 0 | 0 | 0 | 0 | 0 | 0 | 0 | 0 | 0 | 0 | 0 | 0 | 0 | 0 | 0 | 0 | 0 | 0 | 0 | 0 | 0 | 0 | 0 | 0 | 0 | 0 | 0 | 0 | 0 | 0 | 0 | 0 | 0 | 0 | 0 | 0 | 0 | 0 | 0 | 0 | 0 | 0 | 0 | 0 | 0 | 0 | 0 | 0 | 0 | 0 | 0 | 0 | 0 | 0 | 0 | 0 | 0 | 0 | 0 | 0 | 0 | 0 | 0 | 0 | 0 | 0 | 0 | 0 | 0 | 0 | 0 | 0 | 0 | 0 | 0 | 0 | 0 | 0 | 0 | 0 | 0 | 0 | 0 | 0 | 0 | 0 | 0 | 0 | 0 | 0 | 0 | 0 | 0 | 0 | 0 | 0 | 0 | 0 | 0 | 0 | 0 | 0 | 0 | 0 | 0 | 0 | 0 | 0 | 0 | 0 | 0 | 0 | 0 | 0 | 0 | 0 | 0 | 0 | 0 | 0 | 0 | 0 | 0 | 0 | 0 | 0 | 0 | 0 | 0 | 0 | 0 | 0 | 0 | 0 | 0 | 0 | 0 | 0 | 0 | 0 | 0 | 0 | 0 | 0 | 0 | 0 | 0 | 0 | 0 | 0 | 0 | 0 | 0 | 0 | 0 | 0 | 0 | 0 | 0 | 0 | 0 | 0 | 0 | 0 | 0 | 0 | 0 | 0 | 0 | 0 | 0 | 0 | 0 | 0 | 0 | 0 | 0 | 0 | 0 | 0 | 0 | 0 | 0 | 0 | 0 | 0 | 0 | 0 | 0 | 0 | 0 | 0 | 0 | 0 | 0 | 0 | 0 | 0 | 0 | 0 | 0 | 0 | 0 | 0 | 0 | 0 | 0 | 0 | 0 | 0 | 0 | 0 | 0 | 0 | 0 | 0 | 0 | 0 | 0 | 0 | 0 | 0 | 0 | 0 | 0 | 0 | 0 | 0 | 0 | 0 | 0 | 0 | 0 | 0 | 0 | 0 | 0 | 0 | 0 | 0 | 0 | 0 | 0 | 0 | 0 | 0 | 0 | 287.991 | 287.991 | 287.991 | 287.991 | 287.991 | 287.991 | 287.991 | 287.991 | 287.991 | 287.991 | 287.991 | 287.991 | 287.991 | 287.991 | 287.991 | 287.991 | 287.991 | 287.991 | 287.991 | 287.991 | 287.991 | 287.991 | 287.991 | 287.991 | 287.991 | 122.948 | 122.948 | 122.948 | 122.948 | 122.948 | 122.948 | 122.948 | 122.948 | 122.948 | 122.948 | 122.948 | 122.948 | 122.948 | 122.948 | 122.948 | 122.948 | 122.948 | 122.948 | 122.948 | 122.948 | 122.948 | 122.948 | 122.948 | 122.948 | 122.948
WA_Industrial_Industrial - WA_New_Space Heating_Natural Gas_Gas Boiler - Stack Economizer_A | WA | Industrial | Industrial - WA | New | Space Heating | Natural Gas | Gas Boiler - Stack Economizer | A | WIM54 | None | Economizer installed | 15 | 0.8889 | 0 | 0 | 10.35 | 0 | 0 | 0 | 0.28365 | 0.25 | kBtuh Heat | 15% | 55% | Discretionary | Retro12Med | 75.44% | Boiler | 0% | 1595.1193 |  | 680.9821 |  | 0.0082985 | IL TRM - CI-HVC-BECO-V01-150601 | IL TRM - CI-HVC-BECO-V01-150601 | IL TRM - CI-HVC-BECO-V01-150601 | None | None | None | None | None | None | None | None | None | None | None | None | None | None | None | None | None | None | None | None | None | None | None | None | None | None | None | Economizer installed | Economizer installed | Economizer installed | Economizer installed | Economizer installed | Economizer installed | Economizer installed | Economizer installed | Economizer installed | Economizer installed | Economizer installed | Economizer installed | Economizer installed | Economizer installed | Economizer installed | Economizer installed | Economizer installed | Economizer installed | Economizer installed | Economizer installed | Economizer installed | Economizer installed | Economizer installed | Economizer installed | Economizer installed | Economizer installed | Economizer installed | 10.35 | 10.35 | 10.35 | 10.35 | 10.35 | 10.35 | 10.35 | 10.35 | 10.35 | 10.35 | 10.35 | 10.35 | 10.35 | 10.35 | 10.35 | 10.35 | 10.35 | 10.35 | 10.35 | 10.35 | 10.35 | 10.35 | 10.35 | 10.35 | 10.35 | 10.35 | 10.35 | 0 | 0 | 0.76642 | 0.74457 | 0.72716 | 0.71598 | 0.70873 | 0.70334 | 0.69913 | 0.69569 | 0.69273 | 0.6902 | 0.68803 | 0.68615 | 0.68448 | 0.68291 | 0.68139 | 0.68079 | 0.68019 | 0.67933 | 0.67814 | 0.67656 | 0.67361 | 0.66903 | 0.66365 | 0.65838 | 0.65276 | 0.00851 | 0.01101 | 0.012858 | 0.014342 | 0.015345 | 0.014713 | 0.012487 | 0.010557 | 0.0088926 | 0.0074664 | 0.006251 | 0.0052197 | 0.0043481 | 0.0036137 | 0.0029969 | 0 | 0 | 0 | 0 | 0 | 0 | 0 | 0 | 0 | 0 | 0.00851 | 0.019278 | 0.031685 | 0.045539 | 0.060423 | 0.074676 | 0.086717 | 0.096846 | 0.10533 | 0.11241 | 0.11831 | 0.1232 | 0.12725 | 0.13057 | 0.13328 | 0.13316 | 0.13304 | 0.13288 | 0.13264 | 0.13233 | 0.13176 | 0.13086 | 0.12981 | 0.12878 | 0.12768 | 11.1036 | 14.7873 | 17.6822 | 20.0313 | 21.6506 | 20.9182 | 17.8613 | 15.1752 | 12.8371 | 10.8177 | 9.0852 | 7.6072 | 6.3524 | 5.2916 | 4.3982 | 0 | 0 | 0 | 0 | 0 | 0 | 0 | 0 | 0 | 0 | 11.1036 | 25.8909 | 43.5731 | 63.6044 | 85.255 | 106.1732 | 124.0345 | 139.2097 | 152.0467 | 162.8645 | 171.9497 | 179.5569 | 185.9093 | 191.2009 | 195.5992 | 195.5992 | 195.5992 | 195.5992 | 195.5992 | 195.5992 | 195.5992 | 195.5992 | 195.5992 | 195.5992 | 195.5992 | 0.0082985 | 0.011009 | 0.013102 | 0.014775 | 0.015902 | 0.015316 | 0.013046 | 0.01106 | 0.0093381 | 0.0078554 | 0.0065872 | 0.0055079 | 0.0045935 | 0.0038217 | 0.0031724 | 0 | 0 | 0 | 0 | 0 | 0 | 0 | 0 | 0 | 0 | 0.0082985 | 0.019276 | 0.032286 | 0.046913 | 0.062618 | 0.07774 | 0.090594 | 0.10146 | 0.1106 | 0.11827 | 0.12467 | 0.13001 | 0.13443 | 0.13809 | 0.14108 | 0.14095 | 0.14082 | 0.14064 | 0.14043 | 0.14019 | 0.14001 | 0.13982 | 0.13961 | 0.13941 | 0.13924 | 9.438 | 12.5692 | 15.0299 | 17.0266 | 18.403 | 17.7805 | 15.1821 | 12.8989 | 10.9115 | 9.1951 | 7.7225 | 6.4661 | 5.3995 | 4.4979 | 3.7385 | 0 | 0 | 0 | 0 | 0 | 0 | 0 | 0 | 0 | 0 | 9.438 | 22.0072 | 37.0371 | 54.0637 | 72.4667 | 90.2472 | 105.4293 | 118.3282 | 129.2397 | 138.4348 | 146.1573 | 152.6234 | 158.0229 | 162.5208 | 166.2593 | 166.2593 | 166.2593 | 166.2593 | 166.2593 | 166.2593 | 166.2593 | 166.2593 | 166.2593 | 166.2593 | 166.2593 | 0 | 0 | 0 | 0 | 0 | 0 | 0 | 0 | 0 | 0 | 0 | 0 | 0 | 0 | 0 | 0 | 0 | 0 | 0 | 0 | 0 | 0 | 0 | 0 | 0 | 0 | 0 | 0 | 0 | 0 | 0 | 0 | 0 | 0 | 0 | 0 | 0 | 0 | 0 | 0 | 0 | 0 | 0 | 0 | 0 | 0 | 0 | 0 | 0 | 0 | 0 | 0 | 0 | 0 | 0 | 0 | 0 | 0 | 0 | 0 | 0 | 0 | 0 | 0 | 0 | 0 | 0 | 0 | 0 | 0 | 0 | 0 | 0 | 0 | 0 | 0 | 0 | 0 | 0 | 0 | 0 | 0 | 0 | 0 | 0 | 0 | 0 | 0 | 0 | 0 | 0 | 0 | 0 | 0 | 0 | 0 | 0 | 0 | 0 | 0 | 0.0083204 | 0.011043 | 0.013162 | 0.014862 | 0.01601 | 0.015434 | 0.013156 | 0.011159 | 0.0094248 | 0.0079294 | 0.0066488 | 0.0055586 | 0.0046348 | 0.0038555 | 0.0032003 | 0 | 0 | 0 | 0 | 0 | 0 | 0 | 0 | 0 | 0 | 0.0083204 | 0.019335 | 0.032434 | 0.047192 | 0.063045 | 0.078337 | 0.091356 | 0.10237 | 0.11163 | 0.11938 | 0.12584 | 0.1312 | 0.13564 | 0.13931 | 0.14233 | 0.14222 | 0.14213 | 0.14205 | 0.14198 | 0.1419 | 0.14194 | 0.14198 | 0.14203 | 0.14207 | 0.14212 | 9.438 | 12.5692 | 15.0299 | 17.0266 | 18.403 | 17.7805 | 15.1821 | 12.8989 | 10.9115 | 9.1951 | 7.7225 | 6.4661 | 5.3995 | 4.4979 | 3.7385 | 0 | 0 | 0 | 0 | 0 | 0 | 0 | 0 | 0 | 0 | 9.438 | 22.0072 | 37.0371 | 54.0637 | 72.4667 | 90.2472 | 105.4293 | 118.3282 | 129.2397 | 138.4348 | 146.1573 | 152.6234 | 158.0229 | 162.5208 | 166.2593 | 166.2593 | 166.2593 | 166.2593 | 166.2593 | 166.2593 | 166.2593 | 166.2593 | 166.2593 | 166.2593 | 166.2593 | 1595.1193 | 1595.1193 | 1595.1193 | 1595.1193 | 1595.1193 | 1595.1193 | 1595.1193 | 1595.1193 | 1595.1193 | 1595.1193 | 1595.1193 | 1595.1193 | 1595.1193 | 1595.1193 | 1595.1193 | 1595.1193 | 1595.1193 | 1595.1193 | 1595.1193 | 1595.1193 | 1595.1193 | 1595.1193 | 1595.1193 | 1595.1193 | 1595.1193 | 680.9821 | 680.9821 | 680.9821 | 680.9821 | 680.9821 | 680.9821 | 680.9821 | 680.9821 | 680.9821 | 680.9821 | 680.9821 | 680.9821 | 680.9821 | 680.9821 | 680.9821 | 680.9821 | 680.9821 | 680.9821 | 680.9821 | 680.9821 | 680.9821 | 680.9821 | 680.9821 | 680.9821 | 680.9821
WA_Industrial_Industrial - WA_New_Space Heating_Natural Gas_Gas Boiler - Steam Trap Replacement_A | WA | Industrial | Industrial - WA | New | Space Heating | Natural Gas | Gas Boiler - Steam Trap Replacement | A | WIM55 | Degrade performance | Cleaning and maintenance | 6 | 29653.5386 | 0 | 0 | 89.84 | 0 | 0 | 0 | 0.28365 | 0.25 | perBLDg | 0% | 10% | Discretionary | RetroEven20 | 80.75% | Boiler | 0% | 0.79539 |  | 0.33956 |  | 0.00011163 | IL TRM v9, Section 4.4.16 | IL TRM v9, Section 4.4.16 | IL TRM - CI-HVC-STRE-V06-200101 | Degrade performance | Degrade performance | Degrade performance | Degrade performance | Degrade performance | Degrade performance | Degrade performance | Degrade performance | Degrade performance | Degrade performance | Degrade performance | Degrade performance | Degrade performance | Degrade performance | Degrade performance | Degrade performance | Degrade performance | Degrade performance | Degrade performance | Degrade performance | Degrade performance | Degrade performance | Degrade performance | Degrade performance | Degrade performance | Degrade performance | Degrade performance | Cleaning and maintenance | Cleaning and maintenance | Cleaning and maintenance | Cleaning and maintenance | Cleaning and maintenance | Cleaning and maintenance | Cleaning and maintenance | Cleaning and maintenance | Cleaning and maintenance | Cleaning and maintenance | Cleaning and maintenance | Cleaning and maintenance | Cleaning and maintenance | Cleaning and maintenance | Cleaning and maintenance | Cleaning and maintenance | Cleaning and maintenance | Cleaning and maintenance | Cleaning and maintenance | Cleaning and maintenance | Cleaning and maintenance | Cleaning and maintenance | Cleaning and maintenance | Cleaning and maintenance | Cleaning and maintenance | Cleaning and maintenance | Cleaning and maintenance | 89.84 | 89.84 | 89.84 | 89.84 | 89.84 | 89.84 | 89.84 | 89.84 | 89.84 | 89.84 | 89.84 | 89.84 | 89.84 | 89.84 | 89.84 | 89.84 | 89.84 | 89.84 | 89.84 | 89.84 | 89.84 | 89.84 | 89.84 | 89.84 | 89.84 | 89.84 | 89.84 | 0 | 0 | 25671.3479 | 25016.1029 | 24503.4745 | 24199.0838 | 24032.8677 | 23896.6462 | 23785.4153 | 23695.4322 | 23623.6105 | 23567.0771 | 23522.8753 | 23487.8311 | 23458.6081 | 23431.95 | 23405.0542 | 23395.2699 | 23380.6352 | 23353.9941 | 23314.5489 | 23261.4604 | 23140.304 | 22964.9767 | 22763.5567 | 22567.1163 | 22360.0736 | 0.00011455 | 0.00014866 | 0.00017412 | 0.0001948 | 0.0002091 | 0.0002232 | 0.00013099 | 0.00011006 | 9.6604e-05 | 8.8207e-05 | 8.6551e-05 | 8.496e-05 | 8.3418e-05 | 8.1914e-05 | 8.0437e-05 | 7.9045e-05 | 7.766e-05 | 7.6262e-05 | 0 | 0 | 0 | 0 | 0 | 0 | 0 | 0.00011455 | 0.00026028 | 0.00042906 | 0.00061853 | 0.00082338 | 0.0010419 | 0.001168 | 0.0012737 | 0.0013664 | 0.0014514 | 0.0015352 | 0.0016179 | 0.0016993 | 0.0017793 | 0.0018577 | 0.0019359 | 0.0020124 | 0.0020863 | 0.0020828 | 0.0020781 | 0.0020673 | 0.0020516 | 0.0020336 | 0.002016 | 0.0019976 | 4.4621e-06 | 5.9424e-06 | 7.1058e-06 | 8.0498e-06 | 8.7005e-06 | 9.3402e-06 | 5.507e-06 | 4.6449e-06 | 4.0893e-06 | 3.7428e-06 | 3.6795e-06 | 3.6172e-06 | 3.556e-06 | 3.4958e-06 | 3.4367e-06 | 3.3787e-06 | 3.3216e-06 | 3.2655e-06 | 0 | 0 | 0 | 0 | 0 | 0 | 0 | 4.4621e-06 | 1.0405e-05 | 1.751e-05 | 2.556e-05 | 3.4261e-05 | 4.3601e-05 | 4.9108e-05 | 5.3753e-05 | 5.7842e-05 | 6.1585e-05 | 6.5264e-05 | 6.8881e-05 | 7.2437e-05 | 7.5933e-05 | 7.937e-05 | 8.2749e-05 | 8.607e-05 | 8.9336e-05 | 8.9336e-05 | 8.9336e-05 | 8.9336e-05 | 8.9336e-05 | 8.9336e-05 | 8.9336e-05 | 8.9336e-05 | 0.00011163 | 0.00014848 | 0.00017715 | 0.00020028 | 0.00021616 | 0.00023172 | 0.00013644 | 0.00011495 | 0.00010111 | 9.2478e-05 | 9.087e-05 | 8.9303e-05 | 8.777e-05 | 8.6262e-05 | 8.4772e-05 | 8.3296e-05 | 8.1827e-05 | 8.0352e-05 | 0 | 0 | 0 | 0 | 0 | 0 | 0 | 0.00011163 | 0.00025998 | 0.00043654 | 0.00063594 | 0.00085119 | 0.0010817 | 0.0012167 | 0.0013302 | 0.0014301 | 0.0015216 | 0.0016118 | 0.0017006 | 0.0017879 | 0.0018737 | 0.0019578 | 0.0020401 | 0.0021203 | 0.0021982 | 0.0021951 | 0.0021914 | 0.0021871 | 0.0021825 | 0.002178 | 0.0021736 | 0.0021698 | 3.7928e-06 | 5.0511e-06 | 6.0399e-06 | 6.8423e-06 | 7.3954e-06 | 7.9392e-06 | 4.681e-06 | 3.9482e-06 | 3.4759e-06 | 3.1814e-06 | 3.1275e-06 | 3.0746e-06 | 3.0226e-06 | 2.9715e-06 | 2.9212e-06 | 2.8719e-06 | 2.8233e-06 | 2.7757e-06 | 0 | 0 | 0 | 0 | 0 | 0 | 0 | 3.7928e-06 | 8.8438e-06 | 1.4884e-05 | 2.1726e-05 | 2.9121e-05 | 3.7061e-05 | 4.1742e-05 | 4.569e-05 | 4.9166e-05 | 5.2347e-05 | 5.5475e-05 | 5.8549e-05 | 6.1572e-05 | 6.4543e-05 | 6.7465e-05 | 7.0336e-05 | 7.316e-05 | 7.5935e-05 | 7.5935e-05 | 7.5935e-05 | 7.5935e-05 | 7.5935e-05 | 7.5935e-05 | 7.5935e-05 | 7.5935e-05 | 0.00011193 | 0.00014894 | 0.00017797 | 0.00020147 | 0.00021764 | 0.0002335 | 0.00013759 | 0.00011598 | 0.00010205 | 9.3349e-05 | 9.172e-05 | 9.0124e-05 | 8.8559e-05 | 8.7024e-05 | 8.5518e-05 | 8.4042e-05 | 8.2588e-05 | 8.1158e-05 | 0 | 0 | 0 | 0 | 0 | 0 | 0 | 0.00011193 | 0.00026078 | 0.00043855 | 0.00063971 | 0.000857 | 0.00109 | 0.0012269 | 0.0013421 | 0.0014434 | 0.001536 | 0.0016269 | 0.0017162 | 0.001804 | 0.0018902 | 0.001975 | 0.0020583 | 0.0021401 | 0.0022203 | 0.0022193 | 0.0022181 | 0.0022172 | 0.0022164 | 0.0022157 | 0.0022151 | 0.0022146 | 3.7928e-06 | 5.0511e-06 | 6.0399e-06 | 6.8423e-06 | 7.3954e-06 | 7.9392e-06 | 4.681e-06 | 3.9482e-06 | 3.4759e-06 | 3.1814e-06 | 3.1275e-06 | 3.0746e-06 | 3.0226e-06 | 2.9715e-06 | 2.9212e-06 | 2.8719e-06 | 2.8233e-06 | 2.7757e-06 | 0 | 0 | 0 | 0 | 0 | 0 | 0 | 3.7928e-06 | 8.8438e-06 | 1.4884e-05 | 2.1726e-05 | 2.9121e-05 | 3.7061e-05 | 4.1742e-05 | 4.569e-05 | 4.9166e-05 | 5.2347e-05 | 5.5475e-05 | 5.8549e-05 | 6.1572e-05 | 6.4543e-05 | 6.7465e-05 | 7.0336e-05 | 7.316e-05 | 7.5935e-05 | 7.5935e-05 | 7.5935e-05 | 7.5935e-05 | 7.5935e-05 | 7.5935e-05 | 7.5935e-05 | 7.5935e-05 | 0.00011193 | 0.00014894 | 0.00017797 | 0.00020147 | 0.00021764 | 0.0002335 | 0.00013759 | 0.00011598 | 0.00010205 | 9.3349e-05 | 9.172e-05 | 9.0124e-05 | 8.8559e-05 | 8.7024e-05 | 8.5518e-05 | 8.4042e-05 | 8.2588e-05 | 8.1158e-05 | 0 | 0 | 0 | 0 | 0 | 0 | 0 | 0.00011193 | 0.00026078 | 0.00043855 | 0.00063971 | 0.000857 | 0.00109 | 0.0012269 | 0.0013421 | 0.0014434 | 0.001536 | 0.0016269 | 0.0017162 | 0.001804 | 0.0018902 | 0.001975 | 0.0020583 | 0.0021401 | 0.0022203 | 0.0022193 | 0.0022181 | 0.0022172 | 0.0022164 | 0.0022157 | 0.0022151 | 0.0022146 | 3.7928e-06 | 5.0511e-06 | 6.0399e-06 | 6.8423e-06 | 7.3954e-06 | 7.9392e-06 | 4.681e-06 | 3.9482e-06 | 3.4759e-06 | 3.1814e-06 | 3.1275e-06 | 3.0746e-06 | 3.0226e-06 | 2.9715e-06 | 2.9212e-06 | 2.8719e-06 | 2.8233e-06 | 2.7757e-06 | 0 | 0 | 0 | 0 | 0 | 0 | 0 | 3.7928e-06 | 8.8438e-06 | 1.4884e-05 | 2.1726e-05 | 2.9121e-05 | 3.7061e-05 | 4.1742e-05 | 4.569e-05 | 4.9166e-05 | 5.2347e-05 | 5.5475e-05 | 5.8549e-05 | 6.1572e-05 | 6.4543e-05 | 6.7465e-05 | 7.0336e-05 | 7.316e-05 | 7.5935e-05 | 7.5935e-05 | 7.5935e-05 | 7.5935e-05 | 7.5935e-05 | 7.5935e-05 | 7.5935e-05 | 7.5935e-05 | 0.79539 | 0.79539 | 0.79539 | 0.79539 | 0.79539 | 0.79539 | 0.79539 | 0.79539 | 0.79539 | 0.79539 | 0.79539 | 0.79539 | 0.79539 | 0.79539 | 0.79539 | 0.79539 | 0.79539 | 0.79539 | 0.79539 | 0.79539 | 0.79539 | 0.79539 | 0.79539 | 0.79539 | 0.79539 | 0.33956 | 0.33956 | 0.33956 | 0.33956 | 0.33956 | 0.33956 | 0.33956 | 0.33956 | 0.33956 | 0.33956 | 0.33956 | 0.33956 | 0.33956 | 0.33956 | 0.33956 | 0.33956 | 0.33956 | 0.33956 | 0.33956 | 0.33956 | 0.33956 | 0.33956 | 0.33956 | 0.33956 | 0.33956
WA_Industrial_Industrial - WA_New_Process_Natural Gas_Process Boiler - Hot Water Reset_A | WA | Industrial | Industrial - WA | New | Process | Natural Gas | Process Boiler - Hot Water Reset | A | WIM56 | No control | Reset control installed | 20 | 8443.765 | 0 | 0 | 799.38 | 0 | 0 | 0 | 0.28365 | 0.45 | BoilerCtrl | 100% | 100% | Discretionary | Retro5Med | 81.71% | Process Boiler | 0% | 12.8671 |  | 6.5103 |  | 0 | GBLR_HWRST-Heating-ILTRM-v4.0-43 | GBLR_HWRST-Heating-ILTRM-v4.0-1 | GBLR_HWRST-Heating-ILTRM-v4.0-1 | No control | No control | No control | No control | No control | No control | No control | No control | No control | No control | No control | No control | No control | No control | No control | No control | No control | No control | No control | No control | No control | No control | No control | No control | No control | No control | No control | Reset control installed | Reset control installed | Reset control installed | Reset control installed | Reset control installed | Reset control installed | Reset control installed | Reset control installed | Reset control installed | Reset control installed | Reset control installed | Reset control installed | Reset control installed | Reset control installed | Reset control installed | Reset control installed | Reset control installed | Reset control installed | Reset control installed | Reset control installed | Reset control installed | Reset control installed | Reset control installed | Reset control installed | Reset control installed | Reset control installed | Reset control installed | 799.38 | 799.38 | 799.38 | 799.38 | 799.38 | 799.38 | 799.38 | 799.38 | 799.38 | 799.38 | 799.38 | 799.38 | 799.38 | 799.38 | 799.38 | 799.38 | 799.38 | 799.38 | 799.38 | 799.38 | 799.38 | 799.38 | 799.38 | 799.38 | 799.38 | 799.38 | 799.38 | 0 | 0 | 8443.6943 | 8443.6412 | 8443.5907 | 8443.5404 | 8443.4865 | 8443.4349 | 8443.4166 | 8443.4059 | 8443.3996 | 8443.3957 | 8443.3922 | 8443.389 | 8443.3862 | 8443.3837 | 8443.3814 | 8443.3793 | 8443.3773 | 8443.3755 | 8443.3875 | 8443.3985 | 8443.4088 | 8443.4183 | 8443.4272 | 8443.4355 | 8443.4432 | 0 | 0 | 0 | 0 | 0 | 0 | 0 | 0 | 0 | 0 | 0 | 0 | 0 | 0 | 0 | 0 | 0 | 0 | 0 | 0 | 0 | 0 | 0 | 0 | 0 | 0 | 0 | 0 | 0 | 0 | 0 | 0 | 0 | 0 | 0 | 0 | 0 | 0 | 0 | 0 | 0 | 0 | 0 | 0 | 0 | 0 | 0 | 0 | 0 | 0 | 0 | 0 | 0 | 0 | 0 | 0 | 0 | 0 | 0 | 0 | 0 | 0 | 0 | 0 | 0 | 0 | 0 | 0 | 0 | 0 | 0 | 0 | 0 | 0 | 0 | 0 | 0 | 0 | 0 | 0 | 0 | 0 | 0 | 0 | 0 | 0 | 0 | 0 | 0 | 0 | 0 | 0 | 0 | 0 | 0 | 0 | 0 | 0 | 0 | 0 | 0 | 0 | 0 | 0 | 0 | 0 | 0 | 0 | 0 | 0 | 0 | 0 | 0 | 0 | 0 | 0 | 0 | 0 | 0 | 0 | 0 | 0 | 0 | 0 | 0 | 0 | 0 | 0 | 0 | 0 | 0 | 0 | 0 | 0 | 0 | 0 | 0 | 0 | 0 | 0 | 0 | 0 | 0 | 0 | 0 | 0 | 0 | 0 | 0 | 0 | 0 | 0 | 0 | 0 | 0 | 0 | 0 | 0 | 0 | 0 | 0 | 0 | 0 | 0 | 0 | 0 | 0 | 0 | 0 | 0 | 0 | 0 | 0 | 0 | 0 | 0 | 0 | 0 | 0 | 0 | 0 | 0 | 0 | 0 | 0 | 0 | 0 | 0 | 0 | 0 | 0 | 0 | 0 | 0 | 0 | 0 | 0 | 0 | 0 | 0 | 0 | 0 | 0 | 0 | 0 | 0 | 0 | 0 | 0 | 0 | 0 | 0 | 0 | 0 | 0 | 0 | 0 | 0 | 0 | 0 | 0 | 0 | 0 | 0 | 0 | 0 | 0 | 0 | 0 | 0 | 0 | 0 | 0 | 0 | 0 | 0 | 0 | 0 | 0 | 0 | 0 | 0 | 0 | 0 | 0 | 0 | 0 | 0 | 0 | 0 | 0 | 0 | 0 | 0 | 0 | 0 | 0 | 0 | 0 | 0 | 0 | 0 | 0 | 0 | 0 | 0 | 0 | 0 | 0 | 0 | 0 | 0 | 0 | 0 | 0 | 0 | 0 | 0 | 0 | 0 | 0 | 0 | 0 | 0 | 0 | 0 | 0 | 0 | 0 | 0 | 0 | 0 | 0 | 0 | 0 | 0 | 0 | 0 | 0 | 0 | 0 | 0 | 0 | 0 | 0 | 0 | 0 | 0 | 0 | 0 | 0 | 0 | 0 | 0 | 0 | 0 | 0 | 0 | 0 | 0 | 0 | 0 | 0 | 0 | 0 | 0 | 0 | 0 | 0 | 0 | 0 | 0 | 0 | 0 | 0 | 0 | 0 | 0 | 0 | 0 | 0 | 0 | 0 | 0 | 0 | 0 | 0 | 0 | 0 | 0 | 0 | 0 | 0 | 0 | 0 | 0 | 0 | 0 | 0 | 0 | 0 | 0 | 0 | 0 | 0 | 0 | 0 | 0 | 0 | 0 | 0 | 0 | 0 | 0 | 0 | 0 | 0 | 0 | 0 | 0 | 0 | 0 | 0 | 0 | 0 | 0 | 0 | 0 | 0 | 0 | 0 | 0 | 0 | 0 | 0 | 0 | 0 | 0 | 0 | 0 | 12.8671 | 12.8671 | 12.8671 | 12.8671 | 12.8671 | 12.8671 | 12.8671 | 12.8671 | 12.8671 | 12.8671 | 12.8671 | 12.8671 | 12.8671 | 12.8671 | 12.8671 | 12.8671 | 12.8671 | 12.8671 | 12.8671 | 12.8671 | 12.8671 | 12.8671 | 12.8671 | 12.8671 | 12.8671 | 6.5103 | 6.5103 | 6.5103 | 6.5103 | 6.5103 | 6.5103 | 6.5103 | 6.5103 | 6.5103 | 6.5103 | 6.5103 | 6.5103 | 6.5103 | 6.5103 | 6.5103 | 6.5103 | 6.5103 | 6.5103 | 6.5103 | 6.5103 | 6.5103 | 6.5103 | 6.5103 | 6.5103 | 6.5103
WA_Industrial_Industrial - WA_New_Process_Natural Gas_Process Boiler - Burner Control Optimization_A | WA | Industrial | Industrial - WA | New | Process | Natural Gas | Process Boiler - Burner Control Optimization | A | WIM57 | Average performance | Optimized burner controls | 18 | 2.2956 | 0 | 0 | 0.94 | 0 | 0 | 0 | 0.28365 | 0.45 | kBtuh heat | 5% | 85% | Discretionary | Retro3Slow | 84.16% | Process Boiler | 0% | 58.6416 |  | 29.6704 |  | 0.0042517 | GBLR_O2TRM-Heating-ILTRM-v4.0-1 | GBLR_O2TRM-Heating-MEMD-2018-1 | GBLR_O2TRM-Heating-ILTRM-v4.0-1 | Average performance | Average performance | Average performance | Average performance | Average performance | Average performance | Average performance | Average performance | Average performance | Average performance | Average performance | Average performance | Average performance | Average performance | Average performance | Average performance | Average performance | Average performance | Average performance | Average performance | Average performance | Average performance | Average performance | Average performance | Average performance | Average performance | Average performance | Optimized burner controls | Optimized burner controls | Optimized burner controls | Optimized burner controls | Optimized burner controls | Optimized burner controls | Optimized burner controls | Optimized burner controls | Optimized burner controls | Optimized burner controls | Optimized burner controls | Optimized burner controls | Optimized burner controls | Optimized burner controls | Optimized burner controls | Optimized burner controls | Optimized burner controls | Optimized burner controls | Optimized burner controls | Optimized burner controls | Optimized burner controls | Optimized burner controls | Optimized burner controls | Optimized burner controls | Optimized burner controls | Optimized burner controls | Optimized burner controls | 0.94 | 0.94 | 0.94 | 0.94 | 0.94 | 0.94 | 0.94 | 0.94 | 0.94 | 0.94 | 0.94 | 0.94 | 0.94 | 0.94 | 0.94 | 0.94 | 0.94 | 0.94 | 0.94 | 0.94 | 0.94 | 0.94 | 0.94 | 0.94 | 0.94 | 0.94 | 0.94 | 0 | 0 | 2.2956 | 2.2956 | 2.2956 | 2.2956 | 2.2956 | 2.2956 | 2.2956 | 2.2956 | 2.2955 | 2.2955 | 2.2955 | 2.2955 | 2.2955 | 2.2955 | 2.2955 | 2.2955 | 2.2955 | 2.2955 | 2.2955 | 2.2955 | 2.2956 | 2.2956 | 2.2956 | 2.2956 | 2.2956 | 0.0050021 | 0.010471 | 0.025042 | 0.049646 | 0.083469 | 0.12545 | 0.17041 | 0.21114 | 0.24044 | 0.25327 | 0.24816 | 0.22726 | 0.19536 | 0.15822 | 0.12112 | 0.087911 | 0.060656 | 0.039881 | 0.02004 | 0.0069953 | 0 | 0 | 0 | 0 | 0 | 0.0050021 | 0.015473 | 0.040515 | 0.090161 | 0.17363 | 0.29908 | 0.46948 | 0.68063 | 0.92106 | 1.1743 | 1.4225 | 1.6497 | 1.8451 | 2.0033 | 2.1244 | 2.2124 | 2.273 | 2.3129 | 2.3329 | 2.3399 | 2.3399 | 2.3399 | 2.3399 | 2.3399 | 2.3399 | 2.1789 | 4.5614 | 10.9088 | 21.6265 | 36.3608 | 54.6479 | 74.2349 | 91.9783 | 104.7397 | 110.3297 | 108.1034 | 99.0025 | 85.1035 | 68.9229 | 52.7638 | 38.2963 | 26.4233 | 17.3731 | 8.7301 | 3.0473 | 0 | 0 | 0 | 0 | 0 | 2.1789 | 6.7404 | 17.6492 | 39.2757 | 75.6364 | 130.2844 | 204.5192 | 296.4975 | 401.2373 | 511.5669 | 619.6704 | 718.6729 | 803.7764 | 872.6993 | 925.4632 | 963.7594 | 990.1827 | 1007.5558 | 1016.2859 | 1019.3332 | 1019.3332 | 1019.3332 | 1019.3332 | 1019.3332 | 1019.3332 | 0.0042517 | 0.0089006 | 0.021286 | 0.042199 | 0.070949 | 0.10663 | 0.14485 | 0.17947 | 0.20437 | 0.21528 | 0.21093 | 0.19318 | 0.16606 | 0.13448 | 0.10295 | 0.074725 | 0.051558 | 0.033899 | 0.017034 | 0.005946 | 0 | 0 | 0 | 0 | 0 | 0.0042517 | 0.013152 | 0.034438 | 0.076637 | 0.14759 | 0.25422 | 0.39906 | 0.57854 | 0.78291 | 0.99818 | 1.2091 | 1.4023 | 1.5684 | 1.7028 | 1.8058 | 1.8805 | 1.9321 | 1.966 | 1.983 | 1.989 | 1.989 | 1.989 | 1.989 | 1.989 | 1.989 | 1.8521 | 3.8772 | 9.2725 | 18.3825 | 30.9067 | 46.4507 | 63.0996 | 78.1815 | 89.0288 | 93.7802 | 91.8879 | 84.1522 | 72.338 | 58.5845 | 44.8493 | 32.5518 | 22.4598 | 14.7671 | 7.4206 | 2.5902 | 0 | 0 | 0 | 0 | 0 | 1.8521 | 5.7293 | 15.0018 | 33.3843 | 64.291 | 110.7417 | 173.8414 | 252.0229 | 341.0517 | 434.8319 | 526.7198 | 610.872 | 683.21 | 741.7944 | 786.6437 | 819.1955 | 841.6553 | 856.4224 | 863.843 | 866.4333 | 866.4333 | 866.4333 | 866.4333 | 866.4333 | 866.4333 | 0.0042517 | 0.0089006 | 0.021286 | 0.042199 | 0.070949 | 0.10663 | 0.14485 | 0.17947 | 0.20437 | 0.21528 | 0.21093 | 0.19318 | 0.16606 | 0.13448 | 0.10295 | 0.074725 | 0.051558 | 0.033899 | 0.017034 | 0.005946 | 0 | 0 | 0 | 0 | 0 | 0.0042517 | 0.013152 | 0.034438 | 0.076637 | 0.14759 | 0.25422 | 0.39906 | 0.57854 | 0.78291 | 0.99818 | 1.2091 | 1.4023 | 1.5684 | 1.7028 | 1.8058 | 1.8805 | 1.9321 | 1.966 | 1.983 | 1.989 | 1.989 | 1.989 | 1.989 | 1.989 | 1.989 | 1.8521 | 3.8772 | 9.2725 | 18.3825 | 30.9067 | 46.4507 | 63.0996 | 78.1815 | 89.0288 | 93.7802 | 91.8879 | 84.1522 | 72.338 | 58.5845 | 44.8493 | 32.5518 | 22.4598 | 14.7671 | 7.4206 | 2.5902 | 0 | 0 | 0 | 0 | 0 | 1.8521 | 5.7293 | 15.0018 | 33.3843 | 64.291 | 110.7417 | 173.8414 | 252.0229 | 341.0517 | 434.8319 | 526.7198 | 610.872 | 683.21 | 741.7944 | 786.6437 | 819.1955 | 841.6553 | 856.4224 | 863.843 | 866.4333 | 866.4333 | 866.4333 | 866.4333 | 866.4333 | 866.4333 | 0.0042517 | 0.0089006 | 0.021286 | 0.042199 | 0.070949 | 0.10663 | 0.14485 | 0.17947 | 0.20437 | 0.21528 | 0.21093 | 0.19318 | 0.16606 | 0.13448 | 0.10295 | 0.074725 | 0.051558 | 0.033899 | 0.017034 | 0.005946 | 0 | 0 | 0 | 0 | 0 | 0.0042517 | 0.013152 | 0.034438 | 0.076637 | 0.14759 | 0.25422 | 0.39906 | 0.57854 | 0.78291 | 0.99818 | 1.2091 | 1.4023 | 1.5684 | 1.7028 | 1.8058 | 1.8805 | 1.9321 | 1.966 | 1.983 | 1.989 | 1.989 | 1.989 | 1.989 | 1.989 | 1.989 | 1.8521 | 3.8772 | 9.2725 | 18.3825 | 30.9067 | 46.4507 | 63.0996 | 78.1815 | 89.0288 | 93.7802 | 91.8879 | 84.1522 | 72.338 | 58.5845 | 44.8493 | 32.5518 | 22.4598 | 14.7671 | 7.4206 | 2.5902 | 0 | 0 | 0 | 0 | 0 | 1.8521 | 5.7293 | 15.0018 | 33.3843 | 64.291 | 110.7417 | 173.8414 | 252.0229 | 341.0517 | 434.8319 | 526.7198 | 610.872 | 683.21 | 741.7944 | 786.6437 | 819.1955 | 841.6553 | 856.4224 | 863.843 | 866.4333 | 866.4333 | 866.4333 | 866.4333 | 866.4333 | 866.4333 | 58.6416 | 58.6416 | 58.6416 | 58.6416 | 58.6416 | 58.6416 | 58.6416 | 58.6416 | 58.6416 | 58.6416 | 58.6416 | 58.6416 | 58.6416 | 58.6416 | 58.6416 | 58.6416 | 58.6416 | 58.6416 | 58.6416 | 58.6416 | 58.6416 | 58.6416 | 58.6416 | 58.6416 | 58.6416 | 29.6704 | 29.6704 | 29.6704 | 29.6704 | 29.6704 | 29.6704 | 29.6704 | 29.6704 | 29.6704 | 29.6704 | 29.6704 | 29.6704 | 29.6704 | 29.6704 | 29.6704 | 29.6704 | 29.6704 | 29.6704 | 29.6704 | 29.6704 | 29.6704 | 29.6704 | 29.6704 | 29.6704 | 29.6704
WA_Industrial_Industrial - WA_New_Process_Natural Gas_Process Boiler - Insulate Hot Water Lines_A | WA | Industrial | Industrial - WA | New | Process | Natural Gas | Process Boiler - Insulate Hot Water Lines | A | WIM58 | No insulation | Insulated water lines | 11 | 38.0063 | 0 | 0 | 26.08 | 0 | 0 | 0 | 0.28365 | 0.45 | boiler pipe | 100% | 100% | Discretionary | RetroEven20 | 80.75% | Process Boiler | 0% | 132.095 |  | 66.8351 |  | 0 | GBLR_PINS_HW-Heating-PGE-R7-1 | GBLR_PINS_HW-Heating-PGE-R7-1 | GBLR_PINS_HW-Heating-PGE-R7-1 | No insulation | No insulation | No insulation | No insulation | No insulation | No insulation | No insulation | No insulation | No insulation | No insulation | No insulation | No insulation | No insulation | No insulation | No insulation | No insulation | No insulation | No insulation | No insulation | No insulation | No insulation | No insulation | No insulation | No insulation | No insulation | No insulation | No insulation | Insulated water lines | Insulated water lines | Insulated water lines | Insulated water lines | Insulated water lines | Insulated water lines | Insulated water lines | Insulated water lines | Insulated water lines | Insulated water lines | Insulated water lines | Insulated water lines | Insulated water lines | Insulated water lines | Insulated water lines | Insulated water lines | Insulated water lines | Insulated water lines | Insulated water lines | Insulated water lines | Insulated water lines | Insulated water lines | Insulated water lines | Insulated water lines | Insulated water lines | Insulated water lines | Insulated water lines | 26.08 | 26.08 | 26.08 | 26.08 | 26.08 | 26.08 | 26.08 | 26.08 | 26.08 | 26.08 | 26.08 | 26.08 | 26.08 | 26.08 | 26.08 | 26.08 | 26.08 | 26.08 | 26.08 | 26.08 | 26.08 | 26.08 | 26.08 | 26.08 | 26.08 | 26.08 | 26.08 | 0 | 0 | 38.0053 | 38.0041 | 38.0018 | 37.998 | 37.9921 | 37.9841 | 37.9742 | 37.9631 | 37.9514 | 37.9402 | 37.9302 | 37.9222 | 37.9163 | 37.9125 | 37.9106 | 37.9102 | 37.9108 | 37.9123 | 37.9144 | 37.9168 | 37.9193 | 37.9216 | 37.9238 | 37.9258 | 37.9277 | 0 | 0 | 0 | 0 | 0 | 0 | 0 | 0 | 0 | 0 | 0 | 0 | 0 | 0 | 0 | 0 | 0 | 0 | 0 | 0 | 0 | 0 | 0 | 0 | 0 | 0 | 0 | 0 | 0 | 0 | 0 | 0 | 0 | 0 | 0 | 0 | 0 | 0 | 0 | 0 | 0 | 0 | 0 | 0 | 0 | 0 | 0 | 0 | 0 | 0 | 0 | 0 | 0 | 0 | 0 | 0 | 0 | 0 | 0 | 0 | 0 | 0 | 0 | 0 | 0 | 0 | 0 | 0 | 0 | 0 | 0 | 0 | 0 | 0 | 0 | 0 | 0 | 0 | 0 | 0 | 0 | 0 | 0 | 0 | 0 | 0 | 0 | 0 | 0 | 0 | 0 | 0 | 0 | 0 | 0 | 0 | 0 | 0 | 0 | 0 | 0 | 0 | 0 | 0 | 0 | 0 | 0 | 0 | 0 | 0 | 0 | 0 | 0 | 0 | 0 | 0 | 0 | 0 | 0 | 0 | 0 | 0 | 0 | 0 | 0 | 0 | 0 | 0 | 0 | 0 | 0 | 0 | 0 | 0 | 0 | 0 | 0 | 0 | 0 | 0 | 0 | 0 | 0 | 0 | 0 | 0 | 0 | 0 | 0 | 0 | 0 | 0 | 0 | 0 | 0 | 0 | 0 | 0 | 0 | 0 | 0 | 0 | 0 | 0 | 0 | 0 | 0 | 0 | 0 | 0 | 0 | 0 | 0 | 0 | 0 | 0 | 0 | 0 | 0 | 0 | 0 | 0 | 0 | 0 | 0 | 0 | 0 | 0 | 0 | 0 | 0 | 0 | 0 | 0 | 0 | 0 | 0 | 0 | 0 | 0 | 0 | 0 | 0 | 0 | 0 | 0 | 0 | 0 | 0 | 0 | 0 | 0 | 0 | 0 | 0 | 0 | 0 | 0 | 0 | 0 | 0 | 0 | 0 | 0 | 0 | 0 | 0 | 0 | 0 | 0 | 0 | 0 | 0 | 0 | 0 | 0 | 0 | 0 | 0 | 0 | 0 | 0 | 0 | 0 | 0 | 0 | 0 | 0 | 0 | 0 | 0 | 0 | 0 | 0 | 0 | 0 | 0 | 0 | 0 | 0 | 0 | 0 | 0 | 0 | 0 | 0 | 0 | 0 | 0 | 0 | 0 | 0 | 0 | 0 | 0 | 0 | 0 | 0 | 0 | 0 | 0 | 0 | 0 | 0 | 0 | 0 | 0 | 0 | 0 | 0 | 0 | 0 | 0 | 0 | 0 | 0 | 0 | 0 | 0 | 0 | 0 | 0 | 0 | 0 | 0 | 0 | 0 | 0 | 0 | 0 | 0 | 0 | 0 | 0 | 0 | 0 | 0 | 0 | 0 | 0 | 0 | 0 | 0 | 0 | 0 | 0 | 0 | 0 | 0 | 0 | 0 | 0 | 0 | 0 | 0 | 0 | 0 | 0 | 0 | 0 | 0 | 0 | 0 | 0 | 0 | 0 | 0 | 0 | 0 | 0 | 0 | 0 | 0 | 0 | 0 | 0 | 0 | 0 | 0 | 0 | 0 | 0 | 0 | 0 | 0 | 0 | 0 | 0 | 0 | 0 | 0 | 0 | 0 | 0 | 0 | 0 | 0 | 0 | 0 | 0 | 0 | 0 | 0 | 0 | 0 | 0 | 0 | 0 | 0 | 0 | 0 | 0 | 0 | 0 | 0 | 0 | 0 | 0 | 0 | 0 | 132.095 | 132.095 | 132.095 | 132.095 | 132.095 | 132.095 | 132.095 | 132.095 | 132.095 | 132.095 | 132.095 | 132.095 | 132.095 | 132.095 | 132.095 | 132.095 | 132.095 | 132.095 | 132.095 | 132.095 | 132.095 | 132.095 | 132.095 | 132.095 | 132.095 | 66.8351 | 66.8351 | 66.8351 | 66.8351 | 66.8351 | 66.8351 | 66.8351 | 66.8351 | 66.8351 | 66.8351 | 66.8351 | 66.8351 | 66.8351 | 66.8351 | 66.8351 | 66.8351 | 66.8351 | 66.8351 | 66.8351 | 66.8351 | 66.8351 | 66.8351 | 66.8351 | 66.8351 | 66.8351
WA_Industrial_Industrial - WA_New_Process_Natural Gas_Process Boiler - Insulate Steam Lines/Condensate Tank_A | WA | Industrial | Industrial - WA | New | Process | Natural Gas | Process Boiler - Insulate Steam Lines/Condensate Tank | A | WIM59 | No insulation | Lines and condenstate tank insulated | 15 | 56.7725 | 0 | 0 | 13.96 | 0 | 0 | 0 | 0.28365 | 0.45 | boiler pipe | 100% | 100% | Discretionary | RetroEven20 | 80.75% | Process Boiler | 0% | 38.9246 |  | 19.6944 |  | 0 | GBLR_PINS-Heating-ILTRM-v4.0-1 | GBLR_PINS_STM-Heating-PGE-R7-1 | GBLR_PINS_STM-Heating-PGE-R7-1 | No insulation | No insulation | No insulation | No insulation | No insulation | No insulation | No insulation | No insulation | No insulation | No insulation | No insulation | No insulation | No insulation | No insulation | No insulation | No insulation | No insulation | No insulation | No insulation | No insulation | No insulation | No insulation | No insulation | No insulation | No insulation | No insulation | No insulation | Lines and condenstate tank insulated | Lines and condenstate tank insulated | Lines and condenstate tank insulated | Lines and condenstate tank insulated | Lines and condenstate tank insulated | Lines and condenstate tank insulated | Lines and condenstate tank insulated | Lines and condenstate tank insulated | Lines and condenstate tank insulated | Lines and condenstate tank insulated | Lines and condenstate tank insulated | Lines and condenstate tank insulated | Lines and condenstate tank insulated | Lines and condenstate tank insulated | Lines and condenstate tank insulated | Lines and condenstate tank insulated | Lines and condenstate tank insulated | Lines and condenstate tank insulated | Lines and condenstate tank insulated | Lines and condenstate tank insulated | Lines and condenstate tank insulated | Lines and condenstate tank insulated | Lines and condenstate tank insulated | Lines and condenstate tank insulated | Lines and condenstate tank insulated | Lines and condenstate tank insulated | Lines and condenstate tank insulated | 13.96 | 13.96 | 13.96 | 13.96 | 13.96 | 13.96 | 13.96 | 13.96 | 13.96 | 13.96 | 13.96 | 13.96 | 13.96 | 13.96 | 13.96 | 13.96 | 13.96 | 13.96 | 13.96 | 13.96 | 13.96 | 13.96 | 13.96 | 13.96 | 13.96 | 13.96 | 13.96 | 0 | 0 | 56.772 | 56.7717 | 56.7713 | 56.771 | 56.7706 | 56.7703 | 56.7702 | 56.7701 | 56.77 | 56.77 | 56.77 | 56.77 | 56.77 | 56.7699 | 56.7699 | 56.7699 | 56.7699 | 56.7699 | 56.77 | 56.77 | 56.7701 | 56.7702 | 56.7702 | 56.7703 | 56.7703 | 0 | 0 | 0 | 0 | 0 | 0 | 0 | 0 | 0 | 0 | 0 | 0 | 0 | 0 | 0 | 0 | 0 | 0 | 0 | 0 | 0 | 0 | 0 | 0 | 0 | 0 | 0 | 0 | 0 | 0 | 0 | 0 | 0 | 0 | 0 | 0 | 0 | 0 | 0 | 0 | 0 | 0 | 0 | 0 | 0 | 0 | 0 | 0 | 0 | 0 | 0 | 0 | 0 | 0 | 0 | 0 | 0 | 0 | 0 | 0 | 0 | 0 | 0 | 0 | 0 | 0 | 0 | 0 | 0 | 0 | 0 | 0 | 0 | 0 | 0 | 0 | 0 | 0 | 0 | 0 | 0 | 0 | 0 | 0 | 0 | 0 | 0 | 0 | 0 | 0 | 0 | 0 | 0 | 0 | 0 | 0 | 0 | 0 | 0 | 0 | 0 | 0 | 0 | 0 | 0 | 0 | 0 | 0 | 0 | 0 | 0 | 0 | 0 | 0 | 0 | 0 | 0 | 0 | 0 | 0 | 0 | 0 | 0 | 0 | 0 | 0 | 0 | 0 | 0 | 0 | 0 | 0 | 0 | 0 | 0 | 0 | 0 | 0 | 0 | 0 | 0 | 0 | 0 | 0 | 0 | 0 | 0 | 0 | 0 | 0 | 0 | 0 | 0 | 0 | 0 | 0 | 0 | 0 | 0 | 0 | 0 | 0 | 0 | 0 | 0 | 0 | 0 | 0 | 0 | 0 | 0 | 0 | 0 | 0 | 0 | 0 | 0 | 0 | 0 | 0 | 0 | 0 | 0 | 0 | 0 | 0 | 0 | 0 | 0 | 0 | 0 | 0 | 0 | 0 | 0 | 0 | 0 | 0 | 0 | 0 | 0 | 0 | 0 | 0 | 0 | 0 | 0 | 0 | 0 | 0 | 0 | 0 | 0 | 0 | 0 | 0 | 0 | 0 | 0 | 0 | 0 | 0 | 0 | 0 | 0 | 0 | 0 | 0 | 0 | 0 | 0 | 0 | 0 | 0 | 0 | 0 | 0 | 0 | 0 | 0 | 0 | 0 | 0 | 0 | 0 | 0 | 0 | 0 | 0 | 0 | 0 | 0 | 0 | 0 | 0 | 0 | 0 | 0 | 0 | 0 | 0 | 0 | 0 | 0 | 0 | 0 | 0 | 0 | 0 | 0 | 0 | 0 | 0 | 0 | 0 | 0 | 0 | 0 | 0 | 0 | 0 | 0 | 0 | 0 | 0 | 0 | 0 | 0 | 0 | 0 | 0 | 0 | 0 | 0 | 0 | 0 | 0 | 0 | 0 | 0 | 0 | 0 | 0 | 0 | 0 | 0 | 0 | 0 | 0 | 0 | 0 | 0 | 0 | 0 | 0 | 0 | 0 | 0 | 0 | 0 | 0 | 0 | 0 | 0 | 0 | 0 | 0 | 0 | 0 | 0 | 0 | 0 | 0 | 0 | 0 | 0 | 0 | 0 | 0 | 0 | 0 | 0 | 0 | 0 | 0 | 0 | 0 | 0 | 0 | 0 | 0 | 0 | 0 | 0 | 0 | 0 | 0 | 0 | 0 | 0 | 0 | 0 | 0 | 0 | 0 | 0 | 0 | 0 | 0 | 0 | 0 | 0 | 0 | 0 | 0 | 0 | 0 | 0 | 0 | 0 | 0 | 0 | 0 | 0 | 0 | 0 | 0 | 0 | 0 | 0 | 0 | 0 | 0 | 0 | 0 | 0 | 0 | 0 | 0 | 0 | 38.9246 | 38.9246 | 38.9246 | 38.9246 | 38.9246 | 38.9246 | 38.9246 | 38.9246 | 38.9246 | 38.9246 | 38.9246 | 38.9246 | 38.9246 | 38.9246 | 38.9246 | 38.9246 | 38.9246 | 38.9246 | 38.9246 | 38.9246 | 38.9246 | 38.9246 | 38.9246 | 38.9246 | 38.9246 | 19.6944 | 19.6944 | 19.6944 | 19.6944 | 19.6944 | 19.6944 | 19.6944 | 19.6944 | 19.6944 | 19.6944 | 19.6944 | 19.6944 | 19.6944 | 19.6944 | 19.6944 | 19.6944 | 19.6944 | 19.6944 | 19.6944 | 19.6944 | 19.6944 | 19.6944 | 19.6944 | 19.6944 | 19.6944
WA_Industrial_Industrial - WA_New_Process_Natural Gas_Process Boiler - Stack Economizer_A | WA | Industrial | Industrial - WA | New | Process | Natural Gas | Process Boiler - Stack Economizer | A | WIM60 | None | Economizer installed | 15 | 7.5994 | 0 | 0 | 10.35 | 0 | 0 | 0 | 0.28365 | 0.45 | kBtuh Heat | 15% | 55% | Discretionary | Retro12Med | 75.44% | Process Boiler | 0% | 215.5948 |  | 109.0828 |  | 0.13912 | IL TRM - CI-HVC-BECO-V01-150601 | IL TRM - CI-HVC-BECO-V01-150601 | IL TRM - CI-HVC-BECO-V01-150601 | None | None | None | None | None | None | None | None | None | None | None | None | None | None | None | None | None | None | None | None | None | None | None | None | None | None | None | Economizer installed | Economizer installed | Economizer installed | Economizer installed | Economizer installed | Economizer installed | Economizer installed | Economizer installed | Economizer installed | Economizer installed | Economizer installed | Economizer installed | Economizer installed | Economizer installed | Economizer installed | Economizer installed | Economizer installed | Economizer installed | Economizer installed | Economizer installed | Economizer installed | Economizer installed | Economizer installed | Economizer installed | Economizer installed | Economizer installed | Economizer installed | 10.35 | 10.35 | 10.35 | 10.35 | 10.35 | 10.35 | 10.35 | 10.35 | 10.35 | 10.35 | 10.35 | 10.35 | 10.35 | 10.35 | 10.35 | 10.35 | 10.35 | 10.35 | 10.35 | 10.35 | 10.35 | 10.35 | 10.35 | 10.35 | 10.35 | 10.35 | 10.35 | 0 | 0 | 7.5984 | 7.5979 | 7.5972 | 7.5966 | 7.5955 | 7.594 | 7.5921 | 7.5899 | 7.5876 | 7.5854 | 7.5835 | 7.5819 | 7.5807 | 7.58 | 7.5796 | 7.5796 | 7.5797 | 7.58 | 7.5805 | 7.581 | 7.5815 | 7.582 | 7.5824 | 7.5828 | 7.5832 | 0.16367 | 0.21795 | 0.2606 | 0.2952 | 0.31901 | 0.30816 | 0.26306 | 0.22344 | 0.18895 | 0.15918 | 0.13366 | 0.11189 | 0.093418 | 0.077811 | 0.064671 | 0 | 0 | 0 | 0 | 0 | 0 | 0 | 0 | 0 | 0 | 0.16367 | 0.38161 | 0.64218 | 0.93733 | 1.2562 | 1.5641 | 1.8268 | 2.0497 | 2.238 | 2.3966 | 2.5296 | 2.641 | 2.734 | 2.8115 | 2.8761 | 2.876 | 2.8761 | 2.8762 | 2.8764 | 2.8766 | 2.8768 | 2.8769 | 2.8771 | 2.8773 | 2.8774 | 21.54 | 28.6862 | 34.3021 | 38.859 | 42.0004 | 40.5796 | 34.6495 | 29.4386 | 24.9028 | 20.9855 | 17.6246 | 14.7574 | 12.3231 | 10.2653 | 8.5322 | 0 | 0 | 0 | 0 | 0 | 0 | 0 | 0 | 0 | 0 | 21.54 | 50.2262 | 84.5283 | 123.3873 | 165.3877 | 205.9673 | 240.6168 | 270.0554 | 294.9583 | 315.9438 | 333.5684 | 348.3258 | 360.6489 | 370.9142 | 379.4464 | 379.4464 | 379.4464 | 379.4464 | 379.4464 | 379.4464 | 379.4464 | 379.4464 | 379.4464 | 379.4464 | 379.4464 | 0.13912 | 0.18527 | 0.22152 | 0.25093 | 0.27118 | 0.26196 | 0.22363 | 0.18996 | 0.16065 | 0.13534 | 0.11364 | 0.095138 | 0.079435 | 0.066165 | 0.054992 | 0 | 0 | 0 | 0 | 0 | 0 | 0 | 0 | 0 | 0 | 0.13912 | 0.32438 | 0.54588 | 0.79677 | 1.0679 | 1.3296 | 1.553 | 1.7426 | 1.9028 | 2.0376 | 2.1508 | 2.2456 | 2.3247 | 2.3907 | 2.4456 | 2.4456 | 2.4456 | 2.4457 | 2.4458 | 2.446 | 2.4461 | 2.4462 | 2.4464 | 2.4465 | 2.4466 | 18.309 | 24.3832 | 29.1568 | 33.0302 | 35.7003 | 34.4927 | 29.4521 | 25.0228 | 21.1674 | 17.8377 | 14.9809 | 12.5438 | 10.4747 | 8.7255 | 7.2524 | 0 | 0 | 0 | 0 | 0 | 0 | 0 | 0 | 0 | 0 | 18.309 | 42.6923 | 71.849 | 104.8792 | 140.5795 | 175.0722 | 204.5243 | 229.5471 | 250.7145 | 268.5522 | 283.5332 | 296.0769 | 306.5516 | 315.2771 | 322.5295 | 322.5295 | 322.5295 | 322.5295 | 322.5295 | 322.5295 | 322.5295 | 322.5295 | 322.5295 | 322.5295 | 322.5295 | 0.13912 | 0.18527 | 0.22152 | 0.25093 | 0.27118 | 0.26196 | 0.22363 | 0.18996 | 0.16065 | 0.13534 | 0.11364 | 0.095138 | 0.079435 | 0.066165 | 0.054992 | 0 | 0 | 0 | 0 | 0 | 0 | 0 | 0 | 0 | 0 | 0.13912 | 0.32438 | 0.54588 | 0.79677 | 1.0679 | 1.3296 | 1.553 | 1.7426 | 1.9028 | 2.0376 | 2.1508 | 2.2456 | 2.3247 | 2.3907 | 2.4456 | 2.4456 | 2.4456 | 2.4457 | 2.4458 | 2.446 | 2.4461 | 2.4462 | 2.4464 | 2.4465 | 2.4466 | 18.309 | 24.3832 | 29.1568 | 33.0302 | 35.7003 | 34.4927 | 29.4521 | 25.0228 | 21.1674 | 17.8377 | 14.9809 | 12.5438 | 10.4747 | 8.7255 | 7.2524 | 0 | 0 | 0 | 0 | 0 | 0 | 0 | 0 | 0 | 0 | 18.309 | 42.6923 | 71.849 | 104.8792 | 140.5795 | 175.0722 | 204.5243 | 229.5471 | 250.7145 | 268.5522 | 283.5332 | 296.0769 | 306.5516 | 315.2771 | 322.5295 | 322.5295 | 322.5295 | 322.5295 | 322.5295 | 322.5295 | 322.5295 | 322.5295 | 322.5295 | 322.5295 | 322.5295 | 0.13912 | 0.18527 | 0.22152 | 0.25093 | 0.27118 | 0.26196 | 0.22363 | 0.18996 | 0.16065 | 0.13534 | 0.11364 | 0.095138 | 0.079435 | 0.066165 | 0.054992 | 0 | 0 | 0 | 0 | 0 | 0 | 0 | 0 | 0 | 0 | 0.13912 | 0.32438 | 0.54588 | 0.79677 | 1.0679 | 1.3296 | 1.553 | 1.7426 | 1.9028 | 2.0376 | 2.1508 | 2.2456 | 2.3247 | 2.3907 | 2.4456 | 2.4456 | 2.4456 | 2.4457 | 2.4458 | 2.446 | 2.4461 | 2.4462 | 2.4464 | 2.4465 | 2.4466 | 18.309 | 24.3832 | 29.1568 | 33.0302 | 35.7003 | 34.4927 | 29.4521 | 25.0228 | 21.1674 | 17.8377 | 14.9809 | 12.5438 | 10.4747 | 8.7255 | 7.2524 | 0 | 0 | 0 | 0 | 0 | 0 | 0 | 0 | 0 | 0 | 18.309 | 42.6923 | 71.849 | 104.8792 | 140.5795 | 175.0722 | 204.5243 | 229.5471 | 250.7145 | 268.5522 | 283.5332 | 296.0769 | 306.5516 | 315.2771 | 322.5295 | 322.5295 | 322.5295 | 322.5295 | 322.5295 | 322.5295 | 322.5295 | 322.5295 | 322.5295 | 322.5295 | 322.5295 | 215.5948 | 215.5948 | 215.5948 | 215.5948 | 215.5948 | 215.5948 | 215.5948 | 215.5948 | 215.5948 | 215.5948 | 215.5948 | 215.5948 | 215.5948 | 215.5948 | 215.5948 | 215.5948 | 215.5948 | 215.5948 | 215.5948 | 215.5948 | 215.5948 | 215.5948 | 215.5948 | 215.5948 | 215.5948 | 109.0828 | 109.0828 | 109.0828 | 109.0828 | 109.0828 | 109.0828 | 109.0828 | 109.0828 | 109.0828 | 109.0828 | 109.0828 | 109.0828 | 109.0828 | 109.0828 | 109.0828 | 109.0828 | 109.0828 | 109.0828 | 109.0828 | 109.0828 | 109.0828 | 109.0828 | 109.0828 | 109.0828 | 109.0828
WA_Industrial_Industrial - WA_New_Process_Natural Gas_Process Boiler - Steam Trap Replacement_A | WA | Industrial | Industrial - WA | New | Process | Natural Gas | Process Boiler - Steam Trap Replacement | A | WIM61 | Degrade performance | Cleaning and maintenance | 6 | 253514.0926 | 0 | 0 | 89.84 | 0 | 0 | 0 | 0.28365 | 0.45 | perBLDg | 0% | 10% | Discretionary | RetroEven20 | 80.75% | Process Boiler | 0% | 0.1075 |  | 0.054393 |  | 0.0018653 | IL TRM v9, Section 4.4.16 | IL TRM v9, Section 4.4.16 | IL TRM - CI-HVC-STRE-V06-200101 | Degrade performance | Degrade performance | Degrade performance | Degrade performance | Degrade performance | Degrade performance | Degrade performance | Degrade performance | Degrade performance | Degrade performance | Degrade performance | Degrade performance | Degrade performance | Degrade performance | Degrade performance | Degrade performance | Degrade performance | Degrade performance | Degrade performance | Degrade performance | Degrade performance | Degrade performance | Degrade performance | Degrade performance | Degrade performance | Degrade performance | Degrade performance | Cleaning and maintenance | Cleaning and maintenance | Cleaning and maintenance | Cleaning and maintenance | Cleaning and maintenance | Cleaning and maintenance | Cleaning and maintenance | Cleaning and maintenance | Cleaning and maintenance | Cleaning and maintenance | Cleaning and maintenance | Cleaning and maintenance | Cleaning and maintenance | Cleaning and maintenance | Cleaning and maintenance | Cleaning and maintenance | Cleaning and maintenance | Cleaning and maintenance | Cleaning and maintenance | Cleaning and maintenance | Cleaning and maintenance | Cleaning and maintenance | Cleaning and maintenance | Cleaning and maintenance | Cleaning and maintenance | Cleaning and maintenance | Cleaning and maintenance | 89.84 | 89.84 | 89.84 | 89.84 | 89.84 | 89.84 | 89.84 | 89.84 | 89.84 | 89.84 | 89.84 | 89.84 | 89.84 | 89.84 | 89.84 | 89.84 | 89.84 | 89.84 | 89.84 | 89.84 | 89.84 | 89.84 | 89.84 | 89.84 | 89.84 | 89.84 | 89.84 | 0 | 0 | 253514.0926 | 253514.0926 | 253514.0926 | 253514.0926 | 253514.0926 | 253514.0926 | 253514.0926 | 253514.0926 | 253514.0926 | 253514.0926 | 253514.0926 | 253514.0926 | 253514.0926 | 253514.0926 | 253514.0926 | 253514.0926 | 253514.0926 | 253514.0926 | 253514.0926 | 253514.0926 | 253514.0926 | 253514.0926 | 253514.0926 | 253514.0926 | 253514.0926 | 0.0021944 | 0.0029225 | 0.0034946 | 0.0039588 | 0.0042789 | 0.0045935 | 0.0027083 | 0.0022843 | 0.0020111 | 0.0018407 | 0.0018095 | 0.0017789 | 0.0017488 | 0.0017192 | 0.0016902 | 0.0016616 | 0.0016335 | 0.0016059 | 0 | 0 | 0 | 0 | 0 | 0 | 0 | 0.0021944 | 0.0051169 | 0.0086115 | 0.01257 | 0.016849 | 0.021443 | 0.024151 | 0.026435 | 0.028446 | 0.030287 | 0.032097 | 0.033876 | 0.035624 | 0.037344 | 0.039034 | 0.040696 | 0.042329 | 0.043935 | 0.043935 | 0.043935 | 0.043935 | 0.043935 | 0.043935 | 0.043935 | 0.043935 | 8.6561e-06 | 1.1528e-05 | 1.3785e-05 | 1.5616e-05 | 1.6878e-05 | 1.8119e-05 | 1.0683e-05 | 9.0107e-06 | 7.9329e-06 | 7.2608e-06 | 7.1378e-06 | 7.017e-06 | 6.8983e-06 | 6.7817e-06 | 6.667e-06 | 6.5543e-06 | 6.4436e-06 | 6.3348e-06 | 0 | 0 | 0 | 0 | 0 | 0 | 0 | 8.6561e-06 | 2.0184e-05 | 3.3969e-05 | 4.9584e-05 | 6.6463e-05 | 8.4582e-05 | 9.5265e-05 | 0.00010428 | 0.00011221 | 0.00011947 | 0.00012661 | 0.00013362 | 0.00014052 | 0.0001473 | 0.00015397 | 0.00016053 | 0.00016697 | 0.0001733 | 0.0001733 | 0.0001733 | 0.0001733 | 0.0001733 | 0.0001733 | 0.0001733 | 0.0001733 | 0.0018653 | 0.0024841 | 0.0029704 | 0.003365 | 0.003637 | 0.0039045 | 0.0023021 | 0.0019417 | 0.0017094 | 0.0015646 | 0.0015381 | 0.0015121 | 0.0014865 | 0.0014614 | 0.0014367 | 0.0014124 | 0.0013885 | 0.0013651 | 0 | 0 | 0 | 0 | 0 | 0 | 0 | 0.0018653 | 0.0043494 | 0.0073198 | 0.010685 | 0.014322 | 0.018226 | 0.020528 | 0.02247 | 0.02418 | 0.025744 | 0.027282 | 0.028794 | 0.030281 | 0.031742 | 0.033179 | 0.034591 | 0.03598 | 0.037345 | 0.037345 | 0.037345 | 0.037345 | 0.037345 | 0.037345 | 0.037345 | 0.037345 | 7.3577e-06 | 9.7986e-06 | 1.1717e-05 | 1.3273e-05 | 1.4347e-05 | 1.5401e-05 | 9.0807e-06 | 7.6591e-06 | 6.743e-06 | 6.1716e-06 | 6.0672e-06 | 5.9645e-06 | 5.8636e-06 | 5.7644e-06 | 5.6669e-06 | 5.5712e-06 | 5.477e-06 | 5.3845e-06 | 0 | 0 | 0 | 0 | 0 | 0 | 0 | 7.3577e-06 | 1.7156e-05 | 2.8873e-05 | 4.2147e-05 | 5.6493e-05 | 7.1895e-05 | 8.0975e-05 | 8.8634e-05 | 9.5377e-05 | 0.00010155 | 0.00010762 | 0.00011358 | 0.00011944 | 0.00012521 | 0.00013088 | 0.00013645 | 0.00014192 | 0.00014731 | 0.00014731 | 0.00014731 | 0.00014731 | 0.00014731 | 0.00014731 | 0.00014731 | 0.00014731 | 0.0018653 | 0.0024841 | 0.0029704 | 0.003365 | 0.003637 | 0.0039045 | 0.0023021 | 0.0019417 | 0.0017094 | 0.0015646 | 0.0015381 | 0.0015121 | 0.0014865 | 0.0014614 | 0.0014367 | 0.0014124 | 0.0013885 | 0.0013651 | 0 | 0 | 0 | 0 | 0 | 0 | 0 | 0.0018653 | 0.0043494 | 0.0073198 | 0.010685 | 0.014322 | 0.018226 | 0.020528 | 0.02247 | 0.02418 | 0.025744 | 0.027282 | 0.028794 | 0.030281 | 0.031742 | 0.033179 | 0.034591 | 0.03598 | 0.037345 | 0.037345 | 0.037345 | 0.037345 | 0.037345 | 0.037345 | 0.037345 | 0.037345 | 7.3577e-06 | 9.7986e-06 | 1.1717e-05 | 1.3273e-05 | 1.4347e-05 | 1.5401e-05 | 9.0807e-06 | 7.6591e-06 | 6.743e-06 | 6.1716e-06 | 6.0672e-06 | 5.9645e-06 | 5.8636e-06 | 5.7644e-06 | 5.6669e-06 | 5.5712e-06 | 5.477e-06 | 5.3845e-06 | 0 | 0 | 0 | 0 | 0 | 0 | 0 | 7.3577e-06 | 1.7156e-05 | 2.8873e-05 | 4.2147e-05 | 5.6493e-05 | 7.1895e-05 | 8.0975e-05 | 8.8634e-05 | 9.5377e-05 | 0.00010155 | 0.00010762 | 0.00011358 | 0.00011944 | 0.00012521 | 0.00013088 | 0.00013645 | 0.00014192 | 0.00014731 | 0.00014731 | 0.00014731 | 0.00014731 | 0.00014731 | 0.00014731 | 0.00014731 | 0.00014731 | 0.0018653 | 0.0024841 | 0.0029704 | 0.003365 | 0.003637 | 0.0039045 | 0.0023021 | 0.0019417 | 0.0017094 | 0.0015646 | 0.0015381 | 0.0015121 | 0.0014865 | 0.0014614 | 0.0014367 | 0.0014124 | 0.0013885 | 0.0013651 | 0 | 0 | 0 | 0 | 0 | 0 | 0 | 0.0018653 | 0.0043494 | 0.0073198 | 0.010685 | 0.014322 | 0.018226 | 0.020528 | 0.02247 | 0.02418 | 0.025744 | 0.027282 | 0.028794 | 0.030281 | 0.031742 | 0.033179 | 0.034591 | 0.03598 | 0.037345 | 0.037345 | 0.037345 | 0.037345 | 0.037345 | 0.037345 | 0.037345 | 0.037345 | 7.3577e-06 | 9.7986e-06 | 1.1717e-05 | 1.3273e-05 | 1.4347e-05 | 1.5401e-05 | 9.0807e-06 | 7.6591e-06 | 6.743e-06 | 6.1716e-06 | 6.0672e-06 | 5.9645e-06 | 5.8636e-06 | 5.7644e-06 | 5.6669e-06 | 5.5712e-06 | 5.477e-06 | 5.3845e-06 | 0 | 0 | 0 | 0 | 0 | 0 | 0 | 7.3577e-06 | 1.7156e-05 | 2.8873e-05 | 4.2147e-05 | 5.6493e-05 | 7.1895e-05 | 8.0975e-05 | 8.8634e-05 | 9.5377e-05 | 0.00010155 | 0.00010762 | 0.00011358 | 0.00011944 | 0.00012521 | 0.00013088 | 0.00013645 | 0.00014192 | 0.00014731 | 0.00014731 | 0.00014731 | 0.00014731 | 0.00014731 | 0.00014731 | 0.00014731 | 0.00014731 | 0.1075 | 0.1075 | 0.1075 | 0.1075 | 0.1075 | 0.1075 | 0.1075 | 0.1075 | 0.1075 | 0.1075 | 0.1075 | 0.1075 | 0.1075 | 0.1075 | 0.1075 | 0.1075 | 0.1075 | 0.1075 | 0.1075 | 0.1075 | 0.1075 | 0.1075 | 0.1075 | 0.1075 | 0.1075 | 0.054393 | 0.054393 | 0.054393 | 0.054393 | 0.054393 | 0.054393 | 0.054393 | 0.054393 | 0.054393 | 0.054393 | 0.054393 | 0.054393 | 0.054393 | 0.054393 | 0.054393 | 0.054393 | 0.054393 | 0.054393 | 0.054393 | 0.054393 | 0.054393 | 0.054393 | 0.054393 | 0.054393 | 0.054393
WA_Industrial_Industrial - WA_New_Process_Natural Gas_Process Boiler - Maintenance_A | WA | Industrial | Industrial - WA | New | Process | Natural Gas | Process Boiler - Maintenance | A | WIM62 | Degrade performance | General cleaning and maintenance | 3 | 4.7496 | 0 | 0 | 0.95 | 0 | 0 | 0 | 0.28365 | 0.45 | kBtuh Heat | 5% | 10% | Discretionary | Retro20Fast | 65.82% | Process Boiler | 0% | 110.3322 |  | 55.8239 |  | 0.021983 | GBLR_MNT-Heating-ILTRM-v4.0-43 | GBLR_MNT-Heating-ILTRM-v4.0-43 | GBLR_MNT-Heating-ILTRM-v4.0-1 | Degrade performance | Degrade performance | Degrade performance | Degrade performance | Degrade performance | Degrade performance | Degrade performance | Degrade performance | Degrade performance | Degrade performance | Degrade performance | Degrade performance | Degrade performance | Degrade performance | Degrade performance | Degrade performance | Degrade performance | Degrade performance | Degrade performance | Degrade performance | Degrade performance | Degrade performance | Degrade performance | Degrade performance | Degrade performance | Degrade performance | Degrade performance | General cleaning and maintenance | General cleaning and maintenance | General cleaning and maintenance | General cleaning and maintenance | General cleaning and maintenance | General cleaning and maintenance | General cleaning and maintenance | General cleaning and maintenance | General cleaning and maintenance | General cleaning and maintenance | General cleaning and maintenance | General cleaning and maintenance | General cleaning and maintenance | General cleaning and maintenance | General cleaning and maintenance | General cleaning and maintenance | General cleaning and maintenance | General cleaning and maintenance | General cleaning and maintenance | General cleaning and maintenance | General cleaning and maintenance | General cleaning and maintenance | General cleaning and maintenance | General cleaning and maintenance | General cleaning and maintenance | General cleaning and maintenance | General cleaning and maintenance | 0.95 | 0.95 | 0.95 | 0.95 | 0.95 | 0.95 | 0.95 | 0.95 | 0.95 | 0.95 | 0.95 | 0.95 | 0.95 | 0.95 | 0.95 | 0.95 | 0.95 | 0.95 | 0.95 | 0.95 | 0.95 | 0.95 | 0.95 | 0.95 | 0.95 | 0.95 | 0.95 | 0 | 0 | 4.7495 | 4.7493 | 4.7491 | 4.7486 | 4.7478 | 4.7468 | 4.7456 | 4.7442 | 4.7428 | 4.7414 | 4.7401 | 4.7391 | 4.7384 | 4.7379 | 4.7377 | 4.7376 | 4.7377 | 4.7379 | 4.7381 | 4.7384 | 4.7387 | 4.739 | 4.7393 | 4.7396 | 4.7398 | 0.025863 | 0.024141 | 0.019982 | 0 | 0 | 0 | 0 | 0 | 0 | 0 | 0 | 0 | 0 | 0 | 0 | 0 | 0 | 0 | 0 | 0 | 0 | 0 | 0 | 0 | 0 | 0.025863 | 0.050002 | 0.069982 | 0.069975 | 0.069964 | 0.069949 | 0.069931 | 0.069911 | 0.069889 | 0.069868 | 0.06985 | 0.069835 | 0.069824 | 0.069817 | 0.069814 | 0.069813 | 0.069814 | 0.069817 | 0.069821 | 0.069825 | 0.06983 | 0.069834 | 0.069838 | 0.069842 | 0.069845 | 5.4453 | 5.083 | 4.2077 | 0 | 0 | 0 | 0 | 0 | 0 | 0 | 0 | 0 | 0 | 0 | 0 | 0 | 0 | 0 | 0 | 0 | 0 | 0 | 0 | 0 | 0 | 5.4453 | 10.5283 | 14.736 | 14.736 | 14.736 | 14.736 | 14.736 | 14.736 | 14.736 | 14.736 | 14.736 | 14.736 | 14.736 | 14.736 | 14.736 | 14.736 | 14.736 | 14.736 | 14.736 | 14.736 | 14.736 | 14.736 | 14.736 | 14.736 | 14.736 | 0.021983 | 0.02052 | 0.016985 | 0 | 0 | 0 | 0 | 0 | 0 | 0 | 0 | 0 | 0 | 0 | 0 | 0 | 0 | 0 | 0 | 0 | 0 | 0 | 0 | 0 | 0 | 0.021983 | 0.042502 | 0.059486 | 0.059481 | 0.059473 | 0.059462 | 0.059449 | 0.059434 | 0.059419 | 0.059404 | 0.05939 | 0.05938 | 0.059372 | 0.059367 | 0.059364 | 0.059364 | 0.059365 | 0.059367 | 0.059369 | 0.059373 | 0.059376 | 0.059379 | 0.059382 | 0.059385 | 0.059387 | 4.6285 | 4.3205 | 3.5765 | 0 | 0 | 0 | 0 | 0 | 0 | 0 | 0 | 0 | 0 | 0 | 0 | 0 | 0 | 0 | 0 | 0 | 0 | 0 | 0 | 0 | 0 | 4.6285 | 8.9491 | 12.5256 | 12.5256 | 12.5256 | 12.5256 | 12.5256 | 12.5256 | 12.5256 | 12.5256 | 12.5256 | 12.5256 | 12.5256 | 12.5256 | 12.5256 | 12.5256 | 12.5256 | 12.5256 | 12.5256 | 12.5256 | 12.5256 | 12.5256 | 12.5256 | 12.5256 | 12.5256 | 0.021983 | 0.02052 | 0.016985 | 0 | 0 | 0 | 0 | 0 | 0 | 0 | 0 | 0 | 0 | 0 | 0 | 0 | 0 | 0 | 0 | 0 | 0 | 0 | 0 | 0 | 0 | 0.021983 | 0.042502 | 0.059486 | 0.059481 | 0.059473 | 0.059462 | 0.059449 | 0.059434 | 0.059419 | 0.059404 | 0.05939 | 0.05938 | 0.059372 | 0.059367 | 0.059364 | 0.059364 | 0.059365 | 0.059367 | 0.059369 | 0.059373 | 0.059376 | 0.059379 | 0.059382 | 0.059385 | 0.059387 | 4.6285 | 4.3205 | 3.5765 | 0 | 0 | 0 | 0 | 0 | 0 | 0 | 0 | 0 | 0 | 0 | 0 | 0 | 0 | 0 | 0 | 0 | 0 | 0 | 0 | 0 | 0 | 4.6285 | 8.9491 | 12.5256 | 12.5256 | 12.5256 | 12.5256 | 12.5256 | 12.5256 | 12.5256 | 12.5256 | 12.5256 | 12.5256 | 12.5256 | 12.5256 | 12.5256 | 12.5256 | 12.5256 | 12.5256 | 12.5256 | 12.5256 | 12.5256 | 12.5256 | 12.5256 | 12.5256 | 12.5256 | 0.021983 | 0.02052 | 0.016985 | 0 | 0 | 0 | 0 | 0 | 0 | 0 | 0 | 0 | 0 | 0 | 0 | 0 | 0 | 0 | 0 | 0 | 0 | 0 | 0 | 0 | 0 | 0.021983 | 0.042502 | 0.059486 | 0.059481 | 0.059473 | 0.059462 | 0.059449 | 0.059434 | 0.059419 | 0.059404 | 0.05939 | 0.05938 | 0.059372 | 0.059367 | 0.059364 | 0.059364 | 0.059365 | 0.059367 | 0.059369 | 0.059373 | 0.059376 | 0.059379 | 0.059382 | 0.059385 | 0.059387 | 4.6285 | 4.3205 | 3.5765 | 0 | 0 | 0 | 0 | 0 | 0 | 0 | 0 | 0 | 0 | 0 | 0 | 0 | 0 | 0 | 0 | 0 | 0 | 0 | 0 | 0 | 0 | 4.6285 | 8.9491 | 12.5256 | 12.5256 | 12.5256 | 12.5256 | 12.5256 | 12.5256 | 12.5256 | 12.5256 | 12.5256 | 12.5256 | 12.5256 | 12.5256 | 12.5256 | 12.5256 | 12.5256 | 12.5256 | 12.5256 | 12.5256 | 12.5256 | 12.5256 | 12.5256 | 12.5256 | 12.5256 | 110.3322 | 110.3322 | 110.3322 | 110.3322 | 110.3322 | 110.3322 | 110.3322 | 110.3322 | 110.3322 | 110.3322 | 110.3322 | 110.3322 | 110.3322 | 110.3322 | 110.3322 | 110.3322 | 110.3322 | 110.3322 | 110.3322 | 110.3322 | 110.3322 | 110.3322 | 110.3322 | 110.3322 | 110.3322 | 55.8239 | 55.8239 | 55.8239 | 55.8239 | 55.8239 | 55.8239 | 55.8239 | 55.8239 | 55.8239 | 55.8239 | 55.8239 | 55.8239 | 55.8239 | 55.8239 | 55.8239 | 55.8239 | 55.8239 | 55.8239 | 55.8239 | 55.8239 | 55.8239 | 55.8239 | 55.8239 | 55.8239 | 55.8239
WA_Industrial_Industrial - WA_New_Process_Natural Gas_Process - Heat Recovery_A | WA | Industrial | Industrial - WA | New | Process | Natural Gas | Process - Heat Recovery | A | WIM63 | No HRV | HRV | 20 | 0.7095 | 0 | 0 | 1.09 | 0 | 0 | 0 | 0.28365 | 0.45 | sqft | 5% | 50% | Discretionary | RetroEven20 | 80.75% | Process | 0% | 208.8047 |  | 105.6473 |  | 1.5022 | HRV-Cooling/Heating-E3T-1 | HRV-Cooling/Heating-E3T-1 | HRV-Cooling/Heating-E3T-1 | No HRV | No HRV | No HRV | No HRV | No HRV | No HRV | No HRV | No HRV | No HRV | No HRV | No HRV | No HRV | No HRV | No HRV | No HRV | No HRV | No HRV | No HRV | No HRV | No HRV | No HRV | No HRV | No HRV | No HRV | No HRV | No HRV | No HRV | HRV | HRV | HRV | HRV | HRV | HRV | HRV | HRV | HRV | HRV | HRV | HRV | HRV | HRV | HRV | HRV | HRV | HRV | HRV | HRV | HRV | HRV | HRV | HRV | HRV | HRV | HRV | 1.09 | 1.09 | 1.09 | 1.09 | 1.09 | 1.09 | 1.09 | 1.09 | 1.09 | 1.09 | 1.09 | 1.09 | 1.09 | 1.09 | 1.09 | 1.09 | 1.09 | 1.09 | 1.09 | 1.09 | 1.09 | 1.09 | 1.09 | 1.09 | 1.09 | 1.09 | 1.09 | 0 | 0 | 0.70896 | 0.70858 | 0.7082 | 0.70783 | 0.70739 | 0.70697 | 0.7066 | 0.70627 | 0.70598 | 0.70573 | 0.70554 | 0.7054 | 0.70531 | 0.70527 | 0.70528 | 0.70535 | 0.70545 | 0.70555 | 0.70565 | 0.70576 | 0.70586 | 0.70596 | 0.70605 | 0.70614 | 0.70621 | 1.7671 | 2.3521 | 2.811 | 3.1828 | 3.438 | 3.6885 | 3.9348 | 4.1769 | 4.4149 | 4.6489 | 4.8791 | 5.1056 | 5.3287 | 5.5482 | 5.7644 | 5.9776 | 6.1873 | 6.3937 | 6.5967 | 6.7963 | 0 | 0 | 0 | 0 | 0 | 1.7671 | 4.1182 | 6.927 | 10.1062 | 13.5379 | 17.2183 | 21.1442 | 25.3112 | 29.7157 | 34.3542 | 39.2238 | 44.3216 | 49.6447 | 55.1903 | 60.955 | 66.9394 | 73.1354 | 79.5394 | 86.1481 | 92.9575 | 92.9712 | 92.984 | 92.9959 | 93.007 | 93.0174 | 2492.5004 | 3319.4098 | 3969.2552 | 4496.56 | 4860.06 | 5217.4015 | 5568.6907 | 5914.0319 | 6253.5277 | 6587.2789 | 6915.3847 | 7237.9423 | 7555.0475 | 7866.7942 | 8173.2749 | 8474.5805 | 8770.8001 | 9062.0215 | 9348.3309 | 9629.8131 | 0 | 0 | 0 | 0 | 0 | 2492.5004 | 5811.9102 | 9781.1654 | 14277.7254 | 19137.7854 | 24355.1869 | 29923.8775 | 35837.9094 | 42091.4371 | 48678.716 | 55594.1007 | 62832.043 | 70387.0904 | 78253.8846 | 86427.1596 | 94901.7401 | 103672.5402 | 112734.5618 | 122082.8927 | 131712.7058 | 131712.7058 | 131712.7058 | 131712.7058 | 131712.7058 | 131712.7058 | 1.5022 | 1.9996 | 2.39 | 2.7063 | 2.9236 | 3.1369 | 3.3467 | 3.5528 | 3.7554 | 3.9547 | 4.1507 | 4.3436 | 4.5334 | 4.7202 | 4.9041 | 5.0854 | 5.2638 | 5.4392 | 5.6117 | 5.7815 | 0 | 0 | 0 | 0 | 0 | 1.5022 | 3.5011 | 5.8896 | 8.5933 | 11.5123 | 14.6434 | 17.9836 | 21.5293 | 25.2772 | 29.2244 | 33.3682 | 37.7061 | 42.2355 | 46.9538 | 51.8582 | 56.9485 | 62.2186 | 67.6652 | 73.2856 | 79.0765 | 79.0865 | 79.0957 | 79.1043 | 79.1123 | 79.1199 | 2118.6253 | 2821.4983 | 3373.8669 | 3822.076 | 4131.051 | 4434.7913 | 4733.3871 | 5026.9271 | 5315.4985 | 5599.1871 | 5878.077 | 6152.2509 | 6421.7903 | 6686.7751 | 6947.2837 | 7203.3934 | 7455.1801 | 7702.7183 | 7946.0813 | 8185.3411 | 0 | 0 | 0 | 0 | 0 | 2118.6253 | 4940.1236 | 8313.9906 | 12136.0666 | 16267.1176 | 20701.9089 | 25435.2959 | 30462.223 | 35777.7215 | 41376.9086 | 47254.9856 | 53407.2365 | 59829.0269 | 66515.8019 | 73463.0856 | 80666.4791 | 88121.6592 | 95824.3775 | 103770.4588 | 111955.7999 | 111955.7999 | 111955.7999 | 111955.7999 | 111955.7999 | 111955.7999 | 1.5022 | 1.9996 | 2.39 | 2.7063 | 2.9236 | 3.1369 | 3.3467 | 3.5528 | 3.7554 | 3.9547 | 4.1507 | 4.3436 | 4.5334 | 4.7202 | 4.9041 | 5.0854 | 5.2638 | 5.4392 | 5.6117 | 5.7815 | 0 | 0 | 0 | 0 | 0 | 1.5022 | 3.5011 | 5.8896 | 8.5933 | 11.5123 | 14.6434 | 17.9836 | 21.5293 | 25.2772 | 29.2244 | 33.3682 | 37.7061 | 42.2355 | 46.9538 | 51.8582 | 56.9485 | 62.2186 | 67.6652 | 73.2856 | 79.0765 | 79.0865 | 79.0957 | 79.1043 | 79.1123 | 79.1199 | 2118.6253 | 2821.4983 | 3373.8669 | 3822.076 | 4131.051 | 4434.7913 | 4733.3871 | 5026.9271 | 5315.4985 | 5599.1871 | 5878.077 | 6152.2509 | 6421.7903 | 6686.7751 | 6947.2837 | 7203.3934 | 7455.1801 | 7702.7183 | 7946.0813 | 8185.3411 | 0 | 0 | 0 | 0 | 0 | 2118.6253 | 4940.1236 | 8313.9906 | 12136.0666 | 16267.1176 | 20701.9089 | 25435.2959 | 30462.223 | 35777.7215 | 41376.9086 | 47254.9856 | 53407.2365 | 59829.0269 | 66515.8019 | 73463.0856 | 80666.4791 | 88121.6592 | 95824.3775 | 103770.4588 | 111955.7999 | 111955.7999 | 111955.7999 | 111955.7999 | 111955.7999 | 111955.7999 | 1.5022 | 1.9996 | 2.39 | 2.7063 | 2.9236 | 3.1369 | 3.3467 | 3.5528 | 3.7554 | 3.9547 | 4.1507 | 4.3436 | 4.5334 | 4.7202 | 4.9041 | 5.0854 | 5.2638 | 5.4392 | 5.6117 | 5.7815 | 0 | 0 | 0 | 0 | 0 | 1.5022 | 3.5011 | 5.8896 | 8.5933 | 11.5123 | 14.6434 | 17.9836 | 21.5293 | 25.2772 | 29.2244 | 33.3682 | 37.7061 | 42.2355 | 46.9538 | 51.8582 | 56.9485 | 62.2186 | 67.6652 | 73.2856 | 79.0765 | 79.0865 | 79.0957 | 79.1043 | 79.1123 | 79.1199 | 2118.6253 | 2821.4983 | 3373.8669 | 3822.076 | 4131.051 | 4434.7913 | 4733.3871 | 5026.9271 | 5315.4985 | 5599.1871 | 5878.077 | 6152.2509 | 6421.7903 | 6686.7751 | 6947.2837 | 7203.3934 | 7455.1801 | 7702.7183 | 7946.0813 | 8185.3411 | 0 | 0 | 0 | 0 | 0 | 2118.6253 | 4940.1236 | 8313.9906 | 12136.0666 | 16267.1176 | 20701.9089 | 25435.2959 | 30462.223 | 35777.7215 | 41376.9086 | 47254.9856 | 53407.2365 | 59829.0269 | 66515.8019 | 73463.0856 | 80666.4791 | 88121.6592 | 95824.3775 | 103770.4588 | 111955.7999 | 111955.7999 | 111955.7999 | 111955.7999 | 111955.7999 | 111955.7999 | 208.8047 | 208.8047 | 208.8047 | 208.8047 | 208.8047 | 208.8047 | 208.8047 | 208.8047 | 208.8047 | 208.8047 | 208.8047 | 208.8047 | 208.8047 | 208.8047 | 208.8047 | 208.8047 | 208.8047 | 208.8047 | 208.8047 | 208.8047 | 208.8047 | 208.8047 | 208.8047 | 208.8047 | 208.8047 | 105.6473 | 105.6473 | 105.6473 | 105.6473 | 105.6473 | 105.6473 | 105.6473 | 105.6473 | 105.6473 | 105.6473 | 105.6473 | 105.6473 | 105.6473 | 105.6473 | 105.6473 | 105.6473 | 105.6473 | 105.6473 | 105.6473 | 105.6473 | 105.6473 | 105.6473 | 105.6473 | 105.6473 | 105.6473
WA_Industrial_Industrial - WA_New_Space Heating_Natural Gas_Strategic Energy Management_A | WA | Industrial | Industrial - WA | New | Space Heating | Natural Gas | Strategic Energy Management | A | WIM64 | No strategic energy management. | Implementation of strategic energy management. | 3 | 0.028524 | 0 | 0 | 0.12 | 0.02 | 0 | 0 | 0.28365 | 0.45 | sqft | 0% | 0% | Discretionary | Retro5Med | 81.71% | Space Heating | 0% | 267.4977 |  | 198.5412 |  | 0 | DL20_COM_SEM-Misc-2021PLN-V4-1 | BEHAV_SEM-All-CPUC-2018_PG-2 | DL20_COM_SEM-Misc-2021PLN-V4-15 | No strategic energy management. | No strategic energy management. | No strategic energy management. | No strategic energy management. | No strategic energy management. | No strategic energy management. | No strategic energy management. | No strategic energy management. | No strategic energy management. | No strategic energy management. | No strategic energy management. | No strategic energy management. | No strategic energy management. | No strategic energy management. | No strategic energy management. | No strategic energy management. | No strategic energy management. | No strategic energy management. | No strategic energy management. | No strategic energy management. | No strategic energy management. | No strategic energy management. | No strategic energy management. | No strategic energy management. | No strategic energy management. | No strategic energy management. | No strategic energy management. | Implementation of strategic energy management. | Implementation of strategic energy management. | Implementation of strategic energy management. | Implementation of strategic energy management. | Implementation of strategic energy management. | Implementation of strategic energy management. | Implementation of strategic energy management. | Implementation of strategic energy management. | Implementation of strategic energy management. | Implementation of strategic energy management. | Implementation of strategic energy management. | Implementation of strategic energy management. | Implementation of strategic energy management. | Implementation of strategic energy management. | Implementation of strategic energy management. | Implementation of strategic energy management. | Implementation of strategic energy management. | Implementation of strategic energy management. | Implementation of strategic energy management. | Implementation of strategic energy management. | Implementation of strategic energy management. | Implementation of strategic energy management. | Implementation of strategic energy management. | Implementation of strategic energy management. | Implementation of strategic energy management. | Implementation of strategic energy management. | Implementation of strategic energy management. | 0.12 | 0.12 | 0.12 | 0.12 | 0.12 | 0.12 | 0.12 | 0.12 | 0.12 | 0.12 | 0.12 | 0.12 | 0.12 | 0.12 | 0.12 | 0.12 | 0.12 | 0.12 | 0.12 | 0.12 | 0.12 | 0.12 | 0.12 | 0.12 | 0.12 | 0.12 | 0.12 | 0 | 0 | 0.024579 | 0.023677 | 0.023022 | 0.022604 | 0.022335 | 0.022131 | 0.021971 | 0.02184 | 0.021729 | 0.021634 | 0.021553 | 0.021483 | 0.021421 | 0.021364 | 0.021309 | 0.021285 | 0.021262 | 0.021223 | 0.021168 | 0.021104 | 0.020999 | 0.020844 | 0.020666 | 0.020493 | 0.02031 | 0 | 0 | 0 | 0 | 0 | 0 | 0 | 0 | 0 | 0 | 0 | 0 | 0 | 0 | 0 | 0 | 0 | 0 | 0 | 0 | 0 | 0 | 0 | 0 | 0 | 0 | 0 | 0 | 0 | 0 | 0 | 0 | 0 | 0 | 0 | 0 | 0 | 0 | 0 | 0 | 0 | 0 | 0 | 0 | 0 | 0 | 0 | 0 | 0 | 0 | 0 | 0 | 0 | 0 | 0 | 0 | 0 | 0 | 0 | 0 | 0 | 0 | 0 | 0 | 0 | 0 | 0 | 0 | 0 | 0 | 0 | 0 | 0 | 0 | 0 | 0 | 0 | 0 | 0 | 0 | 0 | 0 | 0 | 0 | 0 | 0 | 0 | 0 | 0 | 0 | 0 | 0 | 0 | 0 | 0 | 0 | 0 | 0 | 0 | 0 | 0 | 0 | 0 | 0 | 0 | 0 | 0 | 0 | 0 | 0 | 0 | 0 | 0 | 0 | 0 | 0 | 0 | 0 | 0 | 0 | 0 | 0 | 0 | 0 | 0 | 0 | 0 | 0 | 0 | 0 | 0 | 0 | 0 | 0 | 0 | 0 | 0 | 0 | 0 | 0 | 0 | 0 | 0 | 0 | 0 | 0 | 0 | 0 | 0 | 0 | 0 | 0 | 0 | 0 | 0 | 0 | 0 | 0 | 0 | 0 | 0 | 0 | 0 | 0 | 0 | 0 | 0 | 0 | 0 | 0 | 0 | 0 | 0 | 0 | 0 | 0 | 0 | 0 | 0 | 0 | 0 | 0 | 0 | 0 | 0 | 0 | 0 | 0 | 0 | 0 | 0 | 0 | 0 | 0 | 0 | 0 | 0 | 0 | 0 | 0 | 0 | 0 | 0 | 0 | 0 | 0 | 0 | 0 | 0 | 0 | 0 | 0 | 0 | 0 | 0 | 0 | 0 | 0 | 0 | 0 | 0 | 0 | 0 | 0 | 0 | 0 | 0 | 0 | 0 | 0 | 0 | 0 | 0 | 0 | 0 | 0 | 0 | 0 | 0 | 0 | 0 | 0 | 0 | 0 | 0 | 0 | 0 | 0 | 0 | 0 | 0 | 0 | 0 | 0 | 0 | 0 | 0 | 0 | 0 | 0 | 0 | 0 | 0 | 0 | 0 | 0 | 0 | 0 | 0 | 0 | 0 | 0 | 0 | 0 | 0 | 0 | 0 | 0 | 0 | 0 | 0 | 0 | 0 | 0 | 0 | 0 | 0 | 0 | 0 | 0 | 0 | 0 | 0 | 0 | 0 | 0 | 0 | 0 | 0 | 0 | 0 | 0 | 0 | 0 | 0 | 0 | 0 | 0 | 0 | 0 | 0 | 0 | 0 | 0 | 0 | 0 | 0 | 0 | 0 | 0 | 0 | 0 | 0 | 0 | 0 | 0 | 0 | 0 | 0 | 0 | 0 | 0 | 0 | 0 | 0 | 0 | 0 | 0 | 0 | 0 | 0 | 0 | 0 | 0 | 0 | 0 | 0 | 0 | 0 | 0 | 0 | 0 | 0 | 0 | 0 | 0 | 0 | 0 | 0 | 0 | 0 | 0 | 0 | 0 | 0 | 0 | 0 | 0 | 0 | 0 | 0 | 0 | 0 | 0 | 0 | 0 | 0 | 0 | 0 | 0 | 0 | 0 | 0 | 0 | 0 | 0 | 0 | 0 | 0 | 0 | 0 | 0 | 0 | 0 | 0 | 0 | 0 | 0 | 0 | 0 | 266.6752 | 267.0314 | 267.2075 | 267.3131 | 267.3726 | 267.423 | 267.4663 | 267.5039 | 267.5367 | 267.5658 | 267.5916 | 267.6147 | 267.6354 | 267.6543 | 267.6713 | 267.6869 | 267.7012 | 267.7309 | 267.7708 | 267.8061 | 267.8373 | 267.8651 | 267.8898 | 267.9118 | 267.9314 | 197.9308 | 198.1952 | 198.3259 | 198.4043 | 198.4484 | 198.4858 | 198.518 | 198.5458 | 198.5702 | 198.5918 | 198.6109 | 198.6281 | 198.6435 | 198.6575 | 198.6701 | 198.6817 | 198.6923 | 198.7143 | 198.7439 | 198.7701 | 198.7933 | 198.8139 | 198.8323 | 198.8486 | 198.8632
WA_Industrial_Industrial - WA_New_Process_Natural Gas_Strategic Energy Management_A | WA | Industrial | Industrial - WA | New | Process | Natural Gas | Strategic Energy Management | A | WIM65 | No strategic energy management. | Implementation of strategic energy management. | 3 | 0.11556 | 0 | 0 | 0.12 | 0.02 | 0 | 0 | 0.28365 | 0.45 | sqft | 0% | 0% | Discretionary | Retro5Med | 81.71% | Process | 0% | 267.4977 |  | 198.5412 |  | 0 | DL20_COM_SEM-Misc-2021PLN-V4-1 | BEHAV_SEM-All-CPUC-2018_PG-2 | DL20_COM_SEM-Misc-2021PLN-V4-15 | No strategic energy management. | No strategic energy management. | No strategic energy management. | No strategic energy management. | No strategic energy management. | No strategic energy management. | No strategic energy management. | No strategic energy management. | No strategic energy management. | No strategic energy management. | No strategic energy management. | No strategic energy management. | No strategic energy management. | No strategic energy management. | No strategic energy management. | No strategic energy management. | No strategic energy management. | No strategic energy management. | No strategic energy management. | No strategic energy management. | No strategic energy management. | No strategic energy management. | No strategic energy management. | No strategic energy management. | No strategic energy management. | No strategic energy management. | No strategic energy management. | Implementation of strategic energy management. | Implementation of strategic energy management. | Implementation of strategic energy management. | Implementation of strategic energy management. | Implementation of strategic energy management. | Implementation of strategic energy management. | Implementation of strategic energy management. | Implementation of strategic energy management. | Implementation of strategic energy management. | Implementation of strategic energy management. | Implementation of strategic energy management. | Implementation of strategic energy management. | Implementation of strategic energy management. | Implementation of strategic energy management. | Implementation of strategic energy management. | Implementation of strategic energy management. | Implementation of strategic energy management. | Implementation of strategic energy management. | Implementation of strategic energy management. | Implementation of strategic energy management. | Implementation of strategic energy management. | Implementation of strategic energy management. | Implementation of strategic energy management. | Implementation of strategic energy management. | Implementation of strategic energy management. | Implementation of strategic energy management. | Implementation of strategic energy management. | 0.12 | 0.12 | 0.12 | 0.12 | 0.12 | 0.12 | 0.12 | 0.12 | 0.12 | 0.12 | 0.12 | 0.12 | 0.12 | 0.12 | 0.12 | 0.12 | 0.12 | 0.12 | 0.12 | 0.12 | 0.12 | 0.12 | 0.12 | 0.12 | 0.12 | 0.12 | 0.12 | 0 | 0 | 0.1147 | 0.11405 | 0.11343 | 0.11282 | 0.11216 | 0.11152 | 0.11092 | 0.11033 | 0.10976 | 0.10922 | 0.10868 | 0.10816 | 0.10766 | 0.10716 | 0.10668 | 0.1062 | 0.10573 | 0.10527 | 0.1048 | 0.10434 | 0.10465 | 0.10494 | 0.10521 | 0.10547 | 0.1057 | 0 | 0 | 0 | 0 | 0 | 0 | 0 | 0 | 0 | 0 | 0 | 0 | 0 | 0 | 0 | 0 | 0 | 0 | 0 | 0 | 0 | 0 | 0 | 0 | 0 | 0 | 0 | 0 | 0 | 0 | 0 | 0 | 0 | 0 | 0 | 0 | 0 | 0 | 0 | 0 | 0 | 0 | 0 | 0 | 0 | 0 | 0 | 0 | 0 | 0 | 0 | 0 | 0 | 0 | 0 | 0 | 0 | 0 | 0 | 0 | 0 | 0 | 0 | 0 | 0 | 0 | 0 | 0 | 0 | 0 | 0 | 0 | 0 | 0 | 0 | 0 | 0 | 0 | 0 | 0 | 0 | 0 | 0 | 0 | 0 | 0 | 0 | 0 | 0 | 0 | 0 | 0 | 0 | 0 | 0 | 0 | 0 | 0 | 0 | 0 | 0 | 0 | 0 | 0 | 0 | 0 | 0 | 0 | 0 | 0 | 0 | 0 | 0 | 0 | 0 | 0 | 0 | 0 | 0 | 0 | 0 | 0 | 0 | 0 | 0 | 0 | 0 | 0 | 0 | 0 | 0 | 0 | 0 | 0 | 0 | 0 | 0 | 0 | 0 | 0 | 0 | 0 | 0 | 0 | 0 | 0 | 0 | 0 | 0 | 0 | 0 | 0 | 0 | 0 | 0 | 0 | 0 | 0 | 0 | 0 | 0 | 0 | 0 | 0 | 0 | 0 | 0 | 0 | 0 | 0 | 0 | 0 | 0 | 0 | 0 | 0 | 0 | 0 | 0 | 0 | 0 | 0 | 0 | 0 | 0 | 0 | 0 | 0 | 0 | 0 | 0 | 0 | 0 | 0 | 0 | 0 | 0 | 0 | 0 | 0 | 0 | 0 | 0 | 0 | 0 | 0 | 0 | 0 | 0 | 0 | 0 | 0 | 0 | 0 | 0 | 0 | 0 | 0 | 0 | 0 | 0 | 0 | 0 | 0 | 0 | 0 | 0 | 0 | 0 | 0 | 0 | 0 | 0 | 0 | 0 | 0 | 0 | 0 | 0 | 0 | 0 | 0 | 0 | 0 | 0 | 0 | 0 | 0 | 0 | 0 | 0 | 0 | 0 | 0 | 0 | 0 | 0 | 0 | 0 | 0 | 0 | 0 | 0 | 0 | 0 | 0 | 0 | 0 | 0 | 0 | 0 | 0 | 0 | 0 | 0 | 0 | 0 | 0 | 0 | 0 | 0 | 0 | 0 | 0 | 0 | 0 | 0 | 0 | 0 | 0 | 0 | 0 | 0 | 0 | 0 | 0 | 0 | 0 | 0 | 0 | 0 | 0 | 0 | 0 | 0 | 0 | 0 | 0 | 0 | 0 | 0 | 0 | 0 | 0 | 0 | 0 | 0 | 0 | 0 | 0 | 0 | 0 | 0 | 0 | 0 | 0 | 0 | 0 | 0 | 0 | 0 | 0 | 0 | 0 | 0 | 0 | 0 | 0 | 0 | 0 | 0 | 0 | 0 | 0 | 0 | 0 | 0 | 0 | 0 | 0 | 0 | 0 | 0 | 0 | 0 | 0 | 0 | 0 | 0 | 0 | 0 | 0 | 0 | 0 | 0 | 0 | 0 | 0 | 0 | 0 | 0 | 0 | 0 | 0 | 0 | 0 | 0 | 0 | 0 | 0 | 0 | 0 | 0 | 0 | 0 | 0 | 0 | 0 | 0 | 0 | 0 | 0 | 0 | 0 | 0 | 0 | 0 | 0 | 0 | 0 | 266.6752 | 267.0314 | 267.2075 | 267.3131 | 267.3726 | 267.423 | 267.4663 | 267.5039 | 267.5367 | 267.5658 | 267.5916 | 267.6147 | 267.6354 | 267.6543 | 267.6713 | 267.6869 | 267.7012 | 267.7309 | 267.7708 | 267.8061 | 267.8373 | 267.8651 | 267.8898 | 267.9118 | 267.9314 | 197.9308 | 198.1952 | 198.3259 | 198.4043 | 198.4484 | 198.4858 | 198.518 | 198.5458 | 198.5702 | 198.5918 | 198.6109 | 198.6281 | 198.6435 | 198.6575 | 198.6701 | 198.6817 | 198.6923 | 198.7143 | 198.7439 | 198.7701 | 198.7933 | 198.8139 | 198.8323 | 198.8486 | 198.8632
WA_Industrial_Industrial - WA_New_Miscellaneous_Natural Gas_Strategic Energy Management_A | WA | Industrial | Industrial - WA | New | Miscellaneous | Natural Gas | Strategic Energy Management | A | WIM66 | No strategic energy management. | Implementation of strategic energy management. | 3 | 0.025233 | 0 | 0 | 0.12 | 0.02 | 0 | 0 | 0.28365 | 0.45 | sqft | 0% | 0% | Discretionary | Retro5Med | 81.71% | Miscellaneous | 0% | 267.4977 |  | 198.5412 |  | 0 | DL20_COM_SEM-Misc-2021PLN-V4-1 | BEHAV_SEM-All-CPUC-2018_PG-2 | DL20_COM_SEM-Misc-2021PLN-V4-15 | No strategic energy management. | No strategic energy management. | No strategic energy management. | No strategic energy management. | No strategic energy management. | No strategic energy management. | No strategic energy management. | No strategic energy management. | No strategic energy management. | No strategic energy management. | No strategic energy management. | No strategic energy management. | No strategic energy management. | No strategic energy management. | No strategic energy management. | No strategic energy management. | No strategic energy management. | No strategic energy management. | No strategic energy management. | No strategic energy management. | No strategic energy management. | No strategic energy management. | No strategic energy management. | No strategic energy management. | No strategic energy management. | No strategic energy management. | No strategic energy management. | Implementation of strategic energy management. | Implementation of strategic energy management. | Implementation of strategic energy management. | Implementation of strategic energy management. | Implementation of strategic energy management. | Implementation of strategic energy management. | Implementation of strategic energy management. | Implementation of strategic energy management. | Implementation of strategic energy management. | Implementation of strategic energy management. | Implementation of strategic energy management. | Implementation of strategic energy management. | Implementation of strategic energy management. | Implementation of strategic energy management. | Implementation of strategic energy management. | Implementation of strategic energy management. | Implementation of strategic energy management. | Implementation of strategic energy management. | Implementation of strategic energy management. | Implementation of strategic energy management. | Implementation of strategic energy management. | Implementation of strategic energy management. | Implementation of strategic energy management. | Implementation of strategic energy management. | Implementation of strategic energy management. | Implementation of strategic energy management. | Implementation of strategic energy management. | 0.12 | 0.12 | 0.12 | 0.12 | 0.12 | 0.12 | 0.12 | 0.12 | 0.12 | 0.12 | 0.12 | 0.12 | 0.12 | 0.12 | 0.12 | 0.12 | 0.12 | 0.12 | 0.12 | 0.12 | 0.12 | 0.12 | 0.12 | 0.12 | 0.12 | 0.12 | 0.12 | 0 | 0 | 0.025233 | 0.025233 | 0.025233 | 0.025233 | 0.025233 | 0.025233 | 0.025233 | 0.025233 | 0.025233 | 0.025233 | 0.025233 | 0.025233 | 0.025233 | 0.025233 | 0.025233 | 0.025233 | 0.025233 | 0.025233 | 0.025233 | 0.025233 | 0.025233 | 0.025233 | 0.025233 | 0.025233 | 0.025233 | 0 | 0 | 0 | 0 | 0 | 0 | 0 | 0 | 0 | 0 | 0 | 0 | 0 | 0 | 0 | 0 | 0 | 0 | 0 | 0 | 0 | 0 | 0 | 0 | 0 | 0 | 0 | 0 | 0 | 0 | 0 | 0 | 0 | 0 | 0 | 0 | 0 | 0 | 0 | 0 | 0 | 0 | 0 | 0 | 0 | 0 | 0 | 0 | 0 | 0 | 0 | 0 | 0 | 0 | 0 | 0 | 0 | 0 | 0 | 0 | 0 | 0 | 0 | 0 | 0 | 0 | 0 | 0 | 0 | 0 | 0 | 0 | 0 | 0 | 0 | 0 | 0 | 0 | 0 | 0 | 0 | 0 | 0 | 0 | 0 | 0 | 0 | 0 | 0 | 0 | 0 | 0 | 0 | 0 | 0 | 0 | 0 | 0 | 0 | 0 | 0 | 0 | 0 | 0 | 0 | 0 | 0 | 0 | 0 | 0 | 0 | 0 | 0 | 0 | 0 | 0 | 0 | 0 | 0 | 0 | 0 | 0 | 0 | 0 | 0 | 0 | 0 | 0 | 0 | 0 | 0 | 0 | 0 | 0 | 0 | 0 | 0 | 0 | 0 | 0 | 0 | 0 | 0 | 0 | 0 | 0 | 0 | 0 | 0 | 0 | 0 | 0 | 0 | 0 | 0 | 0 | 0 | 0 | 0 | 0 | 0 | 0 | 0 | 0 | 0 | 0 | 0 | 0 | 0 | 0 | 0 | 0 | 0 | 0 | 0 | 0 | 0 | 0 | 0 | 0 | 0 | 0 | 0 | 0 | 0 | 0 | 0 | 0 | 0 | 0 | 0 | 0 | 0 | 0 | 0 | 0 | 0 | 0 | 0 | 0 | 0 | 0 | 0 | 0 | 0 | 0 | 0 | 0 | 0 | 0 | 0 | 0 | 0 | 0 | 0 | 0 | 0 | 0 | 0 | 0 | 0 | 0 | 0 | 0 | 0 | 0 | 0 | 0 | 0 | 0 | 0 | 0 | 0 | 0 | 0 | 0 | 0 | 0 | 0 | 0 | 0 | 0 | 0 | 0 | 0 | 0 | 0 | 0 | 0 | 0 | 0 | 0 | 0 | 0 | 0 | 0 | 0 | 0 | 0 | 0 | 0 | 0 | 0 | 0 | 0 | 0 | 0 | 0 | 0 | 0 | 0 | 0 | 0 | 0 | 0 | 0 | 0 | 0 | 0 | 0 | 0 | 0 | 0 | 0 | 0 | 0 | 0 | 0 | 0 | 0 | 0 | 0 | 0 | 0 | 0 | 0 | 0 | 0 | 0 | 0 | 0 | 0 | 0 | 0 | 0 | 0 | 0 | 0 | 0 | 0 | 0 | 0 | 0 | 0 | 0 | 0 | 0 | 0 | 0 | 0 | 0 | 0 | 0 | 0 | 0 | 0 | 0 | 0 | 0 | 0 | 0 | 0 | 0 | 0 | 0 | 0 | 0 | 0 | 0 | 0 | 0 | 0 | 0 | 0 | 0 | 0 | 0 | 0 | 0 | 0 | 0 | 0 | 0 | 0 | 0 | 0 | 0 | 0 | 0 | 0 | 0 | 0 | 0 | 0 | 0 | 0 | 0 | 0 | 0 | 0 | 0 | 0 | 0 | 0 | 0 | 0 | 0 | 0 | 0 | 0 | 0 | 0 | 0 | 0 | 0 | 0 | 0 | 0 | 0 | 0 | 0 | 0 | 0 | 0 | 0 | 0 | 0 | 0 | 0 | 0 | 266.6752 | 267.0314 | 267.2075 | 267.3131 | 267.3726 | 267.423 | 267.4663 | 267.5039 | 267.5367 | 267.5658 | 267.5916 | 267.6147 | 267.6354 | 267.6543 | 267.6713 | 267.6869 | 267.7012 | 267.7309 | 267.7708 | 267.8061 | 267.8373 | 267.8651 | 267.8898 | 267.9118 | 267.9314 | 197.9308 | 198.1952 | 198.3259 | 198.4043 | 198.4484 | 198.4858 | 198.518 | 198.5458 | 198.5702 | 198.5918 | 198.6109 | 198.6281 | 198.6435 | 198.6575 | 198.6701 | 198.6817 | 198.6923 | 198.7143 | 198.7439 | 198.7701 | 198.7933 | 198.8139 | 198.8323 | 198.8486 | 198.8632
WA_Industrial_Industrial - WA_New_Space Heating_Natural Gas_Retrocommissioning_A | WA | Industrial | Industrial - WA | New | Space Heating | Natural Gas | Retrocommissioning | A | WIM67 | No retro commissioning. | Periodic recommissioning of building systems. | 3 | 0.035025 | 0 | 0 | 1.31 | 0.03 | 0 | 0 | 0.28365 | 0.45 | sqft | 0% | 0% | Discretionary | Retro5Med | 81.71% | Space Heating | 0% | 20179.5964 |  | 10674.811 |  | 0 | COM_RCX-HVAC-AEG-1 | N/A | COM_RCX-HVAC-AEG-1 | No retro commissioning. | No retro commissioning. | No retro commissioning. | No retro commissioning. | No retro commissioning. | No retro commissioning. | No retro commissioning. | No retro commissioning. | No retro commissioning. | No retro commissioning. | No retro commissioning. | No retro commissioning. | No retro commissioning. | No retro commissioning. | No retro commissioning. | No retro commissioning. | No retro commissioning. | No retro commissioning. | No retro commissioning. | No retro commissioning. | No retro commissioning. | No retro commissioning. | No retro commissioning. | No retro commissioning. | No retro commissioning. | No retro commissioning. | No retro commissioning. | Periodic recommissioning of building systems. | Periodic recommissioning of building systems. | Periodic recommissioning of building systems. | Periodic recommissioning of building systems. | Periodic recommissioning of building systems. | Periodic recommissioning of building systems. | Periodic recommissioning of building systems. | Periodic recommissioning of building systems. | Periodic recommissioning of building systems. | Periodic recommissioning of building systems. | Periodic recommissioning of building systems. | Periodic recommissioning of building systems. | Periodic recommissioning of building systems. | Periodic recommissioning of building systems. | Periodic recommissioning of building systems. | Periodic recommissioning of building systems. | Periodic recommissioning of building systems. | Periodic recommissioning of building systems. | Periodic recommissioning of building systems. | Periodic recommissioning of building systems. | Periodic recommissioning of building systems. | Periodic recommissioning of building systems. | Periodic recommissioning of building systems. | Periodic recommissioning of building systems. | Periodic recommissioning of building systems. | Periodic recommissioning of building systems. | Periodic recommissioning of building systems. | 1.31 | 1.31 | 1.31 | 1.31 | 1.31 | 1.31 | 1.31 | 1.31 | 1.31 | 1.31 | 1.31 | 1.31 | 1.31 | 1.31 | 1.31 | 1.31 | 1.31 | 1.31 | 1.31 | 1.31 | 1.31 | 1.31 | 1.31 | 1.31 | 1.31 | 1.31 | 1.31 | 0 | 0 | 0.030176 | 0.029067 | 0.028262 | 0.02775 | 0.027419 | 0.02717 | 0.026974 | 0.026813 | 0.026677 | 0.026561 | 0.026461 | 0.026376 | 0.026299 | 0.02623 | 0.026163 | 0.026133 | 0.026105 | 0.026057 | 0.02599 | 0.025911 | 0.025782 | 0.025592 | 0.025374 | 0.025161 | 0.024937 | 0 | 0 | 0 | 0 | 0 | 0 | 0 | 0 | 0 | 0 | 0 | 0 | 0 | 0 | 0 | 0 | 0 | 0 | 0 | 0 | 0 | 0 | 0 | 0 | 0 | 0 | 0 | 0 | 0 | 0 | 0 | 0 | 0 | 0 | 0 | 0 | 0 | 0 | 0 | 0 | 0 | 0 | 0 | 0 | 0 | 0 | 0 | 0 | 0 | 0 | 0 | 0 | 0 | 0 | 0 | 0 | 0 | 0 | 0 | 0 | 0 | 0 | 0 | 0 | 0 | 0 | 0 | 0 | 0 | 0 | 0 | 0 | 0 | 0 | 0 | 0 | 0 | 0 | 0 | 0 | 0 | 0 | 0 | 0 | 0 | 0 | 0 | 0 | 0 | 0 | 0 | 0 | 0 | 0 | 0 | 0 | 0 | 0 | 0 | 0 | 0 | 0 | 0 | 0 | 0 | 0 | 0 | 0 | 0 | 0 | 0 | 0 | 0 | 0 | 0 | 0 | 0 | 0 | 0 | 0 | 0 | 0 | 0 | 0 | 0 | 0 | 0 | 0 | 0 | 0 | 0 | 0 | 0 | 0 | 0 | 0 | 0 | 0 | 0 | 0 | 0 | 0 | 0 | 0 | 0 | 0 | 0 | 0 | 0 | 0 | 0 | 0 | 0 | 0 | 0 | 0 | 0 | 0 | 0 | 0 | 0 | 0 | 0 | 0 | 0 | 0 | 0 | 0 | 0 | 0 | 0 | 0 | 0 | 0 | 0 | 0 | 0 | 0 | 0 | 0 | 0 | 0 | 0 | 0 | 0 | 0 | 0 | 0 | 0 | 0 | 0 | 0 | 0 | 0 | 0 | 0 | 0 | 0 | 0 | 0 | 0 | 0 | 0 | 0 | 0 | 0 | 0 | 0 | 0 | 0 | 0 | 0 | 0 | 0 | 0 | 0 | 0 | 0 | 0 | 0 | 0 | 0 | 0 | 0 | 0 | 0 | 0 | 0 | 0 | 0 | 0 | 0 | 0 | 0 | 0 | 0 | 0 | 0 | 0 | 0 | 0 | 0 | 0 | 0 | 0 | 0 | 0 | 0 | 0 | 0 | 0 | 0 | 0 | 0 | 0 | 0 | 0 | 0 | 0 | 0 | 0 | 0 | 0 | 0 | 0 | 0 | 0 | 0 | 0 | 0 | 0 | 0 | 0 | 0 | 0 | 0 | 0 | 0 | 0 | 0 | 0 | 0 | 0 | 0 | 0 | 0 | 0 | 0 | 0 | 0 | 0 | 0 | 0 | 0 | 0 | 0 | 0 | 0 | 0 | 0 | 0 | 0 | 0 | 0 | 0 | 0 | 0 | 0 | 0 | 0 | 0 | 0 | 0 | 0 | 0 | 0 | 0 | 0 | 0 | 0 | 0 | 0 | 0 | 0 | 0 | 0 | 0 | 0 | 0 | 0 | 0 | 0 | 0 | 0 | 0 | 0 | 0 | 0 | 0 | 0 | 0 | 0 | 0 | 0 | 0 | 0 | 0 | 0 | 0 | 0 | 0 | 0 | 0 | 0 | 0 | 0 | 0 | 0 | 0 | 0 | 0 | 0 | 0 | 0 | 0 | 0 | 0 | 0 | 0 | 0 | 0 | 0 | 0 | 0 | 0 | 0 | 0 | 0 | 0 | 0 | 0 | 0 | 0 | 0 | 0 | 0 | 0 | 0 | 0 | 0 | 0 | 0 | 0 | 0 | 0 | 0 | 0 | 0 | 0 | 0 | 19810.1088 | 19968.7246 | 20047.9396 | 20095.6917 | 20122.6765 | 20145.5957 | 20165.3013 | 20182.4226 | 20197.4348 | 20210.7031 | 20222.5133 | 20233.0917 | 20242.6202 | 20251.2467 | 20259.0923 | 20266.2576 | 20272.8265 | 20286.4592 | 20304.8429 | 20321.1189 | 20335.5578 | 20348.3905 | 20359.8155 | 20370.0034 | 20379.1017 | 10479.3557 | 10563.2619 | 10605.1659 | 10630.4263 | 10644.7009 | 10656.825 | 10667.2491 | 10676.3061 | 10684.2474 | 10691.2662 | 10697.5137 | 10703.1095 | 10708.15 | 10712.7134 | 10716.8636 | 10720.654 | 10724.1289 | 10731.3404 | 10741.0652 | 10749.6751 | 10757.3131 | 10764.1015 | 10770.1452 | 10775.5345 | 10780.3474
WA_Industrial_Industrial - WA_New_Process_Natural Gas_Retrocommissioning_A | WA | Industrial | Industrial - WA | New | Process | Natural Gas | Retrocommissioning | A | WIM68 | No retro commissioning. | Periodic recommissioning of building systems. | 3 | 0 | 0 | 0 | 1.31 | 0.03 | 0 | 0 | 0.28365 | 0.45 | sqft | 0% | 0% | Discretionary | Retro5Med | 81.71% | Process | 0% | 20179.5964 |  | 10674.811 |  | 0 | COM_RCX-HVAC-AEG-1 | N/A | COM_RCX-HVAC-AEG-1 | No retro commissioning. | No retro commissioning. | No retro commissioning. | No retro commissioning. | No retro commissioning. | No retro commissioning. | No retro commissioning. | No retro commissioning. | No retro commissioning. | No retro commissioning. | No retro commissioning. | No retro commissioning. | No retro commissioning. | No retro commissioning. | No retro commissioning. | No retro commissioning. | No retro commissioning. | No retro commissioning. | No retro commissioning. | No retro commissioning. | No retro commissioning. | No retro commissioning. | No retro commissioning. | No retro commissioning. | No retro commissioning. | No retro commissioning. | No retro commissioning. | Periodic recommissioning of building systems. | Periodic recommissioning of building systems. | Periodic recommissioning of building systems. | Periodic recommissioning of building systems. | Periodic recommissioning of building systems. | Periodic recommissioning of building systems. | Periodic recommissioning of building systems. | Periodic recommissioning of building systems. | Periodic recommissioning of building systems. | Periodic recommissioning of building systems. | Periodic recommissioning of building systems. | Periodic recommissioning of building systems. | Periodic recommissioning of building systems. | Periodic recommissioning of building systems. | Periodic recommissioning of building systems. | Periodic recommissioning of building systems. | Periodic recommissioning of building systems. | Periodic recommissioning of building systems. | Periodic recommissioning of building systems. | Periodic recommissioning of building systems. | Periodic recommissioning of building systems. | Periodic recommissioning of building systems. | Periodic recommissioning of building systems. | Periodic recommissioning of building systems. | Periodic recommissioning of building systems. | Periodic recommissioning of building systems. | Periodic recommissioning of building systems. | 1.31 | 1.31 | 1.31 | 1.31 | 1.31 | 1.31 | 1.31 | 1.31 | 1.31 | 1.31 | 1.31 | 1.31 | 1.31 | 1.31 | 1.31 | 1.31 | 1.31 | 1.31 | 1.31 | 1.31 | 1.31 | 1.31 | 1.31 | 1.31 | 1.31 | 1.31 | 1.31 | 0 | 0 | 0 | 0 | 0 | 0 | 0 | 0 | 0 | 0 | 0 | 0 | 0 | 0 | 0 | 0 | 0 | 0 | 0 | 0 | 0 | 0 | 0 | 0 | 0 | 0 | 0 | 0 | 0 | 0 | 0 | 0 | 0 | 0 | 0 | 0 | 0 | 0 | 0 | 0 | 0 | 0 | 0 | 0 | 0 | 0 | 0 | 0 | 0 | 0 | 0 | 0 | 0 | 0 | 0 | 0 | 0 | 0 | 0 | 0 | 0 | 0 | 0 | 0 | 0 | 0 | 0 | 0 | 0 | 0 | 0 | 0 | 0 | 0 | 0 | 0 | 0 | 0 | 0 | 0 | 0 | 0 | 0 | 0 | 0 | 0 | 0 | 0 | 0 | 0 | 0 | 0 | 0 | 0 | 0 | 0 | 0 | 0 | 0 | 0 | 0 | 0 | 0 | 0 | 0 | 0 | 0 | 0 | 0 | 0 | 0 | 0 | 0 | 0 | 0 | 0 | 0 | 0 | 0 | 0 | 0 | 0 | 0 | 0 | 0 | 0 | 0 | 0 | 0 | 0 | 0 | 0 | 0 | 0 | 0 | 0 | 0 | 0 | 0 | 0 | 0 | 0 | 0 | 0 | 0 | 0 | 0 | 0 | 0 | 0 | 0 | 0 | 0 | 0 | 0 | 0 | 0 | 0 | 0 | 0 | 0 | 0 | 0 | 0 | 0 | 0 | 0 | 0 | 0 | 0 | 0 | 0 | 0 | 0 | 0 | 0 | 0 | 0 | 0 | 0 | 0 | 0 | 0 | 0 | 0 | 0 | 0 | 0 | 0 | 0 | 0 | 0 | 0 | 0 | 0 | 0 | 0 | 0 | 0 | 0 | 0 | 0 | 0 | 0 | 0 | 0 | 0 | 0 | 0 | 0 | 0 | 0 | 0 | 0 | 0 | 0 | 0 | 0 | 0 | 0 | 0 | 0 | 0 | 0 | 0 | 0 | 0 | 0 | 0 | 0 | 0 | 0 | 0 | 0 | 0 | 0 | 0 | 0 | 0 | 0 | 0 | 0 | 0 | 0 | 0 | 0 | 0 | 0 | 0 | 0 | 0 | 0 | 0 | 0 | 0 | 0 | 0 | 0 | 0 | 0 | 0 | 0 | 0 | 0 | 0 | 0 | 0 | 0 | 0 | 0 | 0 | 0 | 0 | 0 | 0 | 0 | 0 | 0 | 0 | 0 | 0 | 0 | 0 | 0 | 0 | 0 | 0 | 0 | 0 | 0 | 0 | 0 | 0 | 0 | 0 | 0 | 0 | 0 | 0 | 0 | 0 | 0 | 0 | 0 | 0 | 0 | 0 | 0 | 0 | 0 | 0 | 0 | 0 | 0 | 0 | 0 | 0 | 0 | 0 | 0 | 0 | 0 | 0 | 0 | 0 | 0 | 0 | 0 | 0 | 0 | 0 | 0 | 0 | 0 | 0 | 0 | 0 | 0 | 0 | 0 | 0 | 0 | 0 | 0 | 0 | 0 | 0 | 0 | 0 | 0 | 0 | 0 | 0 | 0 | 0 | 0 | 0 | 0 | 0 | 0 | 0 | 0 | 0 | 0 | 0 | 0 | 0 | 0 | 0 | 0 | 0 | 0 | 0 | 0 | 0 | 0 | 0 | 0 | 0 | 0 | 0 | 0 | 0 | 0 | 0 | 0 | 0 | 0 | 0 | 0 | 0 | 0 | 0 | 0 | 0 | 0 | 0 | 0 | 0 | 0 | 0 | 0 | 0 | 0 | 0 | 0 | 0 | 0 | 0 | 0 | 0 | 0 | 0 | 0 | 0 | 0 | 0 | 0 | 0 | 0 | 0 | 0 | 0 | 0 | 0 | 0 | 0 | 19810.1088 | 19968.7246 | 20047.9396 | 20095.6917 | 20122.6765 | 20145.5957 | 20165.3013 | 20182.4226 | 20197.4348 | 20210.7031 | 20222.5133 | 20233.0917 | 20242.6202 | 20251.2467 | 20259.0923 | 20266.2576 | 20272.8265 | 20286.4592 | 20304.8429 | 20321.1189 | 20335.5578 | 20348.3905 | 20359.8155 | 20370.0034 | 20379.1017 | 10479.3557 | 10563.2619 | 10605.1659 | 10630.4263 | 10644.7009 | 10656.825 | 10667.2491 | 10676.3061 | 10684.2474 | 10691.2662 | 10697.5137 | 10703.1095 | 10708.15 | 10712.7134 | 10716.8636 | 10720.654 | 10724.1289 | 10731.3404 | 10741.0652 | 10749.6751 | 10757.3131 | 10764.1015 | 10770.1452 | 10775.5345 | 10780.3474
ID_Industrial_Industrial - ID_Existing_Space Heating_Natural Gas_Insulation - Ceiling_A | ID | Industrial | Industrial - ID | Existing | Space Heating | Natural Gas | Insulation - Ceiling | A | IIM69 | R-13 | R-38 | 22 | 0.079937 | 0 | 0 | 0.79 | 0.03 | 0 | 0 | 0.24129 | 0.25 | sqft roof | 60% | 85% | Discretionary | Retro1Slow | 84.81% | Space Heating | 0% | 759.7714 |  | 416.8021 |  | 0.0095965 | Avista TRM | Avista TRM | Avista TRM | R-13 | R-13 | R-13 | R-13 | R-13 | R-13 | R-13 | R-13 | R-13 | R-13 | R-13 | R-13 | R-13 | R-13 | R-13 | R-13 | R-13 | R-13 | R-13 | R-13 | R-13 | R-13 | R-13 | R-13 | R-13 | R-13 | R-13 | R-38 | R-38 | R-38 | R-38 | R-38 | R-38 | R-38 | R-38 | R-38 | R-38 | R-38 | R-38 | R-38 | R-38 | R-38 | R-38 | R-38 | R-38 | R-38 | R-38 | R-38 | R-38 | R-38 | R-38 | R-38 | R-38 | R-38 | 0.79 | 0.79 | 0.79 | 0.79 | 0.79 | 0.79 | 0.79 | 0.79 | 0.79 | 0.79 | 0.79 | 0.79 | 0.79 | 0.79 | 0.79 | 0.79 | 0.79 | 0.79 | 0.79 | 0.79 | 0.79 | 0.79 | 0.79 | 0.79 | 0.79 | 0.79 | 0.79 | 0 | 0 | 0.084288 | 0.083007 | 0.08165 | 0.080241 | 0.078776 | 0.077398 | 0.075966 | 0.074485 | 0.072962 | 0.071409 | 0.06984 | 0.068286 | 0.066743 | 0.065223 | 0.063735 | 0.062471 | 0.061244 | 0.060061 | 0.058909 | 0.057785 | 0.056751 | 0.055723 | 0.054698 | 0.053687 | 0.052681 | 0.011199 | 0.021665 | 0.037187 | 0.05842 | 0.085554 | 0.11831 | 0.15524 | 0.19392 | 0.23089 | 0.26188 | 0.28241 | 0.28868 | 0.27845 | 0.25208 | 0.21284 | 0.16956 | 0.12492 | 0.083351 | 0.05133 | 0.032271 | 0 | 0 | 0 | 0 | 0 | 0.011199 | 0.032694 | 0.069346 | 0.12657 | 0.20981 | 0.32445 | 0.47369 | 0.65837 | 0.8758 | 1.119 | 1.3769 | 1.6349 | 1.8764 | 2.0857 | 2.251 | 2.3759 | 2.4542 | 2.4901 | 2.4937 | 2.4784 | 2.4341 | 2.3899 | 2.346 | 2.3026 | 2.2595 | 132.8638 | 261.0069 | 455.4395 | 728.0617 | 1086.0426 | 1528.627 | 2043.5016 | 2603.4417 | 3164.4914 | 3667.3476 | 4043.5856 | 4227.448 | 4171.9057 | 3864.9191 | 3339.5399 | 2714.146 | 2039.7385 | 1387.7797 | 871.3502 | 558.4741 | 0 | 0 | 0 | 0 | 0 | 132.8638 | 393.8707 | 849.3102 | 1577.3719 | 2663.4144 | 4192.0415 | 6235.5431 | 8838.9848 | 12003.4762 | 15670.8238 | 19714.4094 | 23941.8573 | 28113.763 | 31978.6821 | 35318.222 | 38032.368 | 40072.1065 | 41459.8862 | 42331.2363 | 42889.7104 | 42889.7104 | 42889.7104 | 42889.7104 | 42889.7104 | 42889.7104 | 0.0095965 | 0.018711 | 0.032383 | 0.051309 | 0.0758 | 0.10574 | 0.13998 | 0.17648 | 0.21213 | 0.24297 | 0.26467 | 0.27335 | 0.26647 | 0.24388 | 0.20822 | 0.16761 | 0.12482 | 0.084202 | 0.052447 | 0.033364 | 0 | 0 | 0 | 0 | 0 | 0.0095965 | 0.028236 | 0.060389 | 0.11116 | 0.18589 | 0.28997 | 0.42714 | 0.59916 | 0.80464 | 1.0382 | 1.2904 | 1.5481 | 1.7957 | 2.0179 | 2.2021 | 2.3487 | 2.4521 | 2.5155 | 2.5479 | 2.5623 | 2.5467 | 2.5317 | 2.5171 | 2.5027 | 2.4886 | 112.9342 | 221.8559 | 387.1235 | 618.8524 | 923.1362 | 1299.333 | 1736.9764 | 2212.9255 | 2689.8177 | 3117.2455 | 3437.0477 | 3593.3308 | 3546.1198 | 3285.1812 | 2838.6089 | 2307.0241 | 1733.7777 | 1179.6127 | 740.6476 | 474.7029 | 0 | 0 | 0 | 0 | 0 | 112.9342 | 334.7901 | 721.9136 | 1340.7661 | 2263.9023 | 3563.2352 | 5300.2116 | 7513.1371 | 10202.9548 | 13320.2002 | 16757.248 | 20350.5787 | 23896.6986 | 27181.8798 | 30020.4887 | 32327.5128 | 34061.2905 | 35240.9032 | 35981.5509 | 36456.2538 | 36456.2538 | 36456.2538 | 36456.2538 | 36456.2538 | 36456.2538 | 0.0095972 | 0.018714 | 0.032396 | 0.051343 | 0.075874 | 0.10588 | 0.14021 | 0.17681 | 0.21256 | 0.24349 | 0.26525 | 0.27396 | 0.26709 | 0.2445 | 0.20884 | 0.16823 | 0.12541 | 0.084708 | 0.052843 | 0.033669 | 0 | 0 | 0 | 0 | 0 | 0.0095972 | 0.028241 | 0.060413 | 0.11124 | 0.18607 | 0.29035 | 0.42783 | 0.60029 | 0.80629 | 1.0405 | 1.2932 | 1.5516 | 1.7999 | 2.023 | 2.2087 | 2.3574 | 2.4638 | 2.5307 | 2.5672 | 2.5857 | 2.5741 | 2.563 | 2.5523 | 2.5419 | 2.5317 | 112.9342 | 221.8559 | 387.1235 | 618.8524 | 923.1362 | 1299.333 | 1736.9764 | 2212.9255 | 2689.8177 | 3117.2455 | 3437.0477 | 3593.3308 | 3546.1198 | 3285.1812 | 2838.6089 | 2307.0241 | 1733.7777 | 1179.6127 | 740.6476 | 474.7029 | 0 | 0 | 0 | 0 | 0 | 112.9342 | 334.7901 | 721.9136 | 1340.7661 | 2263.9023 | 3563.2352 | 5300.2116 | 7513.1371 | 10202.9548 | 13320.2002 | 16757.248 | 20350.5787 | 23896.6986 | 27181.8798 | 30020.4887 | 32327.5128 | 34061.2905 | 35240.9032 | 35981.5509 | 36456.2538 | 36456.2538 | 36456.2538 | 36456.2538 | 36456.2538 | 36456.2538 | 0.0095972 | 0.018714 | 0.032396 | 0.051343 | 0.075874 | 0.10588 | 0.14021 | 0.17681 | 0.21256 | 0.24349 | 0.26525 | 0.27396 | 0.26709 | 0.2445 | 0.20884 | 0.16823 | 0.12541 | 0.084708 | 0.052843 | 0.033669 | 0 | 0 | 0 | 0 | 0 | 0.0095972 | 0.028241 | 0.060413 | 0.11124 | 0.18607 | 0.29035 | 0.42783 | 0.60029 | 0.80629 | 1.0405 | 1.2932 | 1.5516 | 1.7999 | 2.023 | 2.2087 | 2.3574 | 2.4638 | 2.5307 | 2.5672 | 2.5857 | 2.5741 | 2.563 | 2.5523 | 2.5419 | 2.5317 | 112.9342 | 221.8559 | 387.1235 | 618.8524 | 923.1362 | 1299.333 | 1736.9764 | 2212.9255 | 2689.8177 | 3117.2455 | 3437.0477 | 3593.3308 | 3546.1198 | 3285.1812 | 2838.6089 | 2307.0241 | 1733.7777 | 1179.6127 | 740.6476 | 474.7029 | 0 | 0 | 0 | 0 | 0 | 112.9342 | 334.7901 | 721.9136 | 1340.7661 | 2263.9023 | 3563.2352 | 5300.2116 | 7513.1371 | 10202.9548 | 13320.2002 | 16757.248 | 20350.5787 | 23896.6986 | 27181.8798 | 30020.4887 | 32327.5128 | 34061.2905 | 35240.9032 | 35981.5509 | 36456.2538 | 36456.2538 | 36456.2538 | 36456.2538 | 36456.2538 | 36456.2538 | 743.1909 | 744.5921 | 746.1006 | 747.7031 | 749.387 | 751.1407 | 752.9533 | 754.8148 | 756.7159 | 758.6478 | 760.6023 | 762.5717 | 764.5487 | 766.5266 | 768.499 | 770.4598 | 772.4035 | 774.2166 | 775.913 | 777.479 | 778.924 | 780.2573 | 781.487 | 782.621 | 783.6666 | 407.7062 | 408.4749 | 409.3025 | 410.1816 | 411.1053 | 412.0674 | 413.0618 | 414.083 | 415.1259 | 416.1857 | 417.2579 | 418.3383 | 419.4229 | 420.5079 | 421.5899 | 422.6656 | 423.7319 | 424.7266 | 425.6572 | 426.5163 | 427.309 | 428.0404 | 428.715 | 429.3372 | 429.9107
ID_Industrial_Industrial - ID_Existing_Space Heating_Natural Gas_Insulation - Wall Cavity_A | ID | Industrial | Industrial - ID | Existing | Space Heating | Natural Gas | Insulation - Wall Cavity | A | IIM70 | R-9 | R-23 | 22 | 0.21275 | 0 | 0 | 0.67 | 0.07 | 0 | 0 | 0.24129 | 0.25 | sqft wall | 60% | 85% | Discretionary | Retro1Slow | 84.81% | Space Heating | 0% | 18.359 |  | 132.8166 |  | 0.011527 | Avista TRM | Avista TRM | Avista TRM | R-9 | R-9 | R-9 | R-9 | R-9 | R-9 | R-9 | R-9 | R-9 | R-9 | R-9 | R-9 | R-9 | R-9 | R-9 | R-9 | R-9 | R-9 | R-9 | R-9 | R-9 | R-9 | R-9 | R-9 | R-9 | R-9 | R-9 | R-23 | R-23 | R-23 | R-23 | R-23 | R-23 | R-23 | R-23 | R-23 | R-23 | R-23 | R-23 | R-23 | R-23 | R-23 | R-23 | R-23 | R-23 | R-23 | R-23 | R-23 | R-23 | R-23 | R-23 | R-23 | R-23 | R-23 | 0.67 | 0.67 | 0.67 | 0.67 | 0.67 | 0.67 | 0.67 | 0.67 | 0.67 | 0.67 | 0.67 | 0.67 | 0.67 | 0.67 | 0.67 | 0.67 | 0.67 | 0.67 | 0.67 | 0.67 | 0.67 | 0.67 | 0.67 | 0.67 | 0.67 | 0.67 | 0.67 | 0 | 0 | 0.22459 | 0.22146 | 0.21818 | 0.21482 | 0.21139 | 0.2083 | 0.20519 | 0.20207 | 0.19895 | 0.19585 | 0.19278 | 0.18972 | 0.18666 | 0.18358 | 0.18046 | 0.17782 | 0.17512 | 0.1724 | 0.16963 | 0.16686 | 0.16411 | 0.16137 | 0.15864 | 0.15594 | 0.15326 | 0.013454 | 0.026062 | 0.044802 | 0.070517 | 0.10351 | 0.14357 | 0.18905 | 0.23719 | 0.28386 | 0.32384 | 0.35146 | 0.36162 | 0.35111 | 0.31991 | 0.27172 | 0.21761 | 0.16106 | 0.10787 | 0.066643 | 0.042016 | 0 | 0 | 0 | 0 | 0 | 0.013454 | 0.039328 | 0.083547 | 0.15278 | 0.25385 | 0.39371 | 0.57688 | 0.80529 | 1.0767 | 1.3838 | 1.7135 | 2.048 | 2.3661 | 2.647 | 2.8737 | 3.0492 | 3.1641 | 3.2227 | 3.2376 | 3.2268 | 3.1736 | 3.1206 | 3.0677 | 3.0156 | 2.9636 | 59.9049 | 117.6814 | 205.3461 | 328.2646 | 489.6692 | 689.2193 | 921.3632 | 1173.8261 | 1426.7892 | 1653.5144 | 1823.1506 | 1906.0495 | 1881.0069 | 1742.5944 | 1505.7141 | 1223.7398 | 919.6666 | 625.7148 | 392.8698 | 251.8018 | 0 | 0 | 0 | 0 | 0 | 59.9049 | 177.5864 | 382.9325 | 711.1971 | 1200.8663 | 1890.0856 | 2811.4488 | 3985.2749 | 5412.0641 | 7065.5785 | 8888.729 | 10794.7785 | 12675.7854 | 14418.3797 | 15924.0939 | 17147.8337 | 18067.5003 | 18693.2151 | 19086.0848 | 19337.8867 | 19337.8867 | 19337.8867 | 19337.8867 | 19337.8867 | 19337.8867 | 0.011527 | 0.0225 | 0.038991 | 0.061879 | 0.091597 | 0.12809 | 0.1701 | 0.21524 | 0.25985 | 0.2991 | 0.32758 | 0.34021 | 0.33351 | 0.30689 | 0.26334 | 0.21293 | 0.15918 | 0.10773 | 0.067283 | 0.042904 | 0 | 0 | 0 | 0 | 0 | 0.011527 | 0.033953 | 0.072712 | 0.13406 | 0.22463 | 0.35127 | 0.51904 | 0.73077 | 0.98565 | 1.2781 | 1.5971 | 1.9267 | 2.2475 | 2.5392 | 2.785 | 2.9837 | 3.1272 | 3.2185 | 3.2687 | 3.2949 | 3.2789 | 3.2635 | 3.2488 | 3.2343 | 3.2204 | 50.9192 | 100.0292 | 174.5442 | 279.0249 | 416.2188 | 585.8364 | 783.1588 | 997.7522 | 1212.7708 | 1405.4872 | 1549.678 | 1620.1421 | 1598.8558 | 1481.2052 | 1279.857 | 1040.1789 | 781.7166 | 531.8576 | 333.9393 | 214.0316 | 0 | 0 | 0 | 0 | 0 | 50.9192 | 150.9484 | 325.4926 | 604.5175 | 1020.7363 | 1606.5727 | 2389.7315 | 3387.4837 | 4600.2545 | 6005.7417 | 7555.4197 | 9175.5617 | 10774.4176 | 12255.6228 | 13535.4798 | 14575.6587 | 15357.3752 | 15889.2328 | 16223.1721 | 16437.2037 | 16437.2037 | 16437.2037 | 16437.2037 | 16437.2037 | 16437.2037 | 0.011528 | 0.022504 | 0.039007 | 0.06192 | 0.091686 | 0.12826 | 0.17037 | 0.21564 | 0.26038 | 0.29975 | 0.3283 | 0.34097 | 0.33429 | 0.30768 | 0.26413 | 0.21372 | 0.15993 | 0.10838 | 0.067792 | 0.043297 | 0 | 0 | 0 | 0 | 0 | 0.011528 | 0.033959 | 0.072741 | 0.13415 | 0.22485 | 0.35173 | 0.51988 | 0.73213 | 0.98767 | 1.2808 | 1.6006 | 1.931 | 2.2527 | 2.5457 | 2.7933 | 2.9948 | 3.142 | 3.2378 | 3.2934 | 3.3251 | 3.3142 | 3.3039 | 3.2943 | 3.285 | 3.276 | 50.9192 | 100.0292 | 174.5442 | 279.0249 | 416.2188 | 585.8364 | 783.1588 | 997.7522 | 1212.7708 | 1405.4872 | 1549.678 | 1620.1421 | 1598.8558 | 1481.2052 | 1279.857 | 1040.1789 | 781.7166 | 531.8576 | 333.9393 | 214.0316 | 0 | 0 | 0 | 0 | 0 | 50.9192 | 150.9484 | 325.4926 | 604.5175 | 1020.7363 | 1606.5727 | 2389.7315 | 3387.4837 | 4600.2545 | 6005.7417 | 7555.4197 | 9175.5617 | 10774.4176 | 12255.6228 | 13535.4798 | 14575.6587 | 15357.3752 | 15889.2328 | 16223.1721 | 16437.2037 | 16437.2037 | 16437.2037 | 16437.2037 | 16437.2037 | 16437.2037 | 0.011528 | 0.022504 | 0.039007 | 0.06192 | 0.091686 | 0.12826 | 0.17037 | 0.21564 | 0.26038 | 0.29975 | 0.3283 | 0.34097 | 0.33429 | 0.30768 | 0.26413 | 0.21372 | 0.15993 | 0.10838 | 0.067792 | 0.043297 | 0 | 0 | 0 | 0 | 0 | 0.011528 | 0.033959 | 0.072741 | 0.13415 | 0.22485 | 0.35173 | 0.51988 | 0.73213 | 0.98767 | 1.2808 | 1.6006 | 1.931 | 2.2527 | 2.5457 | 2.7933 | 2.9948 | 3.142 | 3.2378 | 3.2934 | 3.3251 | 3.3142 | 3.3039 | 3.2943 | 3.285 | 3.276 | 50.9192 | 100.0292 | 174.5442 | 279.0249 | 416.2188 | 585.8364 | 783.1588 | 997.7522 | 1212.7708 | 1405.4872 | 1549.678 | 1620.1421 | 1598.8558 | 1481.2052 | 1279.857 | 1040.1789 | 781.7166 | 531.8576 | 333.9393 | 214.0316 | 0 | 0 | 0 | 0 | 0 | 50.9192 | 150.9484 | 325.4926 | 604.5175 | 1020.7363 | 1606.5727 | 2389.7315 | 3387.4837 | 4600.2545 | 6005.7417 | 7555.4197 | 9175.5617 | 10774.4176 | 12255.6228 | 13535.4798 | 14575.6587 | 15357.3752 | 15889.2328 | 16223.1721 | 16437.2037 | 16437.2037 | 16437.2037 | 16437.2037 | 16437.2037 | 16437.2037 | 17.9583 | 17.9922 | 18.0286 | 18.0674 | 18.108 | 18.1504 | 18.1942 | 18.2392 | 18.2851 | 18.3318 | 18.379 | 18.4266 | 18.4744 | 18.5222 | 18.5699 | 18.6172 | 18.6642 | 18.708 | 18.749 | 18.7868 | 18.8218 | 18.854 | 18.8837 | 18.9111 | 18.9364 | 129.9181 | 130.1631 | 130.4268 | 130.7069 | 131.0013 | 131.3078 | 131.6247 | 131.9501 | 132.2824 | 132.6202 | 132.9618 | 133.3061 | 133.6517 | 133.9975 | 134.3422 | 134.685 | 135.0248 | 135.3418 | 135.6383 | 135.912 | 136.1647 | 136.3977 | 136.6127 | 136.8109 | 136.9937
ID_Industrial_Industrial - ID_Existing_Space Heating_Natural Gas_Insulation - Ducting_A | ID | Industrial | Industrial - ID | Existing | Space Heating | Natural Gas | Insulation - Ducting | A | IIM71 | R-4 | R-8 | 20 | 0.0063851 | 0 | 0 | 0.96 | 0 | 0 | 0 | 0.24129 | 0.45 | sqft duct | 40% | 60% | Discretionary | Retro1Slow | 84.81% | Furnace | 0% | 19401.1211 |  | 9435.53 |  | 4.9562e-05 | INS_DCT-All-DEER-1 | INS_DCT-All-DEER-1 | Building Energy Simulation Tool | R-4 | R-4 | R-4 | R-4 | R-4 | R-4 | R-4 | R-4 | R-4 | R-4 | R-4 | R-4 | R-4 | R-4 | R-4 | R-4 | R-4 | R-4 | R-4 | R-4 | R-4 | R-4 | R-4 | R-4 | R-4 | R-4 | R-4 | R-8 | R-8 | R-8 | R-8 | R-8 | R-8 | R-8 | R-8 | R-8 | R-8 | R-8 | R-8 | R-8 | R-8 | R-8 | R-8 | R-8 | R-8 | R-8 | R-8 | R-8 | R-8 | R-8 | R-8 | R-8 | R-8 | R-8 | 0.96 | 0.96 | 0.96 | 0.96 | 0.96 | 0.96 | 0.96 | 0.96 | 0.96 | 0.96 | 0.96 | 0.96 | 0.96 | 0.96 | 0.96 | 0.96 | 0.96 | 0.96 | 0.96 | 0.96 | 0.96 | 0.96 | 0.96 | 0.96 | 0.96 | 0.96 | 0.96 | 0 | 0 | 0.0067368 | 0.0066241 | 0.0065029 | 0.0063755 | 0.0062407 | 0.0061104 | 0.0059741 | 0.0058319 | 0.0056844 | 0.0055329 | 0.0053798 | 0.0052274 | 0.0050765 | 0.0049288 | 0.0047861 | 0.0046633 | 0.004546 | 0.004436 | 0.0043316 | 0.004232 | 0.0041422 | 0.004054 | 0.0039672 | 0.0038824 | 0.0037989 | 5.7824e-05 | 0.00011169 | 0.00019133 | 0.00029987 | 0.00043785 | 0.00060342 | 0.00078867 | 0.00098085 | 0.0011621 | 0.0013108 | 0.0014053 | 0.0014276 | 0.0013682 | 0.0012306 | 0.0010326 | 0.00081765 | 0.00059903 | 0.0003977 | 0.00024383 | 0.00015268 | 0 | 0 | 0 | 0 | 0 | 5.7824e-05 | 0.00016855 | 0.00035679 | 0.00064967 | 0.0010738 | 0.0016548 | 0.0024065 | 0.0033301 | 0.0044079 | 0.0056013 | 0.0068516 | 0.0080852 | 0.0092199 | 0.010182 | 0.01092 | 0.011457 | 0.011768 | 0.011881 | 0.011846 | 0.011726 | 0.011477 | 0.011233 | 0.010992 | 0.010757 | 0.010526 | 8.5833 | 16.8615 | 29.4223 | 47.0342 | 70.1604 | 98.7522 | 132.0141 | 168.1873 | 204.4322 | 236.9177 | 261.2234 | 273.1013 | 269.5131 | 249.6812 | 215.7407 | 175.339 | 131.771 | 89.6532 | 56.2909 | 36.0785 | 0 | 0 | 0 | 0 | 0 | 8.5833 | 25.4448 | 54.8671 | 101.9012 | 172.0617 | 270.8139 | 402.828 | 571.0154 | 775.4476 | 1012.3653 | 1273.5887 | 1546.6899 | 1816.203 | 2065.8842 | 2281.6249 | 2456.964 | 2588.735 | 2678.3882 | 2734.6791 | 2770.7576 | 2770.7576 | 2770.7576 | 2770.7576 | 2770.7576 | 2770.7576 | 4.9562e-05 | 9.6508e-05 | 0.00016674 | 0.00026363 | 0.00038843 | 0.00054015 | 0.00071257 | 0.00089475 | 0.0010707 | 0.0012202 | 0.0013221 | 0.0013578 | 0.0013159 | 0.0011972 | 0.0010162 | 0.00081351 | 0.00060263 | 0.00040464 | 0.00025098 | 0.00015905 | 0 | 0 | 0 | 0 | 0 | 4.9562e-05 | 0.00014563 | 0.00031093 | 0.00057115 | 0.00095258 | 0.0014813 | 0.0021743 | 0.0030378 | 0.0040612 | 0.0052141 | 0.006446 | 0.0076898 | 0.0088674 | 0.0099055 | 0.010747 | 0.011399 | 0.011839 | 0.012088 | 0.012193 | 0.012215 | 0.012101 | 0.011993 | 0.011888 | 0.011787 | 0.01169 | 7.2958 | 14.3323 | 25.0089 | 39.9791 | 59.6364 | 83.9394 | 112.212 | 142.9592 | 173.7674 | 201.38 | 222.0399 | 232.1361 | 229.0861 | 212.229 | 183.3796 | 149.0382 | 112.0054 | 76.2052 | 47.8473 | 30.6667 | 0 | 0 | 0 | 0 | 0 | 7.2958 | 21.6281 | 46.637 | 86.6161 | 146.2524 | 230.1918 | 342.4038 | 485.3631 | 659.1305 | 860.5105 | 1082.5504 | 1314.6864 | 1543.7726 | 1756.0016 | 1939.3812 | 2088.4194 | 2200.4247 | 2276.63 | 2324.4772 | 2355.144 | 2355.144 | 2355.144 | 2355.144 | 2355.144 | 2355.144 | 0 | 0 | 0 | 0 | 0 | 0 | 0 | 0 | 0 | 0 | 0 | 0 | 0 | 0 | 0 | 0 | 0 | 0 | 0 | 0 | 0 | 0 | 0 | 0 | 0 | 0 | 0 | 0 | 0 | 0 | 0 | 0 | 0 | 0 | 0 | 0 | 0 | 0 | 0 | 0 | 0 | 0 | 0 | 0 | 0 | 0 | 0 | 0 | 0 | 0 | 0 | 0 | 0 | 0 | 0 | 0 | 0 | 0 | 0 | 0 | 0 | 0 | 0 | 0 | 0 | 0 | 0 | 0 | 0 | 0 | 0 | 0 | 0 | 0 | 0 | 0 | 0 | 0 | 0 | 0 | 0 | 0 | 0 | 0 | 0 | 0 | 0 | 0 | 0 | 0 | 0 | 0 | 0 | 0 | 0 | 0 | 0 | 0 | 0 | 0 | 0 | 0 | 0 | 0 | 0 | 0 | 0 | 0 | 0 | 0 | 0 | 0 | 0 | 0 | 0 | 0 | 0 | 0 | 0 | 0 | 0 | 0 | 0 | 0 | 0 | 0 | 0 | 0 | 0 | 0 | 0 | 0 | 0 | 0 | 0 | 0 | 0 | 0 | 0 | 0 | 0 | 0 | 0 | 0 | 0 | 0 | 0 | 0 | 0 | 0 | 0 | 0 | 0 | 0 | 0 | 0 | 0 | 0 | 0 | 0 | 0 | 0 | 0 | 0 | 0 | 0 | 0 | 0 | 0 | 0 | 0 | 0 | 0 | 0 | 0 | 0 | 0 | 0 | 0 | 0 | 0 | 0 | 0 | 0 | 0 | 0 | 0 | 0 | 0 | 0 | 0 | 0 | 0 | 0 | 0 | 0 | 0 | 0 | 0 | 0 | 18704.4816 | 18739.0687 | 18783.1777 | 18835.9732 | 18896.7001 | 18964.6721 | 19039.2628 | 19119.8982 | 19206.0494 | 19297.2276 | 19392.9784 | 19492.8784 | 19596.5312 | 19703.5638 | 19813.6248 | 19926.3811 | 20041.5165 | 20149.7532 | 20252.2041 | 20347.7032 | 20436.6591 | 20519.4654 | 20596.4998 | 20668.1236 | 20734.6815 | 9096.7268 | 9113.5478 | 9134.9998 | 9160.6763 | 9190.2102 | 9223.2676 | 9259.5441 | 9298.7602 | 9340.659 | 9385.0025 | 9431.5699 | 9480.1552 | 9530.5656 | 9582.6198 | 9636.1468 | 9690.9847 | 9746.9795 | 9799.6193 | 9849.4452 | 9895.8902 | 9939.153 | 9979.4249 | 10016.8898 | 10051.7233 | 10084.093
ID_Industrial_Industrial - ID_Existing_Space Heating_Natural Gas_Ducting - Repair and Sealing_A | ID | Industrial | Industrial - ID | Existing | Space Heating | Natural Gas | Ducting - Repair and Sealing | A | IIM72 | 20% Leakage | Sealed | 18 | 0.26046 | 0 | 0 | 0.65 | 0.11 | 0 | 0 | 0.22182 | 0.45 | sqft duct | 15% | 50% | Discretionary | Retro1Slow | 84.81% | Furnace | 0% | -64.1258 |  | 160.3784 |  | 0.0035459 | DCT_RPR-All-DEER-1 | DCT_RPR-Cooling-RTF-1 | Building Energy Simulation Tool | 20% Leakage | 20% Leakage | 20% Leakage | 20% Leakage | 20% Leakage | 20% Leakage | 20% Leakage | 20% Leakage | 20% Leakage | 20% Leakage | 20% Leakage | 20% Leakage | 20% Leakage | 20% Leakage | 20% Leakage | 20% Leakage | 20% Leakage | 20% Leakage | 20% Leakage | 20% Leakage | 20% Leakage | 20% Leakage | 20% Leakage | 20% Leakage | 20% Leakage | 20% Leakage | 20% Leakage | Sealed | Sealed | Sealed | Sealed | Sealed | Sealed | Sealed | Sealed | Sealed | Sealed | Sealed | Sealed | Sealed | Sealed | Sealed | Sealed | Sealed | Sealed | Sealed | Sealed | Sealed | Sealed | Sealed | Sealed | Sealed | Sealed | Sealed | 0.65 | 0.65 | 0.65 | 0.65 | 0.65 | 0.65 | 0.65 | 0.65 | 0.65 | 0.65 | 0.65 | 0.65 | 0.65 | 0.65 | 0.65 | 0.65 | 0.65 | 0.65 | 0.65 | 0.65 | 0.65 | 0.65 | 0.65 | 0.65 | 0.65 | 0.65 | 0.65 | 0 | 0 | 0.27553 | 0.27164 | 0.26742 | 0.26295 | 0.25824 | 0.25378 | 0.24911 | 0.24426 | 0.23927 | 0.23417 | 0.229 | 0.22382 | 0.21865 | 0.21352 | 0.20845 | 0.20408 | 0.19978 | 0.19565 | 0.19163 | 0.18773 | 0.18401 | 0.18036 | 0.17677 | 0.17325 | 0.16979 | 0.0041386 | 0.0080155 | 0.013769 | 0.021643 | 0.031707 | 0.043857 | 0.05755 | 0.071893 | 0.085599 | 0.097086 | 0.10469 | 0.10697 | 0.10312 | 0.093294 | 0.078699 | 0.062619 | 0.046069 | 0.030695 | 0.015999 | 0.0063133 | 0 | 0 | 0 | 0 | 0 | 0.0041386 | 0.012096 | 0.025677 | 0.046891 | 0.077759 | 0.12027 | 0.17561 | 0.24408 | 0.32469 | 0.41486 | 0.51039 | 0.60581 | 0.69493 | 0.77192 | 0.83231 | 0.87746 | 0.90506 | 0.91702 | 0.91419 | 0.9019 | 0.88406 | 0.86652 | 0.84924 | 0.83236 | 0.81574 | 15.0207 | 29.5077 | 51.489 | 82.3098 | 122.7808 | 172.8164 | 231.0247 | 294.3278 | 357.7564 | 414.606 | 457.1409 | 477.9272 | 471.6479 | 436.9421 | 377.5462 | 306.8433 | 230.5993 | 156.8931 | 83.4884 | 33.6297 | 0 | 0 | 0 | 0 | 0 | 15.0207 | 44.5284 | 96.0174 | 178.3272 | 301.1079 | 473.9244 | 704.9491 | 999.2769 | 1357.0333 | 1771.6393 | 2228.7802 | 2706.7074 | 3178.3553 | 3615.2974 | 3992.8436 | 4299.6869 | 4530.2862 | 4687.1794 | 4770.6677 | 4804.2974 | 4804.2974 | 4804.2974 | 4804.2974 | 4804.2974 | 4804.2974 | 0.0035459 | 0.0069203 | 0.011985 | 0.018996 | 0.028068 | 0.039153 | 0.051826 | 0.065323 | 0.078495 | 0.089876 | 0.097859 | 0.101 | 0.098372 | 0.089938 | 0.076692 | 0.061644 | 0.045827 | 0.030864 | 0.016267 | 0.0064936 | 0 | 0 | 0 | 0 | 0 | 0.0035459 | 0.010443 | 0.022349 | 0.041156 | 0.068833 | 0.10737 | 0.15814 | 0.22178 | 0.29775 | 0.38404 | 0.47711 | 0.57199 | 0.66291 | 0.74415 | 0.81108 | 0.8638 | 0.9003 | 0.92206 | 0.9295 | 0.92767 | 0.92017 | 0.91306 | 0.90628 | 0.89974 | 0.89348 | 12.7676 | 25.0816 | 43.7656 | 69.9633 | 104.3636 | 146.894 | 196.371 | 250.1787 | 304.0929 | 352.4151 | 388.5698 | 406.2381 | 400.9008 | 371.4008 | 320.9143 | 260.8168 | 196.0094 | 133.3592 | 70.9651 | 28.5852 | 0 | 0 | 0 | 0 | 0 | 12.7676 | 37.8491 | 81.6148 | 151.5781 | 255.9418 | 402.8357 | 599.2067 | 849.3854 | 1153.4783 | 1505.8934 | 1894.4632 | 2300.7013 | 2701.602 | 3073.0028 | 3393.9171 | 3654.7339 | 3850.7433 | 3984.1025 | 4055.0676 | 4083.6528 | 4083.6528 | 4083.6528 | 4083.6528 | 4083.6528 | 4083.6528 | 0.0035462 | 0.0069216 | 0.011989 | 0.019009 | 0.028095 | 0.039204 | 0.05191 | 0.065445 | 0.078656 | 0.090069 | 0.098073 | 0.10122 | 0.098601 | 0.090168 | 0.076922 | 0.061873 | 0.046044 | 0.031049 | 0.016389 | 0.0065531 | 0 | 0 | 0 | 0 | 0 | 0.0035462 | 0.010445 | 0.022358 | 0.041183 | 0.0689 | 0.10751 | 0.1584 | 0.22219 | 0.29836 | 0.38487 | 0.47815 | 0.57327 | 0.66446 | 0.74606 | 0.81351 | 0.867 | 0.90456 | 0.9276 | 0.93652 | 0.93616 | 0.93007 | 0.92436 | 0.91897 | 0.91383 | 0.90892 | 12.7676 | 25.0816 | 43.7656 | 69.9633 | 104.3636 | 146.894 | 196.371 | 250.1787 | 304.0929 | 352.4151 | 388.5698 | 406.2381 | 400.9008 | 371.4008 | 320.9143 | 260.8168 | 196.0094 | 133.3592 | 70.9651 | 28.5852 | 0 | 0 | 0 | 0 | 0 | 12.7676 | 37.8491 | 81.6148 | 151.5781 | 255.9418 | 402.8357 | 599.2067 | 849.3854 | 1153.4783 | 1505.8934 | 1894.4632 | 2300.7013 | 2701.602 | 3073.0028 | 3393.9171 | 3654.7339 | 3850.7433 | 3984.1025 | 4055.0676 | 4083.6528 | 4083.6528 | 4083.6528 | 4083.6528 | 4083.6528 | 4083.6528 | 0.0035462 | 0.0069216 | 0.011989 | 0.019009 | 0.028095 | 0.039204 | 0.05191 | 0.065445 | 0.078656 | 0.090069 | 0.098073 | 0.10122 | 0.098601 | 0.090168 | 0.076922 | 0.061873 | 0.046044 | 0.031049 | 0.016389 | 0.0065531 | 0 | 0 | 0 | 0 | 0 | 0.0035462 | 0.010445 | 0.022358 | 0.041183 | 0.0689 | 0.10751 | 0.1584 | 0.22219 | 0.29836 | 0.38487 | 0.47815 | 0.57327 | 0.66446 | 0.74606 | 0.81351 | 0.867 | 0.90456 | 0.9276 | 0.93652 | 0.93616 | 0.93007 | 0.92436 | 0.91897 | 0.91383 | 0.90892 | 12.7676 | 25.0816 | 43.7656 | 69.9633 | 104.3636 | 146.894 | 196.371 | 250.1787 | 304.0929 | 352.4151 | 388.5698 | 406.2381 | 400.9008 | 371.4008 | 320.9143 | 260.8168 | 196.0094 | 133.3592 | 70.9651 | 28.5852 | 0 | 0 | 0 | 0 | 0 | 12.7676 | 37.8491 | 81.6148 | 151.5781 | 255.9418 | 402.8357 | 599.2067 | 849.3854 | 1153.4783 | 1505.8934 | 1894.4632 | 2300.7013 | 2701.602 | 3073.0028 | 3393.9171 | 3654.7339 | 3850.7433 | 3984.1025 | 4055.0676 | 4083.6528 | 4083.6528 | 4083.6528 | 4083.6528 | 4083.6528 | 4083.6528 | -61.8233 | -61.9376 | -62.0834 | -62.2579 | -62.4586 | -62.6832 | -62.9298 | -63.1963 | -63.4811 | -63.7824 | -64.0989 | -64.4291 | -64.7717 | -65.1255 | -65.4893 | -65.862 | -66.2425 | -66.6003 | -66.9389 | -67.2545 | -67.5486 | -67.8223 | -68.0769 | -68.3136 | -68.5336 | 154.6197 | 154.9056 | 155.2702 | 155.7067 | 156.2087 | 156.7706 | 157.3872 | 158.0537 | 158.7659 | 159.5196 | 160.3111 | 161.137 | 161.9938 | 162.8786 | 163.7884 | 164.7205 | 165.6722 | 166.567 | 167.4139 | 168.2033 | 168.9387 | 169.6232 | 170.26 | 170.8521 | 171.4023
ID_Industrial_Industrial - ID_Existing_Space Heating_Natural Gas_Building Shell - Air Sealing (Infiltration Control)_A | ID | Industrial | Industrial - ID | Existing | Space Heating | Natural Gas | Building Shell - Air Sealing (Infiltration Control) | A | IIM73 | Building with air infiltration. | Air sealing to reduce air infiltration. | 10 | 60.1243 | 0 | 0 | 8 | 3.65 | 0 | 0 | 0.27803 | 0.45 | foot door | 15% | 25% | Discretionary | Retro1Slow | 84.81% | Space Heating | 0% | -31.9475 |  | 13.1397 |  | 0.00060749 | IL TRM - CI-MSC-WTST-V01-200101 | IL TRM - CI-MSC-WTST-V01-200101 | IL TRM - CI-MSC-WTST-V01-200101 | Building with air infiltration. | Building with air infiltration. | Building with air infiltration. | Building with air infiltration. | Building with air infiltration. | Building with air infiltration. | Building with air infiltration. | Building with air infiltration. | Building with air infiltration. | Building with air infiltration. | Building with air infiltration. | Building with air infiltration. | Building with air infiltration. | Building with air infiltration. | Building with air infiltration. | Building with air infiltration. | Building with air infiltration. | Building with air infiltration. | Building with air infiltration. | Building with air infiltration. | Building with air infiltration. | Building with air infiltration. | Building with air infiltration. | Building with air infiltration. | Building with air infiltration. | Building with air infiltration. | Building with air infiltration. | Air sealing to reduce air infiltration. | Air sealing to reduce air infiltration. | Air sealing to reduce air infiltration. | Air sealing to reduce air infiltration. | Air sealing to reduce air infiltration. | Air sealing to reduce air infiltration. | Air sealing to reduce air infiltration. | Air sealing to reduce air infiltration. | Air sealing to reduce air infiltration. | Air sealing to reduce air infiltration. | Air sealing to reduce air infiltration. | Air sealing to reduce air infiltration. | Air sealing to reduce air infiltration. | Air sealing to reduce air infiltration. | Air sealing to reduce air infiltration. | Air sealing to reduce air infiltration. | Air sealing to reduce air infiltration. | Air sealing to reduce air infiltration. | Air sealing to reduce air infiltration. | Air sealing to reduce air infiltration. | Air sealing to reduce air infiltration. | Air sealing to reduce air infiltration. | Air sealing to reduce air infiltration. | Air sealing to reduce air infiltration. | Air sealing to reduce air infiltration. | Air sealing to reduce air infiltration. | Air sealing to reduce air infiltration. | 8 | 8 | 8 | 8 | 8 | 8 | 8 | 8 | 8 | 8 | 8 | 8 | 8 | 8 | 8 | 8 | 8 | 8 | 8 | 8 | 8 | 8 | 8 | 8 | 8 | 8 | 8 | 0 | 0 | 63.5421 | 62.736 | 61.891 | 61.0292 | 60.1543 | 59.3792 | 58.598 | 57.812 | 57.0226 | 56.2298 | 55.4323 | 54.6273 | 53.8109 | 52.9789 | 52.1278 | 51.3901 | 50.6326 | 49.866 | 49.0865 | 48.3065 | 47.5313 | 46.759 | 45.9879 | 45.2271 | 44.4693 | 0.00070916 | 0.0013755 | 0.0023678 | 0.0037324 | 0.0054877 | 0.0076246 | 0.010059 | 0.012643 | 0.015158 | 0.017322 | 0.01821 | 0.018201 | 0.016799 | 0.01396 | 0.0098675 | 0.0051176 | 0 | 0 | 0 | 0 | 0 | 0 | 0 | 0 | 0 | 0.00070916 | 0.0020756 | 0.0044154 | 0.0080863 | 0.013458 | 0.020909 | 0.030693 | 0.042924 | 0.057495 | 0.074018 | 0.091178 | 0.10805 | 0.12324 | 0.13529 | 0.14299 | 0.14608 | 0.14393 | 0.14175 | 0.13953 | 0.13732 | 0.13511 | 0.13292 | 0.13072 | 0.12856 | 0.12641 | 0.011161 | 0.021925 | 0.038257 | 0.061157 | 0.091228 | 0.1284 | 0.17165 | 0.21869 | 0.26582 | 0.30806 | 0.3285 | 0.33318 | 0.31218 | 0.2635 | 0.18929 | 0.099584 | 0 | 0 | 0 | 0 | 0 | 0 | 0 | 0 | 0 | 0.011161 | 0.033085 | 0.071342 | 0.1325 | 0.22373 | 0.35213 | 0.52379 | 0.74247 | 1.0083 | 1.3163 | 1.6448 | 1.978 | 2.2902 | 2.5537 | 2.743 | 2.8426 | 2.8426 | 2.8426 | 2.8426 | 2.8426 | 2.8426 | 2.8426 | 2.8426 | 2.8426 | 2.8426 | 0.00060749 | 0.001187 | 0.0020595 | 0.0032726 | 0.004851 | 0.0067939 | 0.0090358 | 0.011452 | 0.013846 | 0.015961 | 0.016928 | 0.017075 | 0.015909 | 0.01335 | 0.0095316 | 0.0049908 | 0 | 0 | 0 | 0 | 0 | 0 | 0 | 0 | 0 | 0.00060749 | 0.0017913 | 0.0038406 | 0.0070902 | 0.011897 | 0.018631 | 0.027572 | 0.03888 | 0.05252 | 0.068201 | 0.084762 | 0.10137 | 0.11671 | 0.12938 | 0.13812 | 0.14246 | 0.14176 | 0.14107 | 0.14037 | 0.13971 | 0.13908 | 0.13848 | 0.13791 | 0.13735 | 0.13681 | 0.0094865 | 0.018636 | 0.032518 | 0.051984 | 0.077543 | 0.10914 | 0.14591 | 0.18589 | 0.22594 | 0.26185 | 0.27923 | 0.2832 | 0.26536 | 0.22397 | 0.1609 | 0.084646 | 0 | 0 | 0 | 0 | 0 | 0 | 0 | 0 | 0 | 0.0094865 | 0.028122 | 0.060641 | 0.11262 | 0.19017 | 0.29931 | 0.44522 | 0.6311 | 0.85705 | 1.1189 | 1.3981 | 1.6813 | 1.9467 | 2.1707 | 2.3316 | 2.4162 | 2.4162 | 2.4162 | 2.4162 | 2.4162 | 2.4162 | 2.4162 | 2.4162 | 2.4162 | 2.4162 | 0.00060753 | 0.0011873 | 0.0020603 | 0.0032748 | 0.0048557 | 0.0068028 | 0.0090505 | 0.011473 | 0.013874 | 0.015995 | 0.016965 | 0.017113 | 0.015946 | 0.013384 | 0.0095601 | 0.0050094 | 0 | 0 | 0 | 0 | 0 | 0 | 0 | 0 | 0 | 0.00060753 | 0.0017916 | 0.0038421 | 0.0070949 | 0.011908 | 0.018656 | 0.027617 | 0.038953 | 0.052628 | 0.068348 | 0.084948 | 0.1016 | 0.11698 | 0.12971 | 0.13853 | 0.14299 | 0.14244 | 0.14192 | 0.14143 | 0.14099 | 0.14058 | 0.1402 | 0.13984 | 0.1395 | 0.13918 | 0.0094865 | 0.018636 | 0.032518 | 0.051984 | 0.077543 | 0.10914 | 0.14591 | 0.18589 | 0.22594 | 0.26185 | 0.27923 | 0.2832 | 0.26536 | 0.22397 | 0.1609 | 0.084646 | 0 | 0 | 0 | 0 | 0 | 0 | 0 | 0 | 0 | 0.0094865 | 0.028122 | 0.060641 | 0.11262 | 0.19017 | 0.29931 | 0.44522 | 0.6311 | 0.85705 | 1.1189 | 1.3981 | 1.6813 | 1.9467 | 2.1707 | 2.3316 | 2.4162 | 2.4162 | 2.4162 | 2.4162 | 2.4162 | 2.4162 | 2.4162 | 2.4162 | 2.4162 | 2.4162 | 0.00060753 | 0.0011873 | 0.0020603 | 0.0032748 | 0.0048557 | 0.0068028 | 0.0090505 | 0.011473 | 0.013874 | 0.015995 | 0.016965 | 0.017113 | 0.015946 | 0.013384 | 0.0095601 | 0.0050094 | 0 | 0 | 0 | 0 | 0 | 0 | 0 | 0 | 0 | 0.00060753 | 0.0017916 | 0.0038421 | 0.0070949 | 0.011908 | 0.018656 | 0.027617 | 0.038953 | 0.052628 | 0.068348 | 0.084948 | 0.1016 | 0.11698 | 0.12971 | 0.13853 | 0.14299 | 0.14244 | 0.14192 | 0.14143 | 0.14099 | 0.14058 | 0.1402 | 0.13984 | 0.1395 | 0.13918 | 0.0094865 | 0.018636 | 0.032518 | 0.051984 | 0.077543 | 0.10914 | 0.14591 | 0.18589 | 0.22594 | 0.26185 | 0.27923 | 0.2832 | 0.26536 | 0.22397 | 0.1609 | 0.084646 | 0 | 0 | 0 | 0 | 0 | 0 | 0 | 0 | 0 | 0.0094865 | 0.028122 | 0.060641 | 0.11262 | 0.19017 | 0.29931 | 0.44522 | 0.6311 | 0.85705 | 1.1189 | 1.3981 | 1.6813 | 1.9467 | 2.1707 | 2.3316 | 2.4162 | 2.4162 | 2.4162 | 2.4162 | 2.4162 | 2.4162 | 2.4162 | 2.4162 | 2.4162 | 2.4162 | -31.2503 | -31.3093 | -31.3727 | -31.4401 | -31.5109 | -31.5846 | -31.6608 | -31.7391 | -31.8191 | -31.9003 | -31.9825 | -32.0653 | -32.1484 | -32.2316 | -32.3145 | -32.397 | -32.4787 | -32.5549 | -32.6263 | -32.6921 | -32.7529 | -32.8089 | -32.8607 | -32.9083 | -32.9523 | 12.853 | 12.8772 | 12.9033 | 12.931 | 12.9601 | 12.9905 | 13.0218 | 13.054 | 13.0869 | 13.1203 | 13.1541 | 13.1882 | 13.2223 | 13.2566 | 13.2907 | 13.3246 | 13.3582 | 13.3895 | 13.4189 | 13.446 | 13.471 | 13.494 | 13.5153 | 13.5349 | 13.553
ID_Industrial_Industrial - ID_Existing_Space Heating_Natural Gas_Ventilation - Demand Controlled_A | ID | Industrial | Industrial - ID | Existing | Space Heating | Natural Gas | Ventilation - Demand Controlled | A | IIM74 | No occupancy based outdoor air controls. | Outdoor air controlled based on occupancy to meet ASHRAE 62.1 | 10 | 0.048073 | 0 | 0 | 0.25 | 0.02 | 0 | 0 | 0.27803 | 0.45 | sqft | 55% | 75% | Discretionary | Retro12Med | 75.44% | Furnace | 0% | 675.4224 |  | 519.9115 |  | 0.063742 | IL TRM - CI-HVC-DCV-V05-190101 | VENT_DCV-Heating-7PLN-v5-8 | IL TRM - CI-HVC-DCV-V05-190101 | No occupancy based outdoor air controls. | No occupancy based outdoor air controls. | No occupancy based outdoor air controls. | No occupancy based outdoor air controls. | No occupancy based outdoor air controls. | No occupancy based outdoor air controls. | No occupancy based outdoor air controls. | No occupancy based outdoor air controls. | No occupancy based outdoor air controls. | No occupancy based outdoor air controls. | No occupancy based outdoor air controls. | No occupancy based outdoor air controls. | No occupancy based outdoor air controls. | No occupancy based outdoor air controls. | No occupancy based outdoor air controls. | No occupancy based outdoor air controls. | No occupancy based outdoor air controls. | No occupancy based outdoor air controls. | No occupancy based outdoor air controls. | No occupancy based outdoor air controls. | No occupancy based outdoor air controls. | No occupancy based outdoor air controls. | No occupancy based outdoor air controls. | No occupancy based outdoor air controls. | No occupancy based outdoor air controls. | No occupancy based outdoor air controls. | No occupancy based outdoor air controls. | Outdoor air controlled based on occupancy to meet ASHRAE 62.1 | Outdoor air controlled based on occupancy to meet ASHRAE 62.1 | Outdoor air controlled based on occupancy to meet ASHRAE 62.1 | Outdoor air controlled based on occupancy to meet ASHRAE 62.1 | Outdoor air controlled based on occupancy to meet ASHRAE 62.1 | Outdoor air controlled based on occupancy to meet ASHRAE 62.1 | Outdoor air controlled based on occupancy to meet ASHRAE 62.1 | Outdoor air controlled based on occupancy to meet ASHRAE 62.1 | Outdoor air controlled based on occupancy to meet ASHRAE 62.1 | Outdoor air controlled based on occupancy to meet ASHRAE 62.1 | Outdoor air controlled based on occupancy to meet ASHRAE 62.1 | Outdoor air controlled based on occupancy to meet ASHRAE 62.1 | Outdoor air controlled based on occupancy to meet ASHRAE 62.1 | Outdoor air controlled based on occupancy to meet ASHRAE 62.1 | Outdoor air controlled based on occupancy to meet ASHRAE 62.1 | Outdoor air controlled based on occupancy to meet ASHRAE 62.1 | Outdoor air controlled based on occupancy to meet ASHRAE 62.1 | Outdoor air controlled based on occupancy to meet ASHRAE 62.1 | Outdoor air controlled based on occupancy to meet ASHRAE 62.1 | Outdoor air controlled based on occupancy to meet ASHRAE 62.1 | Outdoor air controlled based on occupancy to meet ASHRAE 62.1 | Outdoor air controlled based on occupancy to meet ASHRAE 62.1 | Outdoor air controlled based on occupancy to meet ASHRAE 62.1 | Outdoor air controlled based on occupancy to meet ASHRAE 62.1 | Outdoor air controlled based on occupancy to meet ASHRAE 62.1 | Outdoor air controlled based on occupancy to meet ASHRAE 62.1 | Outdoor air controlled based on occupancy to meet ASHRAE 62.1 | 0.25 | 0.25 | 0.25 | 0.25 | 0.25 | 0.25 | 0.25 | 0.25 | 0.25 | 0.25 | 0.25 | 0.25 | 0.25 | 0.25 | 0.25 | 0.25 | 0.25 | 0.25 | 0.25 | 0.25 | 0.25 | 0.25 | 0.25 | 0.25 | 0.25 | 0.25 | 0.25 | 0 | 0 | 0.050797 | 0.050019 | 0.049172 | 0.048269 | 0.047308 | 0.046375 | 0.045385 | 0.044341 | 0.04325 | 0.042123 | 0.040973 | 0.039826 | 0.038689 | 0.037575 | 0.036497 | 0.035569 | 0.034682 | 0.03385 | 0.033061 | 0.032308 | 0.03163 | 0.030965 | 0.030309 | 0.029668 | 0.029038 | 0.074385 | 0.071982 | 0.069543 | 0.067089 | 0.06462 | 0.056027 | 0.043109 | 0.033113 | 0.025393 | 0.019444 | 0 | 0 | 0 | 0 | 0 | 0 | 0 | 0 | 0 | 0 | 0 | 0 | 0 | 0 | 0 | 0.074385 | 0.14523 | 0.21231 | 0.2755 | 0.33464 | 0.38406 | 0.41897 | 0.44245 | 0.45696 | 0.46449 | 0.45181 | 0.43917 | 0.42662 | 0.41434 | 0.40246 | 0.39222 | 0.38244 | 0.37327 | 0.36457 | 0.35626 | 0.34879 | 0.34145 | 0.33422 | 0.32715 | 0.3202 | 1464.3444 | 1439.0971 | 1414.285 | 1389.9008 | 1365.937 | 1208.1477 | 949.8541 | 746.7818 | 587.125 | 461.6017 | 0 | 0 | 0 | 0 | 0 | 0 | 0 | 0 | 0 | 0 | 0 | 0 | 0 | 0 | 0 | 1464.3444 | 2903.4414 | 4317.7265 | 5707.6273 | 7073.5643 | 8281.7121 | 9231.5661 | 9978.348 | 10565.473 | 11027.0747 | 11027.0747 | 11027.0747 | 11027.0747 | 11027.0747 | 11027.0747 | 11027.0747 | 11027.0747 | 11027.0747 | 11027.0747 | 11027.0747 | 11027.0747 | 11027.0747 | 11027.0747 | 11027.0747 | 11027.0747 | 0.063742 | 0.062169 | 0.060565 | 0.058931 | 0.057267 | 0.050093 | 0.038897 | 0.030162 | 0.023359 | 0.01807 | 0 | 0 | 0 | 0 | 0 | 0 | 0 | 0 | 0 | 0 | 0 | 0 | 0 | 0 | 0 | 0.063742 | 0.12543 | 0.1849 | 0.242 | 0.29656 | 0.34338 | 0.37803 | 0.40302 | 0.42035 | 0.43166 | 0.42433 | 0.41695 | 0.40956 | 0.40232 | 0.39533 | 0.38947 | 0.38397 | 0.37901 | 0.37448 | 0.37035 | 0.36698 | 0.36376 | 0.36067 | 0.35768 | 0.3548 | 1244.6927 | 1223.2325 | 1202.1423 | 1181.4157 | 1161.0465 | 1026.9256 | 807.376 | 634.7646 | 499.0563 | 392.3615 | 0 | 0 | 0 | 0 | 0 | 0 | 0 | 0 | 0 | 0 | 0 | 0 | 0 | 0 | 0 | 1244.6927 | 2467.9252 | 3670.0675 | 4851.4832 | 6012.5297 | 7039.4553 | 7846.8312 | 8481.5958 | 8980.6521 | 9373.0135 | 9373.0135 | 9373.0135 | 9373.0135 | 9373.0135 | 9373.0135 | 9373.0135 | 9373.0135 | 9373.0135 | 9373.0135 | 9373.0135 | 9373.0135 | 9373.0135 | 9373.0135 | 9373.0135 | 9373.0135 | 0.063747 | 0.06218 | 0.060589 | 0.05897 | 0.057323 | 0.050158 | 0.03896 | 0.030218 | 0.023407 | 0.018108 | 0 | 0 | 0 | 0 | 0 | 0 | 0 | 0 | 0 | 0 | 0 | 0 | 0 | 0 | 0 | 0.063747 | 0.12545 | 0.18497 | 0.24216 | 0.29685 | 0.34383 | 0.37865 | 0.40377 | 0.42121 | 0.43259 | 0.42526 | 0.41788 | 0.41052 | 0.40335 | 0.39652 | 0.39092 | 0.38579 | 0.38129 | 0.37732 | 0.37374 | 0.37093 | 0.36826 | 0.36573 | 0.36328 | 0.36093 | 1244.6927 | 1223.2325 | 1202.1423 | 1181.4157 | 1161.0465 | 1026.9256 | 807.376 | 634.7646 | 499.0563 | 392.3615 | 0 | 0 | 0 | 0 | 0 | 0 | 0 | 0 | 0 | 0 | 0 | 0 | 0 | 0 | 0 | 1244.6927 | 2467.9252 | 3670.0675 | 4851.4832 | 6012.5297 | 7039.4553 | 7846.8312 | 8481.5958 | 8980.6521 | 9373.0135 | 9373.0135 | 9373.0135 | 9373.0135 | 9373.0135 | 9373.0135 | 9373.0135 | 9373.0135 | 9373.0135 | 9373.0135 | 9373.0135 | 9373.0135 | 9373.0135 | 9373.0135 | 9373.0135 | 9373.0135 | 0.063747 | 0.06218 | 0.060589 | 0.05897 | 0.057323 | 0.050158 | 0.03896 | 0.030218 | 0.023407 | 0.018108 | 0 | 0 | 0 | 0 | 0 | 0 | 0 | 0 | 0 | 0 | 0 | 0 | 0 | 0 | 0 | 0.063747 | 0.12545 | 0.18497 | 0.24216 | 0.29685 | 0.34383 | 0.37865 | 0.40377 | 0.42121 | 0.43259 | 0.42526 | 0.41788 | 0.41052 | 0.40335 | 0.39652 | 0.39092 | 0.38579 | 0.38129 | 0.37732 | 0.37374 | 0.37093 | 0.36826 | 0.36573 | 0.36328 | 0.36093 | 1244.6927 | 1223.2325 | 1202.1423 | 1181.4157 | 1161.0465 | 1026.9256 | 807.376 | 634.7646 | 499.0563 | 392.3615 | 0 | 0 | 0 | 0 | 0 | 0 | 0 | 0 | 0 | 0 | 0 | 0 | 0 | 0 | 0 | 1244.6927 | 2467.9252 | 3670.0675 | 4851.4832 | 6012.5297 | 7039.4553 | 7846.8312 | 8481.5958 | 8980.6521 | 9373.0135 | 9373.0135 | 9373.0135 | 9373.0135 | 9373.0135 | 9373.0135 | 9373.0135 | 9373.0135 | 9373.0135 | 9373.0135 | 9373.0135 | 9373.0135 | 9373.0135 | 9373.0135 | 9373.0135 | 9373.0135 | 651.1698 | 652.3739 | 653.9095 | 655.7475 | 657.8617 | 660.228 | 662.8248 | 665.632 | 668.6312 | 671.8054 | 675.1389 | 678.6168 | 682.2253 | 685.9515 | 689.7831 | 693.7085 | 697.7168 | 701.4849 | 705.0516 | 708.3763 | 711.4731 | 714.3559 | 717.0378 | 719.5312 | 721.8484 | 501.243 | 502.1698 | 503.3519 | 504.7667 | 506.394 | 508.2156 | 510.2144 | 512.3753 | 514.684 | 517.1274 | 519.6933 | 522.3704 | 525.1481 | 528.0164 | 530.9658 | 533.9875 | 537.0728 | 539.9734 | 542.7189 | 545.278 | 547.6619 | 549.8809 | 551.9453 | 553.8647 | 555.6483
ID_Industrial_Industrial - ID_Existing_Space Heating_Natural Gas_Destratification Fans (HVLS)_A | ID | Industrial | Industrial - ID | Existing | Space Heating | Natural Gas | Destratification Fans (HVLS) | A | IIM75 | No destratification fans. | High volume low speed destratification fans. | 15 | 155940.6147 | 0 | 0 | 9799.26 | 0 | 0 | 0 | 0.27803 | 0.45 | Strat Fan | 15% | 55% | Discretionary | RetroEven20 | 80.75% | Space Heating | 0% | 9.5164 |  | 4.7781 |  | 0.23294 | DL20_IHVLS-Ag-2021PLN-v2-8 | DL20_IHVLS-Ag-2021PLN-v2-8 | HVLS-Heating-AEG-v5.0-121 | No destratification fans. | No destratification fans. | No destratification fans. | No destratification fans. | No destratification fans. | No destratification fans. | No destratification fans. | No destratification fans. | No destratification fans. | No destratification fans. | No destratification fans. | No destratification fans. | No destratification fans. | No destratification fans. | No destratification fans. | No destratification fans. | No destratification fans. | No destratification fans. | No destratification fans. | No destratification fans. | No destratification fans. | No destratification fans. | No destratification fans. | No destratification fans. | No destratification fans. | No destratification fans. | No destratification fans. | High volume low speed destratification fans. | High volume low speed destratification fans. | High volume low speed destratification fans. | High volume low speed destratification fans. | High volume low speed destratification fans. | High volume low speed destratification fans. | High volume low speed destratification fans. | High volume low speed destratification fans. | High volume low speed destratification fans. | High volume low speed destratification fans. | High volume low speed destratification fans. | High volume low speed destratification fans. | High volume low speed destratification fans. | High volume low speed destratification fans. | High volume low speed destratification fans. | High volume low speed destratification fans. | High volume low speed destratification fans. | High volume low speed destratification fans. | High volume low speed destratification fans. | High volume low speed destratification fans. | High volume low speed destratification fans. | High volume low speed destratification fans. | High volume low speed destratification fans. | High volume low speed destratification fans. | High volume low speed destratification fans. | High volume low speed destratification fans. | High volume low speed destratification fans. | 9799.26 | 9799.26 | 9799.26 | 9799.26 | 9799.26 | 9799.26 | 9799.26 | 9799.26 | 9799.26 | 9799.26 | 9799.26 | 9799.26 | 9799.26 | 9799.26 | 9799.26 | 9799.26 | 9799.26 | 9799.26 | 9799.26 | 9799.26 | 9799.26 | 9799.26 | 9799.26 | 9799.26 | 9799.26 | 9799.26 | 9799.26 | 0 | 0 | 165119.2458 | 163341.6742 | 161461.1466 | 159534.6344 | 157571.6138 | 155868.0599 | 154147.2425 | 152411.9555 | 150665.7621 | 148908.7807 | 147137.1666 | 145343.2213 | 143516.3754 | 141645.0688 | 139719.2078 | 137822.8606 | 135872.4532 | 133896.6957 | 131885.0891 | 129871.4359 | 127869.2614 | 125873.7149 | 123880.4491 | 121913.6285 | 119953.639 | 0.272 | 0.26444 | 0.25689 | 0.24944 | 0.24213 | 0.23538 | 0.22877 | 0.22229 | 0.21596 | 0.20976 | 0.20369 | 0.19774 | 0.19189 | 0.18612 | 0.18042 | 0 | 0 | 0 | 0 | 0 | 0 | 0 | 0 | 0 | 0 | 0.272 | 0.53351 | 0.78426 | 1.0243 | 1.2539 | 1.4757 | 1.6882 | 1.8915 | 2.0857 | 2.2712 | 2.4478 | 2.6157 | 2.7747 | 2.9247 | 3.0653 | 3.0237 | 2.9809 | 2.9376 | 2.8935 | 2.8493 | 2.8054 | 2.7616 | 2.7179 | 2.6747 | 2.6317 | 0.0016473 | 0.0016189 | 0.001591 | 0.0015636 | 0.0015366 | 0.0015101 | 0.0014841 | 0.0014585 | 0.0014334 | 0.0014086 | 0.0013844 | 0.0013605 | 0.001337 | 0.001314 | 0.0012913 | 0 | 0 | 0 | 0 | 0 | 0 | 0 | 0 | 0 | 0 | 0.0016473 | 0.0032662 | 0.0048572 | 0.0064208 | 0.0079574 | 0.0094676 | 0.010952 | 0.01241 | 0.013844 | 0.015252 | 0.016636 | 0.017997 | 0.019334 | 0.020648 | 0.021939 | 0.021939 | 0.021939 | 0.021939 | 0.021939 | 0.021939 | 0.021939 | 0.021939 | 0.021939 | 0.021939 | 0.021939 | 0.23294 | 0.22808 | 0.22325 | 0.21846 | 0.21371 | 0.20936 | 0.20507 | 0.20085 | 0.19672 | 0.19267 | 0.18869 | 0.18479 | 0.18095 | 0.17716 | 0.17341 | 0 | 0 | 0 | 0 | 0 | 0 | 0 | 0 | 0 | 0 | 0.23294 | 0.46016 | 0.68156 | 0.89709 | 1.1067 | 1.3125 | 1.5133 | 1.709 | 1.8999 | 2.0861 | 2.2676 | 2.4445 | 2.6167 | 2.784 | 2.9462 | 2.9339 | 2.921 | 2.9081 | 2.8953 | 2.8831 | 2.8717 | 2.861 | 2.8507 | 2.8408 | 2.8313 | 0.0014002 | 0.0013761 | 0.0013524 | 0.001329 | 0.0013061 | 0.0012836 | 0.0012615 | 0.0012397 | 0.0012183 | 0.0011973 | 0.0011767 | 0.0011564 | 0.0011365 | 0.0011169 | 0.0010976 | 0 | 0 | 0 | 0 | 0 | 0 | 0 | 0 | 0 | 0 | 0.0014002 | 0.0027763 | 0.0041287 | 0.0054577 | 0.0067638 | 0.0080474 | 0.0093089 | 0.010549 | 0.011767 | 0.012964 | 0.014141 | 0.015297 | 0.016434 | 0.017551 | 0.018648 | 0.018648 | 0.018648 | 0.018648 | 0.018648 | 0.018648 | 0.018648 | 0.018648 | 0.018648 | 0.018648 | 0.018648 | 0.23296 | 0.22812 | 0.22334 | 0.2186 | 0.21392 | 0.20963 | 0.2054 | 0.20123 | 0.19712 | 0.19308 | 0.18911 | 0.18521 | 0.18137 | 0.17762 | 0.17393 | 0 | 0 | 0 | 0 | 0 | 0 | 0 | 0 | 0 | 0 | 0.23296 | 0.46025 | 0.68183 | 0.89769 | 1.1078 | 1.3143 | 1.5157 | 1.7122 | 1.9038 | 2.0906 | 2.2726 | 2.45 | 2.6228 | 2.7911 | 2.9551 | 2.9448 | 2.9348 | 2.9256 | 2.9172 | 2.9095 | 2.9026 | 2.8964 | 2.8907 | 2.8853 | 2.8803 | 0.0014002 | 0.0013761 | 0.0013524 | 0.001329 | 0.0013061 | 0.0012836 | 0.0012615 | 0.0012397 | 0.0012183 | 0.0011973 | 0.0011767 | 0.0011564 | 0.0011365 | 0.0011169 | 0.0010976 | 0 | 0 | 0 | 0 | 0 | 0 | 0 | 0 | 0 | 0 | 0.0014002 | 0.0027763 | 0.0041287 | 0.0054577 | 0.0067638 | 0.0080474 | 0.0093089 | 0.010549 | 0.011767 | 0.012964 | 0.014141 | 0.015297 | 0.016434 | 0.017551 | 0.018648 | 0.018648 | 0.018648 | 0.018648 | 0.018648 | 0.018648 | 0.018648 | 0.018648 | 0.018648 | 0.018648 | 0.018648 | 0.23296 | 0.22812 | 0.22334 | 0.2186 | 0.21392 | 0.20963 | 0.2054 | 0.20123 | 0.19712 | 0.19308 | 0.18911 | 0.18521 | 0.18137 | 0.17762 | 0.17393 | 0 | 0 | 0 | 0 | 0 | 0 | 0 | 0 | 0 | 0 | 0.23296 | 0.46025 | 0.68183 | 0.89769 | 1.1078 | 1.3143 | 1.5157 | 1.7122 | 1.9038 | 2.0906 | 2.2726 | 2.45 | 2.6228 | 2.7911 | 2.9551 | 2.9448 | 2.9348 | 2.9256 | 2.9172 | 2.9095 | 2.9026 | 2.8964 | 2.8907 | 2.8853 | 2.8803 | 0.0014002 | 0.0013761 | 0.0013524 | 0.001329 | 0.0013061 | 0.0012836 | 0.0012615 | 0.0012397 | 0.0012183 | 0.0011973 | 0.0011767 | 0.0011564 | 0.0011365 | 0.0011169 | 0.0010976 | 0 | 0 | 0 | 0 | 0 | 0 | 0 | 0 | 0 | 0 | 0.0014002 | 0.0027763 | 0.0041287 | 0.0054577 | 0.0067638 | 0.0080474 | 0.0093089 | 0.010549 | 0.011767 | 0.012964 | 0.014141 | 0.015297 | 0.016434 | 0.017551 | 0.018648 | 0.018648 | 0.018648 | 0.018648 | 0.018648 | 0.018648 | 0.018648 | 0.018648 | 0.018648 | 0.018648 | 0.018648 | 9.3088 | 9.3263 | 9.3452 | 9.3653 | 9.3864 | 9.4083 | 9.431 | 9.4543 | 9.4782 | 9.5024 | 9.5268 | 9.5515 | 9.5763 | 9.601 | 9.6257 | 9.6503 | 9.6747 | 9.6974 | 9.7186 | 9.7382 | 9.7563 | 9.773 | 9.7884 | 9.8026 | 9.8157 | 4.6738 | 4.6827 | 4.6921 | 4.7022 | 4.7128 | 4.7238 | 4.7352 | 4.7469 | 4.7589 | 4.771 | 4.7833 | 4.7957 | 4.8082 | 4.8206 | 4.833 | 4.8453 | 4.8576 | 4.869 | 4.8796 | 4.8895 | 4.8986 | 4.9069 | 4.9147 | 4.9218 | 4.9284
ID_Industrial_Industrial - ID_Existing_Space Heating_Natural Gas_Condensing RTU_A | ID | Industrial | Industrial - ID | Existing | Space Heating | Natural Gas | Condensing RTU | A | IIM76 | TBD | TBD | 5 | 0.077378 | 0 | 0 | 2.65 | 0 | 0 | 0 | 0.27803 | 0.45 | sqft cond | 5% | 10% | Discretionary | Retro5Med | 81.71% | Furnace | 0% | 11701.7355 |  | 5875.339 |  | 0.010067 | NEEA Condensing Rooftop Unit Field Study - October 28, 2019 | NEEA Condensing Rooftop Unit Field Study - October 28, 2019 | NEEA Condensing Rooftop Unit Field Study - October 28, 2019 | TBD | TBD | TBD | TBD | TBD | TBD | TBD | TBD | TBD | TBD | TBD | TBD | TBD | TBD | TBD | TBD | TBD | TBD | TBD | TBD | TBD | TBD | TBD | TBD | TBD | TBD | TBD | TBD | TBD | TBD | TBD | TBD | TBD | TBD | TBD | TBD | TBD | TBD | TBD | TBD | TBD | TBD | TBD | TBD | TBD | TBD | TBD | TBD | TBD | TBD | TBD | TBD | TBD | TBD | 2.65 | 2.65 | 2.65 | 2.65 | 2.65 | 2.65 | 2.65 | 2.65 | 2.65 | 2.65 | 2.65 | 2.65 | 2.65 | 2.65 | 2.65 | 2.65 | 2.65 | 2.65 | 2.65 | 2.65 | 2.65 | 2.65 | 2.65 | 2.65 | 2.65 | 2.65 | 2.65 | 0 | 0 | 0.081598 | 0.080182 | 0.078651 | 0.07708 | 0.07542 | 0.073813 | 0.072136 | 0.070394 | 0.068608 | 0.066774 | 0.064921 | 0.063077 | 0.061249 | 0.059462 | 0.057735 | 0.056249 | 0.054829 | 0.053498 | 0.052235 | 0.051028 | 0.049941 | 0.048874 | 0.047822 | 0.046796 | 0.045785 | 0.011744 | 0.013925 | 0.016427 | 0.018366 | 0.020144 | 0.012028 | 0.011338 | 0.0086794 | 0.0047579 | 0 | 0 | 0 | 0 | 0 | 0 | 0 | 0 | 0 | 0 | 0 | 0 | 0 | 0 | 0 | 0 | 0.011744 | 0.025465 | 0.041406 | 0.058945 | 0.07782 | 0.088189 | 0.097523 | 0.10385 | 0.10597 | 0.10314 | 0.10028 | 0.097427 | 0.094605 | 0.091845 | 0.089177 | 0.086881 | 0.084688 | 0.082632 | 0.080681 | 0.078817 | 0.077139 | 0.07549 | 0.073866 | 0.07228 | 0.070719 | 143.9247 | 173.6697 | 208.8567 | 238.2696 | 267.0908 | 162.9528 | 157.1754 | 123.2976 | 69.3492 | 0 | 0 | 0 | 0 | 0 | 0 | 0 | 0 | 0 | 0 | 0 | 0 | 0 | 0 | 0 | 0 | 143.9247 | 317.5944 | 526.4511 | 764.7207 | 1031.8115 | 1194.7644 | 1351.9397 | 1475.2373 | 1544.5865 | 1544.5865 | 1544.5865 | 1544.5865 | 1544.5865 | 1544.5865 | 1544.5865 | 1544.5865 | 1544.5865 | 1544.5865 | 1544.5865 | 1544.5865 | 1544.5865 | 1544.5865 | 1544.5865 | 1544.5865 | 1544.5865 | 0.010067 | 0.012034 | 0.01432 | 0.016152 | 0.017878 | 0.010772 | 0.010249 | 0.0079223 | 0.0043863 | 0 | 0 | 0 | 0 | 0 | 0 | 0 | 0 | 0 | 0 | 0 | 0 | 0 | 0 | 0 | 0 | 0.010067 | 0.022007 | 0.036094 | 0.051839 | 0.069064 | 0.078981 | 0.08816 | 0.094789 | 0.097695 | 0.096068 | 0.094399 | 0.092722 | 0.091048 | 0.089408 | 0.087827 | 0.086502 | 0.085259 | 0.084134 | 0.083107 | 0.082167 | 0.081396 | 0.08066 | 0.079952 | 0.079266 | 0.078604 | 122.336 | 147.6192 | 177.5282 | 202.5292 | 227.0272 | 138.5099 | 133.5991 | 104.803 | 58.9468 | 0 | 0 | 0 | 0 | 0 | 0 | 0 | 0 | 0 | 0 | 0 | 0 | 0 | 0 | 0 | 0 | 122.336 | 269.9552 | 447.4834 | 650.0126 | 877.0398 | 1015.5497 | 1149.1488 | 1253.9517 | 1312.8985 | 1312.8985 | 1312.8985 | 1312.8985 | 1312.8985 | 1312.8985 | 1312.8985 | 1312.8985 | 1312.8985 | 1312.8985 | 1312.8985 | 1312.8985 | 1312.8985 | 1312.8985 | 1312.8985 | 1312.8985 | 1312.8985 | 0 | 0 | 0 | 0 | 0 | 0 | 0 | 0 | 0 | 0 | 0 | 0 | 0 | 0 | 0 | 0 | 0 | 0 | 0 | 0 | 0 | 0 | 0 | 0 | 0 | 0 | 0 | 0 | 0 | 0 | 0 | 0 | 0 | 0 | 0 | 0 | 0 | 0 | 0 | 0 | 0 | 0 | 0 | 0 | 0 | 0 | 0 | 0 | 0 | 0 | 0 | 0 | 0 | 0 | 0 | 0 | 0 | 0 | 0 | 0 | 0 | 0 | 0 | 0 | 0 | 0 | 0 | 0 | 0 | 0 | 0 | 0 | 0 | 0 | 0 | 0 | 0 | 0 | 0 | 0 | 0 | 0 | 0 | 0 | 0 | 0 | 0 | 0 | 0 | 0 | 0 | 0 | 0 | 0 | 0 | 0 | 0 | 0 | 0 | 0 | 0 | 0 | 0 | 0 | 0 | 0 | 0 | 0 | 0 | 0 | 0 | 0 | 0 | 0 | 0 | 0 | 0 | 0 | 0 | 0 | 0 | 0 | 0 | 0 | 0 | 0 | 0 | 0 | 0 | 0 | 0 | 0 | 0 | 0 | 0 | 0 | 0 | 0 | 0 | 0 | 0 | 0 | 0 | 0 | 0 | 0 | 0 | 0 | 0 | 0 | 0 | 0 | 0 | 0 | 0 | 0 | 0 | 0 | 0 | 0 | 0 | 0 | 0 | 0 | 0 | 0 | 0 | 0 | 0 | 0 | 0 | 0 | 0 | 0 | 0 | 0 | 0 | 0 | 0 | 0 | 0 | 0 | 0 | 0 | 0 | 0 | 0 | 0 | 0 | 0 | 0 | 0 | 0 | 0 | 0 | 0 | 0 | 0 | 0 | 0 | 11281.5592 | 11302.4203 | 11329.0245 | 11360.868 | 11397.4953 | 11438.4924 | 11483.4816 | 11532.1166 | 11584.0785 | 11639.0724 | 11696.8242 | 11757.0787 | 11819.5965 | 11884.153 | 11950.536 | 12018.5447 | 12087.9883 | 12153.271 | 12215.064 | 12272.664 | 12326.3175 | 12376.2619 | 12422.725 | 12465.9247 | 12506.069 | 5664.3722 | 5674.8464 | 5688.2041 | 5704.1925 | 5722.5827 | 5743.167 | 5765.7557 | 5790.1749 | 5816.2645 | 5843.8764 | 5872.8732 | 5903.1264 | 5934.5161 | 5966.9293 | 6000.2596 | 6034.4062 | 6069.2732 | 6102.0511 | 6133.0768 | 6161.9973 | 6188.9362 | 6214.0129 | 6237.3416 | 6259.0318 | 6279.1878
ID_Industrial_Industrial - ID_Existing_Space Heating_Natural Gas_Industrial Air Curtains_A | ID | Industrial | Industrial - ID | Existing | Space Heating | Natural Gas | Industrial Air Curtains | A | IIM77 | No air curtains. | Air curtains on large industrial doors. | 15 | -0.017002 | 0 | 0 | 0.27 | 0 | 0.01 | 0 | 0.27803 | 0.45 | sqft | 15% | 75% | Discretionary | Retro1Slow | 84.81% | Space Heating | 0% | 9999 |  | 9999 |  | -0.0049237 | IL TRM - CI-HVC-AIRC-V03-200101 | IL TRM - CI-HVC-AIRC-V03-200101 | IL TRM - CI-HVC-AIRC-V03-200101 | No air curtains. | No air curtains. | No air curtains. | No air curtains. | No air curtains. | No air curtains. | No air curtains. | No air curtains. | No air curtains. | No air curtains. | No air curtains. | No air curtains. | No air curtains. | No air curtains. | No air curtains. | No air curtains. | No air curtains. | No air curtains. | No air curtains. | No air curtains. | No air curtains. | No air curtains. | No air curtains. | No air curtains. | No air curtains. | No air curtains. | No air curtains. | Air curtains on large industrial doors. | Air curtains on large industrial doors. | Air curtains on large industrial doors. | Air curtains on large industrial doors. | Air curtains on large industrial doors. | Air curtains on large industrial doors. | Air curtains on large industrial doors. | Air curtains on large industrial doors. | Air curtains on large industrial doors. | Air curtains on large industrial doors. | Air curtains on large industrial doors. | Air curtains on large industrial doors. | Air curtains on large industrial doors. | Air curtains on large industrial doors. | Air curtains on large industrial doors. | Air curtains on large industrial doors. | Air curtains on large industrial doors. | Air curtains on large industrial doors. | Air curtains on large industrial doors. | Air curtains on large industrial doors. | Air curtains on large industrial doors. | Air curtains on large industrial doors. | Air curtains on large industrial doors. | Air curtains on large industrial doors. | Air curtains on large industrial doors. | Air curtains on large industrial doors. | Air curtains on large industrial doors. | 0.27 | 0.27 | 0.27 | 0.27 | 0.27 | 0.27 | 0.27 | 0.27 | 0.27 | 0.27 | 0.27 | 0.27 | 0.27 | 0.27 | 0.27 | 0.27 | 0.27 | 0.27 | 0.27 | 0.27 | 0.27 | 0.27 | 0.27 | 0.27 | 0.27 | 0.27 | 0.27 | 0 | 0 | -0.018035 | -0.017873 | -0.017699 | -0.017518 | -0.017331 | -0.017138 | -0.016939 | -0.016736 | -0.016528 | -0.016316 | -0.0161 | -0.015881 | -0.015657 | -0.015431 | -0.015202 | -0.01498 | -0.014757 | -0.014536 | -0.014316 | -0.014096 | -0.013878 | -0.01366 | -0.013443 | -0.013228 | -0.013015 | -0.005751 | -0.011196 | -0.019346 | -0.03061 | -0.045172 | -0.062873 | -0.083077 | -0.10457 | -0.12553 | -0.14361 | -0.15625 | -0.16112 | -0.15677 | -0.14314 | -0.12184 | -0.092802 | -0.062997 | -0.032526 | -0.0049231 | 0 | 0 | 0 | 0 | 0 | 0 | -0.005751 | -0.016895 | -0.036076 | -0.066317 | -0.11078 | -0.17242 | -0.2535 | -0.35503 | -0.47615 | -0.61365 | -0.76178 | -0.9125 | -1.0565 | -1.1843 | -1.2886 | -1.3626 | -1.4053 | -1.4168 | -1.4002 | -1.3787 | -1.3574 | -1.3361 | -1.3148 | -1.2939 | -1.273 | 318.8731 | 626.4166 | 1093.0547 | 1747.3481 | 2606.5022 | 3668.7048 | 4904.4039 | 6248.2602 | 7594.7792 | 8801.6342 | 9704.6054 | 10145.8752 | 10012.5737 | 9275.8058 | 8014.8957 | 6195.0773 | 4268.9558 | 2237.6165 | 343.8923 | 0 | 0 | 0 | 0 | 0 | 0 | 318.8731 | 945.2897 | 2038.3444 | 3785.6925 | 6392.1947 | 10060.8995 | 14965.3034 | 21213.5636 | 28808.3428 | 37609.9771 | 47314.5825 | 57460.4576 | 67473.0313 | 76748.8371 | 84763.7329 | 90958.8101 | 95227.7659 | 97465.3824 | 97809.2747 | 97809.2747 | 97809.2747 | 97809.2747 | 97809.2747 | 97809.2747 | 97809.2747 | -0.0049237 | -0.0096515 | -0.016799 | -0.026779 | -0.039819 | -0.055851 | -0.074382 | -0.094384 | -0.11424 | -0.13181 | -0.14466 | -0.15052 | -0.14782 | -0.13626 | -0.11714 | -0.090084 | -0.061763 | -0.03222 | -0.0049293 | 0 | 0 | 0 | 0 | 0 | 0 | -0.0049237 | -0.014565 | -0.031327 | -0.058017 | -0.097652 | -0.15316 | -0.22697 | -0.32044 | -0.43333 | -0.56322 | -0.7053 | -0.85248 | -0.99616 | -1.1275 | -1.2389 | -1.3226 | -1.3778 | -1.4034 | -1.402 | -1.396 | -1.3904 | -1.3851 | -1.3801 | -1.3752 | -1.3705 | 271.0421 | 532.4541 | 929.0965 | 1485.2458 | 2215.5269 | 3118.3991 | 4168.7433 | 5311.0212 | 6455.5624 | 7481.3891 | 8248.9146 | 8623.9939 | 8510.6876 | 7884.435 | 6812.6614 | 5265.8157 | 3628.6124 | 1901.974 | 292.3085 | 0 | 0 | 0 | 0 | 0 | 0 | 271.0421 | 803.4963 | 1732.5928 | 3217.8386 | 5433.3655 | 8551.7646 | 12720.5079 | 18031.529 | 24487.0914 | 31968.4805 | 40217.3951 | 48841.389 | 57352.0766 | 65236.5116 | 72049.1729 | 77314.9886 | 80943.601 | 82845.575 | 83137.8835 | 83137.8835 | 83137.8835 | 83137.8835 | 83137.8835 | 83137.8835 | 83137.8835 | 0 | 0 | 0 | 0 | 0 | 0 | 0 | 0 | 0 | 0 | 0 | 0 | 0 | 0 | 0 | 0 | 0 | 0 | 0 | 0 | 0 | 0 | 0 | 0 | 0 | 0 | 0 | 0 | 0 | 0 | 0 | 0 | 0 | 0 | 0 | 0 | 0 | 0 | 0 | 0 | 0 | 0 | 0 | 0 | 0 | 0 | 0 | 0 | 0 | 0 | 0 | 0 | 0 | 0 | 0 | 0 | 0 | 0 | 0 | 0 | 0 | 0 | 0 | 0 | 0 | 0 | 0 | 0 | 0 | 0 | 0 | 0 | 0 | 0 | 0 | 0 | 0 | 0 | 0 | 0 | 0 | 0 | 0 | 0 | 0 | 0 | 0 | 0 | 0 | 0 | 0 | 0 | 0 | 0 | 0 | 0 | 0 | 0 | 0 | 0 | 0 | 0 | 0 | 0 | 0 | 0 | 0 | 0 | 0 | 0 | 0 | 0 | 0 | 0 | 0 | 0 | 0 | 0 | 0 | 0 | 0 | 0 | 0 | 0 | 0 | 0 | 0 | 0 | 0 | 0 | 0 | 0 | 0 | 0 | 0 | 0 | 0 | 0 | 0 | 0 | 0 | 0 | 0 | 0 | 0 | 0 | 0 | 0 | 0 | 0 | 0 | 0 | 0 | 0 | 0 | 0 | 0 | 0 | 0 | 0 | 0 | 0 | 0 | 0 | 0 | 0 | 0 | 0 | 0 | 0 | 0 | 0 | 0 | 0 | 0 | 0 | 0 | 0 | 0 | 0 | 0 | 0 | 0 | 0 | 0 | 0 | 0 | 0 | 0 | 0 | 0 | 0 | 0 | 0 | 0 | 0 | 0 | 0 | 0 | 0 | 9999 | 9999 | 9999 | 9999 | 9999 | 9999 | 9999 | 9999 | 9999 | 9999 | 9999 | 9999 | 9999 | 9999 | 9999 | 9999 | 9999 | 9999 | 9999 | 9999 | 9999 | 9999 | 9999 | 9999 | 9999 | 9999 | 9999 | 9999 | 9999 | 9999 | 9999 | 9999 | 9999 | 9999 | 9999 | 9999 | 9999 | 9999 | 9999 | 9999 | 9999 | 9999 | 9999 | 9999 | 9999 | 9999 | 9999 | 9999 | 9999 | 9999
ID_Industrial_Industrial - ID_Existing_Space Heating_Natural Gas_HVAC - Energy Recovery Ventilator_A | ID | Industrial | Industrial - ID | Existing | Space Heating | Natural Gas | HVAC - Energy Recovery Ventilator | A | IIM78 | No ERV | ERV | 20 | 0.19535 | 0 | 0 | 1.09 | 0 | 0 | 0 | 0.27803 | 0.45 | sqft | 5% | 10% | Discretionary | RetroEven20 | 80.75% | Space Heating | 0% | 725.5196 |  | 364.277 |  | 0.091508 | HRV-Cooling/Heating-E3T-1 | HRV-Cooling/Heating-E3T-1 | HRV-Cooling/Heating-E3T-1 | No ERV | No ERV | No ERV | No ERV | No ERV | No ERV | No ERV | No ERV | No ERV | No ERV | No ERV | No ERV | No ERV | No ERV | No ERV | No ERV | No ERV | No ERV | No ERV | No ERV | No ERV | No ERV | No ERV | No ERV | No ERV | No ERV | No ERV | ERV | ERV | ERV | ERV | ERV | ERV | ERV | ERV | ERV | ERV | ERV | ERV | ERV | ERV | ERV | ERV | ERV | ERV | ERV | ERV | ERV | ERV | ERV | ERV | ERV | ERV | ERV | 1.09 | 1.09 | 1.09 | 1.09 | 1.09 | 1.09 | 1.09 | 1.09 | 1.09 | 1.09 | 1.09 | 1.09 | 1.09 | 1.09 | 1.09 | 1.09 | 1.09 | 1.09 | 1.09 | 1.09 | 1.09 | 1.09 | 1.09 | 1.09 | 1.09 | 1.09 | 1.09 | 0 | 0 | 0.20613 | 0.20316 | 0.19999 | 0.1967 | 0.19326 | 0.19003 | 0.18668 | 0.18319 | 0.1796 | 0.17594 | 0.17223 | 0.16855 | 0.16489 | 0.16129 | 0.15776 | 0.15479 | 0.1519 | 0.14912 | 0.14641 | 0.14377 | 0.14124 | 0.13873 | 0.13622 | 0.13375 | 0.13129 | 0.1068 | 0.10344 | 0.10008 | 0.096729 | 0.093401 | 0.090259 | 0.087135 | 0.084034 | 0.080967 | 0.077947 | 0.074987 | 0.072121 | 0.06934 | 0.066656 | 0.064074 | 0.061782 | 0.059584 | 0.057484 | 0.055467 | 0.053528 | 0 | 0 | 0 | 0 | 0 | 0.1068 | 0.2087 | 0.30552 | 0.39722 | 0.48368 | 0.56587 | 0.643 | 0.71504 | 0.78199 | 0.84397 | 0.90116 | 0.95404 | 1.0027 | 1.0474 | 1.0886 | 1.1299 | 1.1684 | 1.2044 | 1.238 | 1.2692 | 1.2469 | 1.2247 | 1.2026 | 1.1808 | 1.159 | 518.1093 | 509.1763 | 500.3974 | 491.7699 | 483.2911 | 474.9585 | 466.7696 | 458.7218 | 450.8128 | 443.0402 | 435.4016 | 427.8946 | 420.5171 | 413.2668 | 406.1416 | 399.1391 | 392.2574 | 385.4943 | 378.8479 | 372.316 | 0 | 0 | 0 | 0 | 0 | 518.1093 | 1027.2856 | 1527.6831 | 2019.453 | 2502.7441 | 2977.7026 | 3444.4721 | 3903.194 | 4354.0068 | 4797.047 | 5232.4485 | 5660.3432 | 6080.8603 | 6494.1271 | 6900.2687 | 7299.4078 | 7691.6652 | 8077.1596 | 8456.0075 | 8828.3235 | 8828.3235 | 8828.3235 | 8828.3235 | 8828.3235 | 8828.3235 | 0.091508 | 0.089316 | 0.087119 | 0.084915 | 0.082703 | 0.080608 | 0.078506 | 0.076404 | 0.074308 | 0.07223 | 0.070181 | 0.06819 | 0.06625 | 0.064371 | 0.062561 | 0.060946 | 0.059401 | 0.057932 | 0.056529 | 0.05519 | 0 | 0 | 0 | 0 | 0 | 0.091508 | 0.1802 | 0.26597 | 0.34871 | 0.42828 | 0.50536 | 0.57933 | 0.65011 | 0.71767 | 0.78207 | 0.84341 | 0.90204 | 0.958 | 1.0115 | 1.0629 | 1.1146 | 1.1648 | 1.2138 | 1.2617 | 1.3087 | 1.3011 | 1.2937 | 1.2866 | 1.2796 | 1.2728 | 440.3929 | 432.7999 | 425.3378 | 418.0044 | 410.7974 | 403.7147 | 396.7541 | 389.9135 | 383.1909 | 376.5842 | 370.0913 | 363.7104 | 357.4396 | 351.2768 | 345.2203 | 339.2682 | 333.4188 | 327.6702 | 322.0207 | 316.4686 | 0 | 0 | 0 | 0 | 0 | 440.3929 | 873.1928 | 1298.5306 | 1716.535 | 2127.3325 | 2531.0472 | 2927.8013 | 3317.7149 | 3700.9058 | 4077.4899 | 4447.5812 | 4811.2917 | 5168.7313 | 5520.0081 | 5865.2284 | 6204.4966 | 6537.9154 | 6865.5856 | 7187.6063 | 7504.075 | 7504.075 | 7504.075 | 7504.075 | 7504.075 | 7504.075 | 0.091515 | 0.089333 | 0.087153 | 0.084972 | 0.082784 | 0.080714 | 0.078634 | 0.076547 | 0.07446 | 0.072385 | 0.070335 | 0.068342 | 0.066404 | 0.064536 | 0.062748 | 0.061172 | 0.059683 | 0.05828 | 0.056956 | 0.055695 | 0 | 0 | 0 | 0 | 0 | 0.091515 | 0.18023 | 0.26607 | 0.34894 | 0.4287 | 0.50603 | 0.58027 | 0.65132 | 0.71914 | 0.78375 | 0.84526 | 0.90405 | 0.96023 | 1.0141 | 1.0661 | 1.1187 | 1.1703 | 1.2211 | 1.2713 | 1.3206 | 1.3151 | 1.3097 | 1.3046 | 1.2997 | 1.2948 | 440.3929 | 432.7999 | 425.3378 | 418.0044 | 410.7974 | 403.7147 | 396.7541 | 389.9135 | 383.1909 | 376.5842 | 370.0913 | 363.7104 | 357.4396 | 351.2768 | 345.2203 | 339.2682 | 333.4188 | 327.6702 | 322.0207 | 316.4686 | 0 | 0 | 0 | 0 | 0 | 440.3929 | 873.1928 | 1298.5306 | 1716.535 | 2127.3325 | 2531.0472 | 2927.8013 | 3317.7149 | 3700.9058 | 4077.4899 | 4447.5812 | 4811.2917 | 5168.7313 | 5520.0081 | 5865.2284 | 6204.4966 | 6537.9154 | 6865.5856 | 7187.6063 | 7504.075 | 7504.075 | 7504.075 | 7504.075 | 7504.075 | 7504.075 | 0.091515 | 0.089333 | 0.087153 | 0.084972 | 0.082784 | 0.080714 | 0.078634 | 0.076547 | 0.07446 | 0.072385 | 0.070335 | 0.068342 | 0.066404 | 0.064536 | 0.062748 | 0.061172 | 0.059683 | 0.05828 | 0.056956 | 0.055695 | 0 | 0 | 0 | 0 | 0 | 0.091515 | 0.18023 | 0.26607 | 0.34894 | 0.4287 | 0.50603 | 0.58027 | 0.65132 | 0.71914 | 0.78375 | 0.84526 | 0.90405 | 0.96023 | 1.0141 | 1.0661 | 1.1187 | 1.1703 | 1.2211 | 1.2713 | 1.3206 | 1.3151 | 1.3097 | 1.3046 | 1.2997 | 1.2948 | 440.3929 | 432.7999 | 425.3378 | 418.0044 | 410.7974 | 403.7147 | 396.7541 | 389.9135 | 383.1909 | 376.5842 | 370.0913 | 363.7104 | 357.4396 | 351.2768 | 345.2203 | 339.2682 | 333.4188 | 327.6702 | 322.0207 | 316.4686 | 0 | 0 | 0 | 0 | 0 | 440.3929 | 873.1928 | 1298.5306 | 1716.535 | 2127.3325 | 2531.0472 | 2927.8013 | 3317.7149 | 3700.9058 | 4077.4899 | 4447.5812 | 4811.2917 | 5168.7313 | 5520.0081 | 5865.2284 | 6204.4966 | 6537.9154 | 6865.5856 | 7187.6063 | 7504.075 | 7504.075 | 7504.075 | 7504.075 | 7504.075 | 7504.075 | 709.6866 | 711.0246 | 712.4651 | 713.9954 | 715.6033 | 717.2779 | 719.0088 | 720.7865 | 722.6019 | 724.4467 | 726.313 | 728.1936 | 730.0815 | 731.9702 | 733.8537 | 735.7262 | 737.5822 | 739.3136 | 740.9335 | 742.4289 | 743.8088 | 745.0819 | 746.2562 | 747.3391 | 748.3376 | 356.3274 | 356.9992 | 357.7225 | 358.4908 | 359.2982 | 360.139 | 361.0081 | 361.9006 | 362.8121 | 363.7383 | 364.6754 | 365.6196 | 366.5675 | 367.5159 | 368.4615 | 369.4017 | 370.3336 | 371.2029 | 372.0162 | 372.767 | 373.4599 | 374.0991 | 374.6887 | 375.2324 | 375.7337
ID_Industrial_Industrial - ID_Existing_Space Heating_Natural Gas_Thermostat - Connected_A | ID | Industrial | Industrial - ID | Existing | Space Heating | Natural Gas | Thermostat - Connected | A | IIM79 | Standard thermostat. | Thermostat connected to building management control system. | 5 | 9416.4829 | 0 | 0 | 222.91 | 14.83 | 0 | 0 | 0.27803 | 0.45 | Stat Unit | 0% | 25% | Discretionary | Retro12Med | 75.44% | Space Heating | 0% | 6.4828 |  | 4.0115 |  | 0.22342 | DL20_CSTAT_SMRT-Cool-RTF-v1.1-5 | IL TRM - CI-HVC-THST-V01-200101 | DL20_CSTAT_SMRT-Heat-RTF-v1.1-1 | Standard thermostat. | Standard thermostat. | Standard thermostat. | Standard thermostat. | Standard thermostat. | Standard thermostat. | Standard thermostat. | Standard thermostat. | Standard thermostat. | Standard thermostat. | Standard thermostat. | Standard thermostat. | Standard thermostat. | Standard thermostat. | Standard thermostat. | Standard thermostat. | Standard thermostat. | Standard thermostat. | Standard thermostat. | Standard thermostat. | Standard thermostat. | Standard thermostat. | Standard thermostat. | Standard thermostat. | Standard thermostat. | Standard thermostat. | Standard thermostat. | Thermostat connected to building management control system. | Thermostat connected to building management control system. | Thermostat connected to building management control system. | Thermostat connected to building management control system. | Thermostat connected to building management control system. | Thermostat connected to building management control system. | Thermostat connected to building management control system. | Thermostat connected to building management control system. | Thermostat connected to building management control system. | Thermostat connected to building management control system. | Thermostat connected to building management control system. | Thermostat connected to building management control system. | Thermostat connected to building management control system. | Thermostat connected to building management control system. | Thermostat connected to building management control system. | Thermostat connected to building management control system. | Thermostat connected to building management control system. | Thermostat connected to building management control system. | Thermostat connected to building management control system. | Thermostat connected to building management control system. | Thermostat connected to building management control system. | Thermostat connected to building management control system. | Thermostat connected to building management control system. | Thermostat connected to building management control system. | Thermostat connected to building management control system. | Thermostat connected to building management control system. | Thermostat connected to building management control system. | 222.91 | 222.91 | 222.91 | 222.91 | 222.91 | 222.91 | 222.91 | 222.91 | 222.91 | 222.91 | 222.91 | 222.91 | 222.91 | 222.91 | 222.91 | 222.91 | 222.91 | 222.91 | 222.91 | 222.91 | 222.91 | 222.91 | 222.91 | 222.91 | 222.91 | 222.91 | 222.91 | 0 | 0 | 9988.9449 | 9899.8077 | 9804.4071 | 9706.1699 | 9605.653 | 9503.3924 | 9400.0724 | 9295.8625 | 9190.9791 | 9085.4286 | 8978.9755 | 8871.149 | 8761.3024 | 8648.7283 | 8532.808 | 8418.674 | 8301.2207 | 8182.1998 | 8060.9677 | 7939.5889 | 7818.8893 | 7698.572 | 7578.3703 | 7459.7621 | 7341.5471 | 0.26097 | 0.25418 | 0.24739 | 0.24069 | 0.23409 | 0 | 0 | 0 | 0 | 0 | 0 | 0 | 0 | 0 | 0 | 0 | 0 | 0 | 0 | 0 | 0 | 0 | 0 | 0 | 0 | 0.26097 | 0.51281 | 0.75526 | 0.98838 | 1.2122 | 1.1993 | 1.1863 | 1.1731 | 1.1599 | 1.1466 | 1.1331 | 1.1195 | 1.1057 | 1.0915 | 1.0768 | 1.0624 | 1.0476 | 1.0326 | 1.0173 | 1.002 | 0.98674 | 0.97156 | 0.95639 | 0.94142 | 0.9265 | 0.026125 | 0.025675 | 0.025232 | 0.024797 | 0.02437 | 0 | 0 | 0 | 0 | 0 | 0 | 0 | 0 | 0 | 0 | 0 | 0 | 0 | 0 | 0 | 0 | 0 | 0 | 0 | 0 | 0.026125 | 0.0518 | 0.077033 | 0.10183 | 0.1262 | 0.1262 | 0.1262 | 0.1262 | 0.1262 | 0.1262 | 0.1262 | 0.1262 | 0.1262 | 0.1262 | 0.1262 | 0.1262 | 0.1262 | 0.1262 | 0.1262 | 0.1262 | 0.1262 | 0.1262 | 0.1262 | 0.1262 | 0.1262 | 0.22342 | 0.21911 | 0.21481 | 0.21055 | 0.20632 | 0 | 0 | 0 | 0 | 0 | 0 | 0 | 0 | 0 | 0 | 0 | 0 | 0 | 0 | 0 | 0 | 0 | 0 | 0 | 0 | 0.22342 | 0.44206 | 0.65581 | 0.86462 | 1.0685 | 1.0652 | 1.0618 | 1.0584 | 1.0549 | 1.0515 | 1.0481 | 1.0446 | 1.041 | 1.0372 | 1.0332 | 1.0291 | 1.0247 | 1.0204 | 1.0161 | 1.012 | 1.0082 | 1.0046 | 1.0012 | 0.99789 | 0.99476 | 0.022207 | 0.021824 | 0.021447 | 0.021078 | 0.020714 | 0 | 0 | 0 | 0 | 0 | 0 | 0 | 0 | 0 | 0 | 0 | 0 | 0 | 0 | 0 | 0 | 0 | 0 | 0 | 0 | 0.022207 | 0.04403 | 0.065478 | 0.086555 | 0.10727 | 0.10727 | 0.10727 | 0.10727 | 0.10727 | 0.10727 | 0.10727 | 0.10727 | 0.10727 | 0.10727 | 0.10727 | 0.10727 | 0.10727 | 0.10727 | 0.10727 | 0.10727 | 0.10727 | 0.10727 | 0.10727 | 0.10727 | 0.10727 | 0.22344 | 0.21915 | 0.2149 | 0.21069 | 0.20652 | 0 | 0 | 0 | 0 | 0 | 0 | 0 | 0 | 0 | 0 | 0 | 0 | 0 | 0 | 0 | 0 | 0 | 0 | 0 | 0 | 0.22344 | 0.44214 | 0.65607 | 0.86519 | 1.0695 | 1.0666 | 1.0635 | 1.0604 | 1.0571 | 1.0538 | 1.0504 | 1.0469 | 1.0434 | 1.0399 | 1.0363 | 1.0329 | 1.0296 | 1.0265 | 1.0238 | 1.0213 | 1.019 | 1.017 | 1.0152 | 1.0135 | 1.012 | 0.022207 | 0.021824 | 0.021447 | 0.021078 | 0.020714 | 0 | 0 | 0 | 0 | 0 | 0 | 0 | 0 | 0 | 0 | 0 | 0 | 0 | 0 | 0 | 0 | 0 | 0 | 0 | 0 | 0.022207 | 0.04403 | 0.065478 | 0.086555 | 0.10727 | 0.10727 | 0.10727 | 0.10727 | 0.10727 | 0.10727 | 0.10727 | 0.10727 | 0.10727 | 0.10727 | 0.10727 | 0.10727 | 0.10727 | 0.10727 | 0.10727 | 0.10727 | 0.10727 | 0.10727 | 0.10727 | 0.10727 | 0.10727 | 0.22344 | 0.21915 | 0.2149 | 0.21069 | 0.20652 | 0 | 0 | 0 | 0 | 0 | 0 | 0 | 0 | 0 | 0 | 0 | 0 | 0 | 0 | 0 | 0 | 0 | 0 | 0 | 0 | 0.22344 | 0.44214 | 0.65607 | 0.86519 | 1.0695 | 1.0666 | 1.0635 | 1.0604 | 1.0571 | 1.0538 | 1.0504 | 1.0469 | 1.0434 | 1.0399 | 1.0363 | 1.0329 | 1.0296 | 1.0265 | 1.0238 | 1.0213 | 1.019 | 1.017 | 1.0152 | 1.0135 | 1.012 | 0.022207 | 0.021824 | 0.021447 | 0.021078 | 0.020714 | 0 | 0 | 0 | 0 | 0 | 0 | 0 | 0 | 0 | 0 | 0 | 0 | 0 | 0 | 0 | 0 | 0 | 0 | 0 | 0 | 0.022207 | 0.04403 | 0.065478 | 0.086555 | 0.10727 | 0.10727 | 0.10727 | 0.10727 | 0.10727 | 0.10727 | 0.10727 | 0.10727 | 0.10727 | 0.10727 | 0.10727 | 0.10727 | 0.10727 | 0.10727 | 0.10727 | 0.10727 | 0.10727 | 0.10727 | 0.10727 | 0.10727 | 0.10727 | 6.3413 | 6.3533 | 6.3662 | 6.3798 | 6.3942 | 6.4092 | 6.4246 | 6.4405 | 6.4568 | 6.4732 | 6.4899 | 6.5067 | 6.5236 | 6.5405 | 6.5573 | 6.574 | 6.5906 | 6.6061 | 6.6206 | 6.6339 | 6.6462 | 6.6576 | 6.6681 | 6.6778 | 6.6867 | 3.9239 | 3.9313 | 3.9393 | 3.9477 | 3.9566 | 3.9659 | 3.9755 | 3.9853 | 3.9953 | 4.0055 | 4.0159 | 4.0262 | 4.0367 | 4.0471 | 4.0575 | 4.0679 | 4.0782 | 4.0877 | 4.0967 | 4.105 | 4.1126 | 4.1196 | 4.1261 | 4.1321 | 4.1376
ID_Industrial_Industrial - ID_Existing_Space Heating_Natural Gas_Gas Boiler - Maintenance_A | ID | Industrial | Industrial - ID | Existing | Space Heating | Natural Gas | Gas Boiler - Maintenance | A | IIM80 | Degrade performance | General cleaning and maintenance | 3 | 0.65929 | 0 | 0 | 0.95 | 0 | 0 | 0 | 0.27803 | 0.25 | kBtuh Heat | 20% | 30% | Discretionary | Retro20Fast | 65.82% | Boiler | 0% | 655.6791 |  | 276.9758 |  | 0.024943 | GBLR_MNT-Heating-ILTRM-v4.0-43 | GBLR_MNT-Heating-ILTRM-v4.0-43 | GBLR_MNT-Heating-ILTRM-v4.0-1 | Degrade performance | Degrade performance | Degrade performance | Degrade performance | Degrade performance | Degrade performance | Degrade performance | Degrade performance | Degrade performance | Degrade performance | Degrade performance | Degrade performance | Degrade performance | Degrade performance | Degrade performance | Degrade performance | Degrade performance | Degrade performance | Degrade performance | Degrade performance | Degrade performance | Degrade performance | Degrade performance | Degrade performance | Degrade performance | Degrade performance | Degrade performance | General cleaning and maintenance | General cleaning and maintenance | General cleaning and maintenance | General cleaning and maintenance | General cleaning and maintenance | General cleaning and maintenance | General cleaning and maintenance | General cleaning and maintenance | General cleaning and maintenance | General cleaning and maintenance | General cleaning and maintenance | General cleaning and maintenance | General cleaning and maintenance | General cleaning and maintenance | General cleaning and maintenance | General cleaning and maintenance | General cleaning and maintenance | General cleaning and maintenance | General cleaning and maintenance | General cleaning and maintenance | General cleaning and maintenance | General cleaning and maintenance | General cleaning and maintenance | General cleaning and maintenance | General cleaning and maintenance | General cleaning and maintenance | General cleaning and maintenance | 0.95 | 0.95 | 0.95 | 0.95 | 0.95 | 0.95 | 0.95 | 0.95 | 0.95 | 0.95 | 0.95 | 0.95 | 0.95 | 0.95 | 0.95 | 0.95 | 0.95 | 0.95 | 0.95 | 0.95 | 0.95 | 0.95 | 0.95 | 0.95 | 0.95 | 0.95 | 0.95 | 0 | 0 | 0.69273 | 0.68087 | 0.66845 | 0.65562 | 0.64233 | 0.62974 | 0.61675 | 0.60332 | 0.58949 | 0.57535 | 0.56114 | 0.54706 | 0.53316 | 0.51962 | 0.50661 | 0.4957 | 0.48537 | 0.47559 | 0.46623 | 0.45717 | 0.449 | 0.44085 | 0.43268 | 0.42461 | 0.41655 | 0.029102 | 0.019703 | 0.01316 | 0 | 0 | 0 | 0 | 0 | 0 | 0 | 0 | 0 | 0 | 0 | 0 | 0 | 0 | 0 | 0 | 0 | 0 | 0 | 0 | 0 | 0 | 0.029102 | 0.048307 | 0.060586 | 0.059424 | 0.058219 | 0.057078 | 0.0559 | 0.054683 | 0.053429 | 0.052148 | 0.05086 | 0.049583 | 0.048324 | 0.047097 | 0.045917 | 0.044929 | 0.043992 | 0.043106 | 0.042257 | 0.041436 | 0.040696 | 0.039957 | 0.039217 | 0.038485 | 0.037754 | 42.0106 | 28.9384 | 19.6877 | 0 | 0 | 0 | 0 | 0 | 0 | 0 | 0 | 0 | 0 | 0 | 0 | 0 | 0 | 0 | 0 | 0 | 0 | 0 | 0 | 0 | 0 | 42.0106 | 70.949 | 90.6367 | 90.6367 | 90.6367 | 90.6367 | 90.6367 | 90.6367 | 90.6367 | 90.6367 | 90.6367 | 90.6367 | 90.6367 | 90.6367 | 90.6367 | 90.6367 | 90.6367 | 90.6367 | 90.6367 | 90.6367 | 90.6367 | 90.6367 | 90.6367 | 90.6367 | 90.6367 | 0.024943 | 0.017023 | 0.011467 | 0 | 0 | 0 | 0 | 0 | 0 | 0 | 0 | 0 | 0 | 0 | 0 | 0 | 0 | 0 | 0 | 0 | 0 | 0 | 0 | 0 | 0 | 0.024943 | 0.041736 | 0.052793 | 0.052236 | 0.051641 | 0.051087 | 0.0505 | 0.049877 | 0.049221 | 0.048537 | 0.047843 | 0.047152 | 0.04647 | 0.04581 | 0.045185 | 0.044695 | 0.044251 | 0.043851 | 0.043489 | 0.043158 | 0.042903 | 0.042654 | 0.042408 | 0.042164 | 0.041922 | 35.709 | 24.5977 | 16.7346 | 0 | 0 | 0 | 0 | 0 | 0 | 0 | 0 | 0 | 0 | 0 | 0 | 0 | 0 | 0 | 0 | 0 | 0 | 0 | 0 | 0 | 0 | 35.709 | 60.3067 | 77.0412 | 77.0412 | 77.0412 | 77.0412 | 77.0412 | 77.0412 | 77.0412 | 77.0412 | 77.0412 | 77.0412 | 77.0412 | 77.0412 | 77.0412 | 77.0412 | 77.0412 | 77.0412 | 77.0412 | 77.0412 | 77.0412 | 77.0412 | 77.0412 | 77.0412 | 77.0412 | 0.024945 | 0.017026 | 0.011472 | 0 | 0 | 0 | 0 | 0 | 0 | 0 | 0 | 0 | 0 | 0 | 0 | 0 | 0 | 0 | 0 | 0 | 0 | 0 | 0 | 0 | 0 | 0.024945 | 0.041744 | 0.052813 | 0.052271 | 0.051691 | 0.051154 | 0.050582 | 0.04997 | 0.049321 | 0.048641 | 0.047947 | 0.047257 | 0.046578 | 0.045928 | 0.04532 | 0.044861 | 0.04446 | 0.044115 | 0.043818 | 0.043553 | 0.043365 | 0.043182 | 0.043002 | 0.042824 | 0.042647 | 35.709 | 24.5977 | 16.7346 | 0 | 0 | 0 | 0 | 0 | 0 | 0 | 0 | 0 | 0 | 0 | 0 | 0 | 0 | 0 | 0 | 0 | 0 | 0 | 0 | 0 | 0 | 35.709 | 60.3067 | 77.0412 | 77.0412 | 77.0412 | 77.0412 | 77.0412 | 77.0412 | 77.0412 | 77.0412 | 77.0412 | 77.0412 | 77.0412 | 77.0412 | 77.0412 | 77.0412 | 77.0412 | 77.0412 | 77.0412 | 77.0412 | 77.0412 | 77.0412 | 77.0412 | 77.0412 | 77.0412 | 0.024945 | 0.017026 | 0.011472 | 0 | 0 | 0 | 0 | 0 | 0 | 0 | 0 | 0 | 0 | 0 | 0 | 0 | 0 | 0 | 0 | 0 | 0 | 0 | 0 | 0 | 0 | 0.024945 | 0.041744 | 0.052813 | 0.052271 | 0.051691 | 0.051154 | 0.050582 | 0.04997 | 0.049321 | 0.048641 | 0.047947 | 0.047257 | 0.046578 | 0.045928 | 0.04532 | 0.044861 | 0.04446 | 0.044115 | 0.043818 | 0.043553 | 0.043365 | 0.043182 | 0.043002 | 0.042824 | 0.042647 | 35.709 | 24.5977 | 16.7346 | 0 | 0 | 0 | 0 | 0 | 0 | 0 | 0 | 0 | 0 | 0 | 0 | 0 | 0 | 0 | 0 | 0 | 0 | 0 | 0 | 0 | 0 | 35.709 | 60.3067 | 77.0412 | 77.0412 | 77.0412 | 77.0412 | 77.0412 | 77.0412 | 77.0412 | 77.0412 | 77.0412 | 77.0412 | 77.0412 | 77.0412 | 77.0412 | 77.0412 | 77.0412 | 77.0412 | 77.0412 | 77.0412 | 77.0412 | 77.0412 | 77.0412 | 77.0412 | 77.0412 | 642.6769 | 644.2857 | 645.8711 | 647.4288 | 648.9546 | 650.4448 | 651.8957 | 653.304 | 654.6666 | 655.9806 | 657.2432 | 658.452 | 659.6045 | 660.6986 | 661.7321 | 662.7032 | 663.61 | 664.451 | 665.2247 | 665.9295 | 666.5716 | 667.1564 | 667.689 | 668.1738 | 668.6152 | 271.4833 | 272.1629 | 272.8327 | 273.4907 | 274.1352 | 274.7647 | 275.3776 | 275.9725 | 276.5481 | 277.1032 | 277.6365 | 278.1471 | 278.634 | 279.0962 | 279.5327 | 279.9429 | 280.326 | 280.6813 | 281.0081 | 281.3059 | 281.5771 | 281.8241 | 282.0491 | 282.2539 | 282.4403
ID_Industrial_Industrial - ID_Existing_Space Heating_Natural Gas_Gas Furnace - Maintenance_A | ID | Industrial | Industrial - ID | Existing | Space Heating | Natural Gas | Gas Furnace - Maintenance | A | IIM81 | Degrade performance | General cleaning and maintenance | 3 | 0.65929 | 0 | 0 | 0.95 | 0 | 0 | 0 | 0.27803 | 0.25 | kBtuh Heat | 20% | 30% | Discretionary | Retro20Fast | 65.82% | Furnace | 0% | 663.6348 |  | 280.3365 |  | 0.015697 | IL TRM - CI-HVC-FTUN-V03-200101 | GBLR_MNT-Heating-ILTRM-v4.0-43 | IL TRM - CI-HVC-FTUN-V03-200101 | Degrade performance | Degrade performance | Degrade performance | Degrade performance | Degrade performance | Degrade performance | Degrade performance | Degrade performance | Degrade performance | Degrade performance | Degrade performance | Degrade performance | Degrade performance | Degrade performance | Degrade performance | Degrade performance | Degrade performance | Degrade performance | Degrade performance | Degrade performance | Degrade performance | Degrade performance | Degrade performance | Degrade performance | Degrade performance | Degrade performance | Degrade performance | General cleaning and maintenance | General cleaning and maintenance | General cleaning and maintenance | General cleaning and maintenance | General cleaning and maintenance | General cleaning and maintenance | General cleaning and maintenance | General cleaning and maintenance | General cleaning and maintenance | General cleaning and maintenance | General cleaning and maintenance | General cleaning and maintenance | General cleaning and maintenance | General cleaning and maintenance | General cleaning and maintenance | General cleaning and maintenance | General cleaning and maintenance | General cleaning and maintenance | General cleaning and maintenance | General cleaning and maintenance | General cleaning and maintenance | General cleaning and maintenance | General cleaning and maintenance | General cleaning and maintenance | General cleaning and maintenance | General cleaning and maintenance | General cleaning and maintenance | 0.95 | 0.95 | 0.95 | 0.95 | 0.95 | 0.95 | 0.95 | 0.95 | 0.95 | 0.95 | 0.95 | 0.95 | 0.95 | 0.95 | 0.95 | 0.95 | 0.95 | 0.95 | 0.95 | 0.95 | 0.95 | 0.95 | 0.95 | 0.95 | 0.95 | 0.95 | 0.95 | 0 | 0 | 0.6957 | 0.68413 | 0.67165 | 0.6585 | 0.64458 | 0.63113 | 0.61705 | 0.60236 | 0.58713 | 0.57148 | 0.55567 | 0.53994 | 0.52435 | 0.5091 | 0.49436 | 0.48168 | 0.46957 | 0.45821 | 0.44743 | 0.43714 | 0.42787 | 0.41876 | 0.40979 | 0.40103 | 0.39241 | 0.018314 | 0.012405 | 0.0082859 | 0 | 0 | 0 | 0 | 0 | 0 | 0 | 0 | 0 | 0 | 0 | 0 | 0 | 0 | 0 | 0 | 0 | 0 | 0 | 0 | 0 | 0 | 0.018314 | 0.030415 | 0.038146 | 0.037399 | 0.036608 | 0.035844 | 0.035045 | 0.034211 | 0.033345 | 0.032457 | 0.031559 | 0.030665 | 0.02978 | 0.028914 | 0.028077 | 0.027356 | 0.026669 | 0.026024 | 0.025411 | 0.024827 | 0.0243 | 0.023783 | 0.023274 | 0.022776 | 0.022287 | 26.3244 | 18.1332 | 12.3366 | 0 | 0 | 0 | 0 | 0 | 0 | 0 | 0 | 0 | 0 | 0 | 0 | 0 | 0 | 0 | 0 | 0 | 0 | 0 | 0 | 0 | 0 | 26.3244 | 44.4575 | 56.7941 | 56.7941 | 56.7941 | 56.7941 | 56.7941 | 56.7941 | 56.7941 | 56.7941 | 56.7941 | 56.7941 | 56.7941 | 56.7941 | 56.7941 | 56.7941 | 56.7941 | 56.7941 | 56.7941 | 56.7941 | 56.7941 | 56.7941 | 56.7941 | 56.7941 | 56.7941 | 0.015697 | 0.010719 | 0.0072205 | 0 | 0 | 0 | 0 | 0 | 0 | 0 | 0 | 0 | 0 | 0 | 0 | 0 | 0 | 0 | 0 | 0 | 0 | 0 | 0 | 0 | 0 | 0.015697 | 0.026279 | 0.033241 | 0.032877 | 0.032474 | 0.032084 | 0.031662 | 0.031206 | 0.030721 | 0.030212 | 0.029689 | 0.029164 | 0.02864 | 0.028126 | 0.027631 | 0.027217 | 0.026828 | 0.026476 | 0.026155 | 0.025861 | 0.02562 | 0.025391 | 0.02517 | 0.024956 | 0.02475 | 22.3757 | 15.4132 | 10.4861 | 0 | 0 | 0 | 0 | 0 | 0 | 0 | 0 | 0 | 0 | 0 | 0 | 0 | 0 | 0 | 0 | 0 | 0 | 0 | 0 | 0 | 0 | 22.3757 | 37.7889 | 48.275 | 48.275 | 48.275 | 48.275 | 48.275 | 48.275 | 48.275 | 48.275 | 48.275 | 48.275 | 48.275 | 48.275 | 48.275 | 48.275 | 48.275 | 48.275 | 48.275 | 48.275 | 48.275 | 48.275 | 48.275 | 48.275 | 48.275 | 0.015698 | 0.01072 | 0.0072234 | 0 | 0 | 0 | 0 | 0 | 0 | 0 | 0 | 0 | 0 | 0 | 0 | 0 | 0 | 0 | 0 | 0 | 0 | 0 | 0 | 0 | 0 | 0.015698 | 0.026284 | 0.033254 | 0.032899 | 0.032506 | 0.032127 | 0.031713 | 0.031265 | 0.030784 | 0.030277 | 0.029754 | 0.029229 | 0.028707 | 0.028198 | 0.027714 | 0.027318 | 0.026955 | 0.026635 | 0.026352 | 0.026098 | 0.025896 | 0.025705 | 0.025523 | 0.025347 | 0.025177 | 22.3757 | 15.4132 | 10.4861 | 0 | 0 | 0 | 0 | 0 | 0 | 0 | 0 | 0 | 0 | 0 | 0 | 0 | 0 | 0 | 0 | 0 | 0 | 0 | 0 | 0 | 0 | 22.3757 | 37.7889 | 48.275 | 48.275 | 48.275 | 48.275 | 48.275 | 48.275 | 48.275 | 48.275 | 48.275 | 48.275 | 48.275 | 48.275 | 48.275 | 48.275 | 48.275 | 48.275 | 48.275 | 48.275 | 48.275 | 48.275 | 48.275 | 48.275 | 48.275 | 0.015698 | 0.01072 | 0.0072234 | 0 | 0 | 0 | 0 | 0 | 0 | 0 | 0 | 0 | 0 | 0 | 0 | 0 | 0 | 0 | 0 | 0 | 0 | 0 | 0 | 0 | 0 | 0.015698 | 0.026284 | 0.033254 | 0.032899 | 0.032506 | 0.032127 | 0.031713 | 0.031265 | 0.030784 | 0.030277 | 0.029754 | 0.029229 | 0.028707 | 0.028198 | 0.027714 | 0.027318 | 0.026955 | 0.026635 | 0.026352 | 0.026098 | 0.025896 | 0.025705 | 0.025523 | 0.025347 | 0.025177 | 22.3757 | 15.4132 | 10.4861 | 0 | 0 | 0 | 0 | 0 | 0 | 0 | 0 | 0 | 0 | 0 | 0 | 0 | 0 | 0 | 0 | 0 | 0 | 0 | 0 | 0 | 0 | 22.3757 | 37.7889 | 48.275 | 48.275 | 48.275 | 48.275 | 48.275 | 48.275 | 48.275 | 48.275 | 48.275 | 48.275 | 48.275 | 48.275 | 48.275 | 48.275 | 48.275 | 48.275 | 48.275 | 48.275 | 48.275 | 48.275 | 48.275 | 48.275 | 48.275 | 639.8055 | 640.9886 | 642.4974 | 644.3033 | 646.3806 | 648.7056 | 651.2571 | 654.0153 | 656.9622 | 660.081 | 663.3563 | 666.7734 | 670.319 | 673.9802 | 677.7449 | 681.6018 | 685.5402 | 689.2425 | 692.7469 | 696.0136 | 699.0564 | 701.8889 | 704.5239 | 706.9739 | 709.2506 | 270.2704 | 270.7702 | 271.4075 | 272.1704 | 273.0479 | 274.03 | 275.1078 | 276.273 | 277.5178 | 278.8353 | 280.2188 | 281.6623 | 283.1601 | 284.7066 | 286.297 | 287.9262 | 289.5899 | 291.1539 | 292.6342 | 294.0141 | 295.2995 | 296.496 | 297.6091 | 298.644 | 299.6058
ID_Industrial_Industrial - ID_Existing_Space Heating_Natural Gas_Gas Furnace - Tube Inserts_A | ID | Industrial | Industrial - ID | Existing | Space Heating | Natural Gas | Gas Furnace - Tube Inserts | A | IIM82 | None | Tube inserts installed | 5 | 0 | 0 | 0 | 1 | 0 | 0 | 0 | 0.27803 | 0.25 | sqft | 0% | 0% | Discretionary | Retro3Slow | 84.16% | Furnace | 0% | 0 |  | 0 |  | 0 | n/a | n/a | n/a | None | None | None | None | None | None | None | None | None | None | None | None | None | None | None | None | None | None | None | None | None | None | None | None | None | None | None | Tube inserts installed | Tube inserts installed | Tube inserts installed | Tube inserts installed | Tube inserts installed | Tube inserts installed | Tube inserts installed | Tube inserts installed | Tube inserts installed | Tube inserts installed | Tube inserts installed | Tube inserts installed | Tube inserts installed | Tube inserts installed | Tube inserts installed | Tube inserts installed | Tube inserts installed | Tube inserts installed | Tube inserts installed | Tube inserts installed | Tube inserts installed | Tube inserts installed | Tube inserts installed | Tube inserts installed | Tube inserts installed | Tube inserts installed | Tube inserts installed | 1 | 1 | 1 | 1 | 1 | 1 | 1 | 1 | 1 | 1 | 1 | 1 | 1 | 1 | 1 | 1 | 1 | 1 | 1 | 1 | 1 | 1 | 1 | 1 | 1 | 1 | 1 | 0 | 0 | 0 | 0 | 0 | 0 | 0 | 0 | 0 | 0 | 0 | 0 | 0 | 0 | 0 | 0 | 0 | 0 | 0 | 0 | 0 | 0 | 0 | 0 | 0 | 0 | 0 | 0 | 0 | 0 | 0 | 0 | 0 | 0 | 0 | 0 | 0 | 0 | 0 | 0 | 0 | 0 | 0 | 0 | 0 | 0 | 0 | 0 | 0 | 0 | 0 | 0 | 0 | 0 | 0 | 0 | 0 | 0 | 0 | 0 | 0 | 0 | 0 | 0 | 0 | 0 | 0 | 0 | 0 | 0 | 0 | 0 | 0 | 0 | 0 | 0 | 0 | 0 | 0 | 0 | 0 | 0 | 0 | 0 | 0 | 0 | 0 | 0 | 0 | 0 | 0 | 0 | 0 | 0 | 0 | 0 | 0 | 0 | 0 | 0 | 0 | 0 | 0 | 0 | 0 | 0 | 0 | 0 | 0 | 0 | 0 | 0 | 0 | 0 | 0 | 0 | 0 | 0 | 0 | 0 | 0 | 0 | 0 | 0 | 0 | 0 | 0 | 0 | 0 | 0 | 0 | 0 | 0 | 0 | 0 | 0 | 0 | 0 | 0 | 0 | 0 | 0 | 0 | 0 | 0 | 0 | 0 | 0 | 0 | 0 | 0 | 0 | 0 | 0 | 0 | 0 | 0 | 0 | 0 | 0 | 0 | 0 | 0 | 0 | 0 | 0 | 0 | 0 | 0 | 0 | 0 | 0 | 0 | 0 | 0 | 0 | 0 | 0 | 0 | 0 | 0 | 0 | 0 | 0 | 0 | 0 | 0 | 0 | 0 | 0 | 0 | 0 | 0 | 0 | 0 | 0 | 0 | 0 | 0 | 0 | 0 | 0 | 0 | 0 | 0 | 0 | 0 | 0 | 0 | 0 | 0 | 0 | 0 | 0 | 0 | 0 | 0 | 0 | 0 | 0 | 0 | 0 | 0 | 0 | 0 | 0 | 0 | 0 | 0 | 0 | 0 | 0 | 0 | 0 | 0 | 0 | 0 | 0 | 0 | 0 | 0 | 0 | 0 | 0 | 0 | 0 | 0 | 0 | 0 | 0 | 0 | 0 | 0 | 0 | 0 | 0 | 0 | 0 | 0 | 0 | 0 | 0 | 0 | 0 | 0 | 0 | 0 | 0 | 0 | 0 | 0 | 0 | 0 | 0 | 0 | 0 | 0 | 0 | 0 | 0 | 0 | 0 | 0 | 0 | 0 | 0 | 0 | 0 | 0 | 0 | 0 | 0 | 0 | 0 | 0 | 0 | 0 | 0 | 0 | 0 | 0 | 0 | 0 | 0 | 0 | 0 | 0 | 0 | 0 | 0 | 0 | 0 | 0 | 0 | 0 | 0 | 0 | 0 | 0 | 0 | 0 | 0 | 0 | 0 | 0 | 0 | 0 | 0 | 0 | 0 | 0 | 0 | 0 | 0 | 0 | 0 | 0 | 0 | 0 | 0 | 0 | 0 | 0 | 0 | 0 | 0 | 0 | 0 | 0 | 0 | 0 | 0 | 0 | 0 | 0 | 0 | 0 | 0 | 0 | 0 | 0 | 0 | 0 | 0 | 0 | 0 | 0 | 0 | 0 | 0 | 0 | 0 | 0 | 0 | 0 | 0 | 0 | 0 | 0 | 0 | 0 | 0 | 0 | 0 | 0 | 0 | 0 | 0 | 0 | 0 | 0 | 0 | 0 | 0 | 0 | 0 | 0 | 0 | 0 | 0 | 0 | 0 | 0 | 0 | 0 | 0 | 0 | 0 | 0 | 0 | 0 | 0 | 0 | 0 | 0 | 0 | 0 | 0 | 0 | 0 | 0 | 0 | 0 | 0 | 0 | 0 | 0 | 0 | 0 | 0 | 0 | 0 | 0 | 0 | 0 | 0 | 0 | 0 | 0 | 0 | 0 | 0 | 0 | 0 | 0 | 0 | 0 | 0 | 0 | 0 | 0 | 0 | 0 | 0 | 0 | 0 | 0 | 0 | 0 | 0 | 0 | 0 | 0 | 0 | 0 | 0 | 0 | 0 | 0 | 0 | 0 | 0 | 0 | 0 | 0 | 0 | 0
ID_Industrial_Industrial - ID_Existing_Space Heating_Natural Gas_Gas Boiler - Burner Control Optimization_A | ID | Industrial | Industrial - ID | Existing | Space Heating | Natural Gas | Gas Boiler - Burner Control Optimization | A | IIM83 | Average performance | Optimized burner controls | 18 | 0.31866 | 0 | 0 | 0.94 | 0 | 0 | 0 | 0.27803 | 0.25 | kBtuh heat | 5% | 85% | Discretionary | Retro3Slow | 84.16% | Boiler | 0% | 348.4937 |  | 147.2128 |  | 0.0024168 | GBLR_O2TRM-Heating-ILTRM-v4.0-1 | GBLR_O2TRM-Heating-MEMD-2018-1 | GBLR_O2TRM-Heating-ILTRM-v4.0-1 | Average performance | Average performance | Average performance | Average performance | Average performance | Average performance | Average performance | Average performance | Average performance | Average performance | Average performance | Average performance | Average performance | Average performance | Average performance | Average performance | Average performance | Average performance | Average performance | Average performance | Average performance | Average performance | Average performance | Average performance | Average performance | Average performance | Average performance | Optimized burner controls | Optimized burner controls | Optimized burner controls | Optimized burner controls | Optimized burner controls | Optimized burner controls | Optimized burner controls | Optimized burner controls | Optimized burner controls | Optimized burner controls | Optimized burner controls | Optimized burner controls | Optimized burner controls | Optimized burner controls | Optimized burner controls | Optimized burner controls | Optimized burner controls | Optimized burner controls | Optimized burner controls | Optimized burner controls | Optimized burner controls | Optimized burner controls | Optimized burner controls | Optimized burner controls | Optimized burner controls | Optimized burner controls | Optimized burner controls | 0.94 | 0.94 | 0.94 | 0.94 | 0.94 | 0.94 | 0.94 | 0.94 | 0.94 | 0.94 | 0.94 | 0.94 | 0.94 | 0.94 | 0.94 | 0.94 | 0.94 | 0.94 | 0.94 | 0.94 | 0.94 | 0.94 | 0.94 | 0.94 | 0.94 | 0.94 | 0.94 | 0 | 0 | 0.33559 | 0.33065 | 0.3255 | 0.32022 | 0.31482 | 0.30985 | 0.30476 | 0.29956 | 0.29426 | 0.28889 | 0.28349 | 0.27809 | 0.27272 | 0.2674 | 0.26216 | 0.25778 | 0.2535 | 0.24931 | 0.24517 | 0.24107 | 0.23713 | 0.23318 | 0.22922 | 0.2253 | 0.22139 | 0.0028207 | 0.0042933 | 0.0083071 | 0.014055 | 0.021124 | 0.028605 | 0.035191 | 0.03966 | 0.041232 | 0.039782 | 0.035808 | 0.030205 | 0.023973 | 0.017967 | 0.012756 | 0.0086285 | 0.0055593 | 0.0034193 | 0 | 0 | 0 | 0 | 0 | 0 | 0 | 0.0028207 | 0.0070726 | 0.015269 | 0.029077 | 0.04971 | 0.077531 | 0.11145 | 0.14921 | 0.1878 | 0.22416 | 0.25577 | 0.2811 | 0.29964 | 0.31177 | 0.31841 | 0.32173 | 0.32195 | 0.32004 | 0.31472 | 0.30947 | 0.3044 | 0.29933 | 0.29425 | 0.28922 | 0.2842 | 8.4053 | 12.9845 | 25.5213 | 43.8922 | 67.0995 | 92.3197 | 115.4719 | 132.3945 | 140.1205 | 137.7046 | 126.3084 | 108.6143 | 87.9049 | 67.1917 | 48.656 | 33.472 | 21.9299 | 13.7148 | 0 | 0 | 0 | 0 | 0 | 0 | 0 | 8.4053 | 21.3898 | 46.911 | 90.8032 | 157.9027 | 250.2224 | 365.6943 | 498.0888 | 638.2093 | 775.914 | 902.2223 | 1010.8367 | 1098.7415 | 1165.9332 | 1214.5893 | 1248.0613 | 1269.9912 | 1283.706 | 1283.706 | 1283.706 | 1283.706 | 1283.706 | 1283.706 | 1283.706 | 1283.706 | 0.0024168 | 0.0037067 | 0.0072304 | 0.012336 | 0.018698 | 0.025534 | 0.031686 | 0.036028 | 0.0378 | 0.036816 | 0.03346 | 0.028506 | 0.022857 | 0.017312 | 0.012423 | 0.0084892 | 0.0055268 | 0.0034359 | 0 | 0 | 0 | 0 | 0 | 0 | 0 | 0.0024168 | 0.0061062 | 0.01329 | 0.02552 | 0.044001 | 0.069208 | 0.10035 | 0.13554 | 0.17217 | 0.20744 | 0.239 | 0.2653 | 0.2857 | 0.3004 | 0.31012 | 0.31654 | 0.32006 | 0.3216 | 0.31979 | 0.31811 | 0.31663 | 0.3152 | 0.31381 | 0.31242 | 0.31106 | 7.1445 | 11.0368 | 21.6931 | 37.3083 | 57.0346 | 78.4717 | 98.1511 | 112.5354 | 119.1024 | 117.0489 | 107.3621 | 92.3222 | 74.7192 | 57.1129 | 41.3576 | 28.4512 | 18.6404 | 11.6576 | 0 | 0 | 0 | 0 | 0 | 0 | 0 | 7.1445 | 18.1813 | 39.8744 | 77.1827 | 134.2173 | 212.689 | 310.8402 | 423.3755 | 542.4779 | 659.5269 | 766.889 | 859.2112 | 933.9303 | 991.0432 | 1032.4009 | 1060.8521 | 1079.4925 | 1091.1501 | 1091.1501 | 1091.1501 | 1091.1501 | 1091.1501 | 1091.1501 | 1091.1501 | 1091.1501 | 0.0024169 | 0.0037074 | 0.0072333 | 0.012344 | 0.018716 | 0.025568 | 0.031738 | 0.036096 | 0.037878 | 0.036895 | 0.033533 | 0.02857 | 0.022911 | 0.017356 | 0.012461 | 0.0085208 | 0.0055529 | 0.0034566 | 0 | 0 | 0 | 0 | 0 | 0 | 0 | 0.0024169 | 0.0061073 | 0.013296 | 0.025537 | 0.044045 | 0.069299 | 0.10051 | 0.1358 | 0.17252 | 0.20789 | 0.23953 | 0.26589 | 0.28637 | 0.30116 | 0.31105 | 0.31771 | 0.32158 | 0.32353 | 0.32221 | 0.32102 | 0.32004 | 0.3191 | 0.3182 | 0.31731 | 0.31644 | 7.1445 | 11.0368 | 21.6931 | 37.3083 | 57.0346 | 78.4717 | 98.1511 | 112.5354 | 119.1024 | 117.0489 | 107.3621 | 92.3222 | 74.7192 | 57.1129 | 41.3576 | 28.4512 | 18.6404 | 11.6576 | 0 | 0 | 0 | 0 | 0 | 0 | 0 | 7.1445 | 18.1813 | 39.8744 | 77.1827 | 134.2173 | 212.689 | 310.8402 | 423.3755 | 542.4779 | 659.5269 | 766.889 | 859.2112 | 933.9303 | 991.0432 | 1032.4009 | 1060.8521 | 1079.4925 | 1091.1501 | 1091.1501 | 1091.1501 | 1091.1501 | 1091.1501 | 1091.1501 | 1091.1501 | 1091.1501 | 0.0024169 | 0.0037074 | 0.0072333 | 0.012344 | 0.018716 | 0.025568 | 0.031738 | 0.036096 | 0.037878 | 0.036895 | 0.033533 | 0.02857 | 0.022911 | 0.017356 | 0.012461 | 0.0085208 | 0.0055529 | 0.0034566 | 0 | 0 | 0 | 0 | 0 | 0 | 0 | 0.0024169 | 0.0061073 | 0.013296 | 0.025537 | 0.044045 | 0.069299 | 0.10051 | 0.1358 | 0.17252 | 0.20789 | 0.23953 | 0.26589 | 0.28637 | 0.30116 | 0.31105 | 0.31771 | 0.32158 | 0.32353 | 0.32221 | 0.32102 | 0.32004 | 0.3191 | 0.3182 | 0.31731 | 0.31644 | 7.1445 | 11.0368 | 21.6931 | 37.3083 | 57.0346 | 78.4717 | 98.1511 | 112.5354 | 119.1024 | 117.0489 | 107.3621 | 92.3222 | 74.7192 | 57.1129 | 41.3576 | 28.4512 | 18.6404 | 11.6576 | 0 | 0 | 0 | 0 | 0 | 0 | 0 | 7.1445 | 18.1813 | 39.8744 | 77.1827 | 134.2173 | 212.689 | 310.8402 | 423.3755 | 542.4779 | 659.5269 | 766.889 | 859.2112 | 933.9303 | 991.0432 | 1032.4009 | 1060.8521 | 1079.4925 | 1091.1501 | 1091.1501 | 1091.1501 | 1091.1501 | 1091.1501 | 1091.1501 | 1091.1501 | 1091.1501 | 341.583 | 342.4381 | 343.2808 | 344.1087 | 344.9196 | 345.7116 | 346.4828 | 347.2313 | 347.9555 | 348.6539 | 349.325 | 349.9675 | 350.5801 | 351.1615 | 351.7109 | 352.227 | 352.709 | 353.156 | 353.5672 | 353.9418 | 354.2831 | 354.5939 | 354.8769 | 355.1346 | 355.3692 | 144.2935 | 144.6547 | 145.0107 | 145.3604 | 145.703 | 146.0375 | 146.3633 | 146.6795 | 146.9854 | 147.2804 | 147.5639 | 147.8353 | 148.0941 | 148.3397 | 148.5718 | 148.7898 | 148.9934 | 149.1822 | 149.3559 | 149.5142 | 149.6583 | 149.7896 | 149.9092 | 150.0181 | 150.1172
ID_Industrial_Industrial - ID_Existing_Space Heating_Natural Gas_Gas Boiler - High Turndown Burner_A | ID | Industrial | Industrial - ID | Existing | Space Heating | Natural Gas | Gas Boiler - High Turndown Burner | A | IIM84 | No control | Turndown control installed | 15 | 1.0988 | 0 | 0 | 2.8 | 0 | 0 | 0 | 0.27803 | 0.25 | kbtuh heat | 25% | 50% | Discretionary | Retro12Med | 75.44% | Boiler | 0% | 332.7486 |  | 140.5616 |  | 0.051512 | GBLR_TRN-Heating-MNTRM-v2.1-1 | GBLR_TRN-Heating-MNTRM-v2.1-1 | GBLR_TRN-Heating-MNTRM-v2.1-1 | No control | No control | No control | No control | No control | No control | No control | No control | No control | No control | No control | No control | No control | No control | No control | No control | No control | No control | No control | No control | No control | No control | No control | No control | No control | No control | No control | Turndown control installed | Turndown control installed | Turndown control installed | Turndown control installed | Turndown control installed | Turndown control installed | Turndown control installed | Turndown control installed | Turndown control installed | Turndown control installed | Turndown control installed | Turndown control installed | Turndown control installed | Turndown control installed | Turndown control installed | Turndown control installed | Turndown control installed | Turndown control installed | Turndown control installed | Turndown control installed | Turndown control installed | Turndown control installed | Turndown control installed | Turndown control installed | Turndown control installed | Turndown control installed | Turndown control installed | 2.8 | 2.8 | 2.8 | 2.8 | 2.8 | 2.8 | 2.8 | 2.8 | 2.8 | 2.8 | 2.8 | 2.8 | 2.8 | 2.8 | 2.8 | 2.8 | 2.8 | 2.8 | 2.8 | 2.8 | 2.8 | 2.8 | 2.8 | 2.8 | 2.8 | 2.8 | 2.8 | 0 | 0 | 1.1578 | 1.1415 | 1.1246 | 1.1074 | 1.0902 | 1.0747 | 1.0592 | 1.0437 | 1.0283 | 1.0131 | 0.99804 | 0.98312 | 0.96824 | 0.95328 | 0.93813 | 0.92549 | 0.91259 | 0.89944 | 0.88598 | 0.87244 | 0.8589 | 0.84534 | 0.83175 | 0.81828 | 0.80481 | 0.060127 | 0.058257 | 0.056403 | 0.054587 | 0.052809 | 0.046047 | 0.035681 | 0.027642 | 0.021412 | 0.016585 | 0.012845 | 0.009948 | 0.0077028 | 0.0059624 | 0.0046132 | 0 | 0 | 0 | 0 | 0 | 0 | 0 | 0 | 0 | 0 | 0.060127 | 0.11754 | 0.1722 | 0.22416 | 0.27347 | 0.31565 | 0.34678 | 0.36935 | 0.38531 | 0.39619 | 0.40314 | 0.40706 | 0.40861 | 0.40826 | 0.40638 | 0.4009 | 0.39532 | 0.38962 | 0.38379 | 0.37792 | 0.37206 | 0.36619 | 0.3603 | 0.35446 | 0.34863 | 51.9316 | 51.0362 | 50.1563 | 49.2915 | 48.4417 | 42.8458 | 33.6857 | 26.4839 | 20.8218 | 16.3703 | 12.8704 | 10.1188 | 7.9555 | 6.2547 | 4.9175 | 0 | 0 | 0 | 0 | 0 | 0 | 0 | 0 | 0 | 0 | 51.9316 | 102.9679 | 153.1242 | 202.4157 | 250.8574 | 293.7032 | 327.3889 | 353.8729 | 374.6947 | 391.065 | 403.9354 | 414.0542 | 422.0097 | 428.2644 | 433.1818 | 433.1818 | 433.1818 | 433.1818 | 433.1818 | 433.1818 | 433.1818 | 433.1818 | 433.1818 | 433.1818 | 433.1818 | 0.051512 | 0.050288 | 0.049079 | 0.047888 | 0.046715 | 0.041068 | 0.032089 | 0.025072 | 0.01959 | 0.015309 | 0.011965 | 0.0093533 | 0.007312 | 0.005716 | 0.0044679 | 0 | 0 | 0 | 0 | 0 | 0 | 0 | 0 | 0 | 0 | 0.051512 | 0.10146 | 0.14984 | 0.19665 | 0.24191 | 0.28152 | 0.31187 | 0.33501 | 0.35253 | 0.36572 | 0.37553 | 0.38273 | 0.38787 | 0.39138 | 0.39358 | 0.39202 | 0.39044 | 0.38883 | 0.3872 | 0.38562 | 0.38411 | 0.38267 | 0.38126 | 0.37987 | 0.37852 | 44.1419 | 43.3808 | 42.6329 | 41.8978 | 41.1754 | 36.419 | 28.6328 | 22.5113 | 17.6986 | 13.9147 | 10.9399 | 8.601 | 6.7622 | 5.3165 | 4.1798 | 0 | 0 | 0 | 0 | 0 | 0 | 0 | 0 | 0 | 0 | 44.1419 | 87.5227 | 130.1555 | 172.0534 | 213.2288 | 249.6478 | 278.2806 | 300.7919 | 318.4905 | 332.4052 | 343.3451 | 351.9461 | 358.7083 | 364.0247 | 368.2045 | 368.2045 | 368.2045 | 368.2045 | 368.2045 | 368.2045 | 368.2045 | 368.2045 | 368.2045 | 368.2045 | 368.2045 | 0.051516 | 0.050297 | 0.049098 | 0.04792 | 0.046761 | 0.041122 | 0.032141 | 0.025119 | 0.019631 | 0.015342 | 0.011992 | 0.0093742 | 0.007329 | 0.0057306 | 0.0044812 | 0 | 0 | 0 | 0 | 0 | 0 | 0 | 0 | 0 | 0 | 0.051516 | 0.10148 | 0.14989 | 0.19678 | 0.24215 | 0.28189 | 0.31237 | 0.33563 | 0.35326 | 0.3665 | 0.37636 | 0.38358 | 0.38878 | 0.39238 | 0.39476 | 0.39348 | 0.39229 | 0.39117 | 0.39012 | 0.38915 | 0.38825 | 0.3874 | 0.3866 | 0.38582 | 0.38506 | 44.1419 | 43.3808 | 42.6329 | 41.8978 | 41.1754 | 36.419 | 28.6328 | 22.5113 | 17.6986 | 13.9147 | 10.9399 | 8.601 | 6.7622 | 5.3165 | 4.1798 | 0 | 0 | 0 | 0 | 0 | 0 | 0 | 0 | 0 | 0 | 44.1419 | 87.5227 | 130.1555 | 172.0534 | 213.2288 | 249.6478 | 278.2806 | 300.7919 | 318.4905 | 332.4052 | 343.3451 | 351.9461 | 358.7083 | 364.0247 | 368.2045 | 368.2045 | 368.2045 | 368.2045 | 368.2045 | 368.2045 | 368.2045 | 368.2045 | 368.2045 | 368.2045 | 368.2045 | 0.051516 | 0.050297 | 0.049098 | 0.04792 | 0.046761 | 0.041122 | 0.032141 | 0.025119 | 0.019631 | 0.015342 | 0.011992 | 0.0093742 | 0.007329 | 0.0057306 | 0.0044812 | 0 | 0 | 0 | 0 | 0 | 0 | 0 | 0 | 0 | 0 | 0.051516 | 0.10148 | 0.14989 | 0.19678 | 0.24215 | 0.28189 | 0.31237 | 0.33563 | 0.35326 | 0.3665 | 0.37636 | 0.38358 | 0.38878 | 0.39238 | 0.39476 | 0.39348 | 0.39229 | 0.39117 | 0.39012 | 0.38915 | 0.38825 | 0.3874 | 0.3866 | 0.38582 | 0.38506 | 44.1419 | 43.3808 | 42.6329 | 41.8978 | 41.1754 | 36.419 | 28.6328 | 22.5113 | 17.6986 | 13.9147 | 10.9399 | 8.601 | 6.7622 | 5.3165 | 4.1798 | 0 | 0 | 0 | 0 | 0 | 0 | 0 | 0 | 0 | 0 | 44.1419 | 87.5227 | 130.1555 | 172.0534 | 213.2288 | 249.6478 | 278.2806 | 300.7919 | 318.4905 | 332.4052 | 343.3451 | 351.9461 | 358.7083 | 364.0247 | 368.2045 | 368.2045 | 368.2045 | 368.2045 | 368.2045 | 368.2045 | 368.2045 | 368.2045 | 368.2045 | 368.2045 | 368.2045 | 326.1501 | 326.9666 | 327.7712 | 328.5617 | 329.336 | 330.0922 | 330.8285 | 331.5432 | 332.2347 | 332.9016 | 333.5424 | 334.1558 | 334.7407 | 335.2959 | 335.8204 | 336.3132 | 336.7734 | 337.2002 | 337.5928 | 337.9506 | 338.2764 | 338.5732 | 338.8434 | 339.0895 | 339.3135 | 137.7742 | 138.1191 | 138.459 | 138.7929 | 139.12 | 139.4395 | 139.7505 | 140.0524 | 140.3445 | 140.6262 | 140.8969 | 141.156 | 141.4031 | 141.6377 | 141.8592 | 142.0674 | 142.2618 | 142.4421 | 142.6079 | 142.7591 | 142.8967 | 143.0221 | 143.1362 | 143.2402 | 143.3348
ID_Industrial_Industrial - ID_Existing_Space Heating_Natural Gas_Gas Boiler - Hot Water Reset_A | ID | Industrial | Industrial - ID | Existing | Space Heating | Natural Gas | Gas Boiler - Hot Water Reset | A | IIM85 | No control | Reset control installed | 20 | 1172.0756 | 0 | 0 | 799.38 | 0 | 0 | 0 | 0.27803 | 0.25 | BoilerCtrl | 35% | 55% | Discretionary | Retro5Med | 81.71% | Boiler | 0% | 76.4663 |  | 32.3013 |  | 0.04323 | GBLR_HWRST-Heating-ILTRM-v4.0-43 | GBLR_HWRST-Heating-ILTRM-v4.0-1 | GBLR_HWRST-Heating-ILTRM-v4.0-1 | No control | No control | No control | No control | No control | No control | No control | No control | No control | No control | No control | No control | No control | No control | No control | No control | No control | No control | No control | No control | No control | No control | No control | No control | No control | No control | No control | Reset control installed | Reset control installed | Reset control installed | Reset control installed | Reset control installed | Reset control installed | Reset control installed | Reset control installed | Reset control installed | Reset control installed | Reset control installed | Reset control installed | Reset control installed | Reset control installed | Reset control installed | Reset control installed | Reset control installed | Reset control installed | Reset control installed | Reset control installed | Reset control installed | Reset control installed | Reset control installed | Reset control installed | Reset control installed | Reset control installed | Reset control installed | 799.38 | 799.38 | 799.38 | 799.38 | 799.38 | 799.38 | 799.38 | 799.38 | 799.38 | 799.38 | 799.38 | 799.38 | 799.38 | 799.38 | 799.38 | 799.38 | 799.38 | 799.38 | 799.38 | 799.38 | 799.38 | 799.38 | 799.38 | 799.38 | 799.38 | 799.38 | 799.38 | 0 | 0 | 1235.8832 | 1219.4414 | 1202.474 | 1185.3827 | 1168.2147 | 1153.1376 | 1138.0752 | 1123.0305 | 1108.0155 | 1093.0207 | 1078.0184 | 1062.9508 | 1047.746 | 1032.3279 | 1016.631 | 1003.2443 | 989.5671 | 975.6075 | 961.3118 | 946.9148 | 932.5222 | 918.1052 | 903.6385 | 889.3041 | 874.9646 | 0.050465 | 0.060085 | 0.071253 | 0.080132 | 0.088524 | 0.1004 | 0.10683 | 0.10583 | 0.096702 | 0.080585 | 0.060444 | 0.038764 | 0.021804 | 0.010165 | 0.0041622 | 0.0014679 | 0.00044445 | 9.3856e-05 | 1.4939e-05 | 1.7359e-06 | 0 | 0 | 0 | 0 | 0 | 0.050465 | 0.10988 | 0.1796 | 0.25718 | 0.34198 | 0.43797 | 0.53907 | 0.63777 | 0.72595 | 0.79671 | 0.84622 | 0.87315 | 0.88247 | 0.87965 | 0.87043 | 0.86044 | 0.84915 | 0.83727 | 0.82502 | 0.81266 | 0.80031 | 0.78794 | 0.77552 | 0.76322 | 0.75091 | 0.040833 | 0.049272 | 0.059255 | 0.0676 | 0.075777 | 0.087065 | 0.093865 | 0.094236 | 0.087275 | 0.073727 | 0.056069 | 0.036468 | 0.02081 | 0.0098469 | 0.0040942 | 0.0014631 | 0.00044913 | 9.6203e-05 | 1.554e-05 | 1.8332e-06 | 0 | 0 | 0 | 0 | 0 | 0.040833 | 0.090106 | 0.14936 | 0.21696 | 0.29274 | 0.3798 | 0.47367 | 0.5679 | 0.65518 | 0.72891 | 0.78498 | 0.82144 | 0.84225 | 0.8521 | 0.8562 | 0.85766 | 0.85811 | 0.8582 | 0.85822 | 0.85822 | 0.85822 | 0.85822 | 0.85822 | 0.85822 | 0.85822 | 0.04323 | 0.051854 | 0.061977 | 0.070261 | 0.078254 | 0.089462 | 0.095967 | 0.095865 | 0.088342 | 0.07426 | 0.056198 | 0.036372 | 0.020653 | 0.0097229 | 0.0040215 | 0.0014319 | 0.00043788 | 9.343e-05 | 1.5033e-05 | 1.7666e-06 | 0 | 0 | 0 | 0 | 0 | 0.04323 | 0.094826 | 0.15622 | 0.2255 | 0.30231 | 0.39026 | 0.48427 | 0.57772 | 0.66319 | 0.73417 | 0.78677 | 0.81929 | 0.83588 | 0.84138 | 0.841 | 0.83933 | 0.8366 | 0.83347 | 0.8302 | 0.82704 | 0.82404 | 0.82116 | 0.81838 | 0.81563 | 0.81296 | 0.034708 | 0.041881 | 0.050367 | 0.05746 | 0.06441 | 0.074005 | 0.079785 | 0.080101 | 0.074184 | 0.062668 | 0.047659 | 0.030998 | 0.017688 | 0.0083698 | 0.00348 | 0.0012436 | 0.00038176 | 8.1772e-05 | 1.3209e-05 | 1.5582e-06 | 0 | 0 | 0 | 0 | 0 | 0.034708 | 0.07659 | 0.12696 | 0.18442 | 0.24883 | 0.32283 | 0.40262 | 0.48272 | 0.5569 | 0.61957 | 0.66723 | 0.69823 | 0.71592 | 0.72429 | 0.72777 | 0.72901 | 0.72939 | 0.72947 | 0.72949 | 0.72949 | 0.72949 | 0.72949 | 0.72949 | 0.72949 | 0.72949 | 0.043233 | 0.051863 | 0.062002 | 0.070308 | 0.07833 | 0.08958 | 0.096122 | 0.096044 | 0.088523 | 0.074419 | 0.056321 | 0.036454 | 0.020701 | 0.0097478 | 0.0040336 | 0.0014372 | 0.00043995 | 9.3992e-05 | 1.5147e-05 | 1.7828e-06 | 0 | 0 | 0 | 0 | 0 | 0.043233 | 0.094844 | 0.15628 | 0.22565 | 0.3026 | 0.39077 | 0.48506 | 0.5788 | 0.66454 | 0.73575 | 0.7885 | 0.82112 | 0.83783 | 0.84353 | 0.84352 | 0.84245 | 0.84056 | 0.83848 | 0.83647 | 0.83462 | 0.8329 | 0.83132 | 0.82984 | 0.8284 | 0.82701 | 0.034708 | 0.041881 | 0.050367 | 0.05746 | 0.06441 | 0.074005 | 0.079785 | 0.080101 | 0.074184 | 0.062668 | 0.047659 | 0.030998 | 0.017688 | 0.0083698 | 0.00348 | 0.0012436 | 0.00038176 | 8.1772e-05 | 1.3209e-05 | 1.5582e-06 | 0 | 0 | 0 | 0 | 0 | 0.034708 | 0.07659 | 0.12696 | 0.18442 | 0.24883 | 0.32283 | 0.40262 | 0.48272 | 0.5569 | 0.61957 | 0.66723 | 0.69823 | 0.71592 | 0.72429 | 0.72777 | 0.72901 | 0.72939 | 0.72947 | 0.72949 | 0.72949 | 0.72949 | 0.72949 | 0.72949 | 0.72949 | 0.72949 | 0.043233 | 0.051863 | 0.062002 | 0.070308 | 0.07833 | 0.08958 | 0.096122 | 0.096044 | 0.088523 | 0.074419 | 0.056321 | 0.036454 | 0.020701 | 0.0097478 | 0.0040336 | 0.0014372 | 0.00043995 | 9.3992e-05 | 1.5147e-05 | 1.7828e-06 | 0 | 0 | 0 | 0 | 0 | 0.043233 | 0.094844 | 0.15628 | 0.22565 | 0.3026 | 0.39077 | 0.48506 | 0.5788 | 0.66454 | 0.73575 | 0.7885 | 0.82112 | 0.83783 | 0.84353 | 0.84352 | 0.84245 | 0.84056 | 0.83848 | 0.83647 | 0.83462 | 0.8329 | 0.83132 | 0.82984 | 0.8284 | 0.82701 | 0.034708 | 0.041881 | 0.050367 | 0.05746 | 0.06441 | 0.074005 | 0.079785 | 0.080101 | 0.074184 | 0.062668 | 0.047659 | 0.030998 | 0.017688 | 0.0083698 | 0.00348 | 0.0012436 | 0.00038176 | 8.1772e-05 | 1.3209e-05 | 1.5582e-06 | 0 | 0 | 0 | 0 | 0 | 0.034708 | 0.07659 | 0.12696 | 0.18442 | 0.24883 | 0.32283 | 0.40262 | 0.48272 | 0.5569 | 0.61957 | 0.66723 | 0.69823 | 0.71592 | 0.72429 | 0.72777 | 0.72901 | 0.72939 | 0.72947 | 0.72949 | 0.72949 | 0.72949 | 0.72949 | 0.72949 | 0.72949 | 0.72949 | 74.9499 | 75.1375 | 75.3224 | 75.5041 | 75.682 | 75.8558 | 76.025 | 76.1893 | 76.3482 | 76.5014 | 76.6487 | 76.7896 | 76.924 | 77.0516 | 77.1722 | 77.2854 | 77.3912 | 77.4892 | 77.5795 | 77.6617 | 77.7366 | 77.8048 | 77.8669 | 77.9234 | 77.9749 | 31.6608 | 31.74 | 31.8181 | 31.8949 | 31.97 | 32.0435 | 32.1149 | 32.1843 | 32.2514 | 32.3162 | 32.3784 | 32.4379 | 32.4947 | 32.5486 | 32.5995 | 32.6474 | 32.692 | 32.7335 | 32.7716 | 32.8063 | 32.8379 | 32.8667 | 32.893 | 32.9169 | 32.9386
ID_Industrial_Industrial - ID_Existing_Space Heating_Natural Gas_Gas Boiler - Insulate Hot Water Lines_A | ID | Industrial | Industrial - ID | Existing | Space Heating | Natural Gas | Gas Boiler - Insulate Hot Water Lines | A | IIM86 | No insulation | Insulated water lines | 11 | 4.9092 | 0 | 0 | 26.08 | 0 | 0 | 0 | 0.27803 | 0.25 | boiler pipe | 30% | 40% | Discretionary | RetroEven20 | 80.75% | Boiler | 0% | 843.6058 |  | 356.3609 |  | 0.029928 | GBLR_PINS_HW-Heating-PGE-R7-1 | GBLR_PINS_HW-Heating-PGE-R7-1 | GBLR_PINS_HW-Heating-PGE-R7-1 | No insulation | No insulation | No insulation | No insulation | No insulation | No insulation | No insulation | No insulation | No insulation | No insulation | No insulation | No insulation | No insulation | No insulation | No insulation | No insulation | No insulation | No insulation | No insulation | No insulation | No insulation | No insulation | No insulation | No insulation | No insulation | No insulation | No insulation | Insulated water lines | Insulated water lines | Insulated water lines | Insulated water lines | Insulated water lines | Insulated water lines | Insulated water lines | Insulated water lines | Insulated water lines | Insulated water lines | Insulated water lines | Insulated water lines | Insulated water lines | Insulated water lines | Insulated water lines | Insulated water lines | Insulated water lines | Insulated water lines | Insulated water lines | Insulated water lines | Insulated water lines | Insulated water lines | Insulated water lines | Insulated water lines | Insulated water lines | Insulated water lines | Insulated water lines | 26.08 | 26.08 | 26.08 | 26.08 | 26.08 | 26.08 | 26.08 | 26.08 | 26.08 | 26.08 | 26.08 | 26.08 | 26.08 | 26.08 | 26.08 | 26.08 | 26.08 | 26.08 | 26.08 | 26.08 | 26.08 | 26.08 | 26.08 | 26.08 | 26.08 | 26.08 | 26.08 | 0 | 0 | 5.1698 | 5.0933 | 5.013 | 4.9304 | 4.8451 | 4.7657 | 4.6836 | 4.5989 | 4.512 | 4.4235 | 4.3343 | 4.2452 | 4.1569 | 4.07 | 3.9853 | 3.9146 | 3.8462 | 3.7801 | 3.7155 | 3.6522 | 3.5914 | 3.5307 | 3.4698 | 3.4095 | 3.3492 | 0.03493 | 0.03382 | 0.032713 | 0.031619 | 0.030536 | 0.029518 | 0.028509 | 0.027511 | 0.026526 | 0.025558 | 0.02461 | 0 | 0 | 0 | 0 | 0 | 0 | 0 | 0 | 0 | 0 | 0 | 0 | 0 | 0 | 0.03493 | 0.068233 | 0.099871 | 0.12984 | 0.15813 | 0.18506 | 0.21038 | 0.23409 | 0.25619 | 0.27673 | 0.29576 | 0.28967 | 0.28365 | 0.27772 | 0.27194 | 0.26711 | 0.26245 | 0.25793 | 0.25353 | 0.24921 | 0.24506 | 0.24092 | 0.23676 | 0.23265 | 0.22854 | 6.7566 | 6.6401 | 6.5256 | 6.4131 | 6.3025 | 6.1939 | 6.0871 | 5.9821 | 5.879 | 5.7776 | 5.678 | 0 | 0 | 0 | 0 | 0 | 0 | 0 | 0 | 0 | 0 | 0 | 0 | 0 | 0 | 6.7566 | 13.3967 | 19.9223 | 26.3354 | 32.638 | 38.8318 | 44.9189 | 50.901 | 56.78 | 62.5577 | 68.2357 | 68.2357 | 68.2357 | 68.2357 | 68.2357 | 68.2357 | 68.2357 | 68.2357 | 68.2357 | 68.2357 | 68.2357 | 68.2357 | 68.2357 | 68.2357 | 68.2357 | 0.029928 | 0.029199 | 0.028475 | 0.027753 | 0.027033 | 0.026356 | 0.025679 | 0.025005 | 0.024335 | 0.023674 | 0.023023 | 0 | 0 | 0 | 0 | 0 | 0 | 0 | 0 | 0 | 0 | 0 | 0 | 0 | 0 | 0.029928 | 0.058911 | 0.086931 | 0.11397 | 0.13999 | 0.16523 | 0.1895 | 0.21276 | 0.23503 | 0.25633 | 0.27668 | 0.27376 | 0.27088 | 0.26808 | 0.26539 | 0.26337 | 0.26152 | 0.25981 | 0.25825 | 0.25681 | 0.25556 | 0.25435 | 0.25316 | 0.25199 | 0.25083 | 5.7431 | 5.6441 | 5.5468 | 5.4511 | 5.3572 | 5.2648 | 5.174 | 5.0848 | 4.9971 | 4.911 | 4.8263 | 0 | 0 | 0 | 0 | 0 | 0 | 0 | 0 | 0 | 0 | 0 | 0 | 0 | 0 | 5.7431 | 11.3872 | 16.934 | 22.3851 | 27.7423 | 33.0071 | 38.1811 | 43.2659 | 48.263 | 53.174 | 58.0003 | 58.0003 | 58.0003 | 58.0003 | 58.0003 | 58.0003 | 58.0003 | 58.0003 | 58.0003 | 58.0003 | 58.0003 | 58.0003 | 58.0003 | 58.0003 | 58.0003 | 0.02993 | 0.029205 | 0.028486 | 0.027772 | 0.02706 | 0.02639 | 0.025721 | 0.025052 | 0.024385 | 0.023724 | 0.023073 | 0 | 0 | 0 | 0 | 0 | 0 | 0 | 0 | 0 | 0 | 0 | 0 | 0 | 0 | 0.02993 | 0.058922 | 0.086965 | 0.11404 | 0.14013 | 0.16545 | 0.1898 | 0.21316 | 0.23552 | 0.25688 | 0.27729 | 0.27437 | 0.27151 | 0.26876 | 0.26618 | 0.26435 | 0.26275 | 0.26138 | 0.2602 | 0.25916 | 0.25831 | 0.2575 | 0.25671 | 0.25593 | 0.25516 | 5.7431 | 5.6441 | 5.5468 | 5.4511 | 5.3572 | 5.2648 | 5.174 | 5.0848 | 4.9971 | 4.911 | 4.8263 | 0 | 0 | 0 | 0 | 0 | 0 | 0 | 0 | 0 | 0 | 0 | 0 | 0 | 0 | 5.7431 | 11.3872 | 16.934 | 22.3851 | 27.7423 | 33.0071 | 38.1811 | 43.2659 | 48.263 | 53.174 | 58.0003 | 58.0003 | 58.0003 | 58.0003 | 58.0003 | 58.0003 | 58.0003 | 58.0003 | 58.0003 | 58.0003 | 58.0003 | 58.0003 | 58.0003 | 58.0003 | 58.0003 | 0.02993 | 0.029205 | 0.028486 | 0.027772 | 0.02706 | 0.02639 | 0.025721 | 0.025052 | 0.024385 | 0.023724 | 0.023073 | 0 | 0 | 0 | 0 | 0 | 0 | 0 | 0 | 0 | 0 | 0 | 0 | 0 | 0 | 0.02993 | 0.058922 | 0.086965 | 0.11404 | 0.14013 | 0.16545 | 0.1898 | 0.21316 | 0.23552 | 0.25688 | 0.27729 | 0.27437 | 0.27151 | 0.26876 | 0.26618 | 0.26435 | 0.26275 | 0.26138 | 0.2602 | 0.25916 | 0.25831 | 0.2575 | 0.25671 | 0.25593 | 0.25516 | 5.7431 | 5.6441 | 5.5468 | 5.4511 | 5.3572 | 5.2648 | 5.174 | 5.0848 | 4.9971 | 4.911 | 4.8263 | 0 | 0 | 0 | 0 | 0 | 0 | 0 | 0 | 0 | 0 | 0 | 0 | 0 | 0 | 5.7431 | 11.3872 | 16.934 | 22.3851 | 27.7423 | 33.0071 | 38.1811 | 43.2659 | 48.263 | 53.174 | 58.0003 | 58.0003 | 58.0003 | 58.0003 | 58.0003 | 58.0003 | 58.0003 | 58.0003 | 58.0003 | 58.0003 | 58.0003 | 58.0003 | 58.0003 | 58.0003 | 58.0003 | 826.8769 | 828.9468 | 830.9867 | 832.9908 | 834.9539 | 836.8712 | 838.7379 | 840.5499 | 842.303 | 843.9936 | 845.6182 | 847.1734 | 848.6563 | 850.0639 | 851.3936 | 852.643 | 853.8098 | 854.8919 | 855.8872 | 856.7941 | 857.6203 | 858.3727 | 859.0578 | 859.6816 | 860.2495 | 349.2942 | 350.1686 | 351.0303 | 351.8769 | 352.7061 | 353.516 | 354.3046 | 355.07 | 355.8106 | 356.5247 | 357.211 | 357.868 | 358.4943 | 359.089 | 359.6507 | 360.1785 | 360.6713 | 361.1284 | 361.5489 | 361.932 | 362.281 | 362.5988 | 362.8882 | 363.1517 | 363.3916
ID_Industrial_Industrial - ID_Existing_Space Heating_Natural Gas_Gas Boiler - Insulate Steam Lines/Condensate Tank_A | ID | Industrial | Industrial - ID | Existing | Space Heating | Natural Gas | Gas Boiler - Insulate Steam Lines/Condensate Tank | A | IIM87 | No insulation | Lines and condenstate tank insulated | 15 | 7.3332 | 0 | 0 | 13.96 | 0 | 0 | 0 | 0.27803 | 0.25 | boiler pipe | 30% | 40% | Discretionary | RetroEven20 | 80.75% | Boiler | 0% | 248.5863 |  | 105.0093 |  | 0.044741 | GBLR_PINS-Heating-ILTRM-v4.0-1 | GBLR_PINS_STM-Heating-PGE-R7-1 | GBLR_PINS_STM-Heating-PGE-R7-1 | No insulation | No insulation | No insulation | No insulation | No insulation | No insulation | No insulation | No insulation | No insulation | No insulation | No insulation | No insulation | No insulation | No insulation | No insulation | No insulation | No insulation | No insulation | No insulation | No insulation | No insulation | No insulation | No insulation | No insulation | No insulation | No insulation | No insulation | Lines and condenstate tank insulated | Lines and condenstate tank insulated | Lines and condenstate tank insulated | Lines and condenstate tank insulated | Lines and condenstate tank insulated | Lines and condenstate tank insulated | Lines and condenstate tank insulated | Lines and condenstate tank insulated | Lines and condenstate tank insulated | Lines and condenstate tank insulated | Lines and condenstate tank insulated | Lines and condenstate tank insulated | Lines and condenstate tank insulated | Lines and condenstate tank insulated | Lines and condenstate tank insulated | Lines and condenstate tank insulated | Lines and condenstate tank insulated | Lines and condenstate tank insulated | Lines and condenstate tank insulated | Lines and condenstate tank insulated | Lines and condenstate tank insulated | Lines and condenstate tank insulated | Lines and condenstate tank insulated | Lines and condenstate tank insulated | Lines and condenstate tank insulated | Lines and condenstate tank insulated | Lines and condenstate tank insulated | 13.96 | 13.96 | 13.96 | 13.96 | 13.96 | 13.96 | 13.96 | 13.96 | 13.96 | 13.96 | 13.96 | 13.96 | 13.96 | 13.96 | 13.96 | 13.96 | 13.96 | 13.96 | 13.96 | 13.96 | 13.96 | 13.96 | 13.96 | 13.96 | 13.96 | 13.96 | 13.96 | 0 | 0 | 7.7297 | 7.6235 | 7.5133 | 7.4018 | 7.2892 | 7.1888 | 7.0881 | 6.9873 | 6.8872 | 6.7881 | 6.6901 | 6.593 | 6.4962 | 6.3989 | 6.3002 | 6.216 | 6.1301 | 6.0425 | 5.9528 | 5.8626 | 5.7723 | 5.682 | 5.5913 | 5.5015 | 5.4117 | 0.052226 | 0.050621 | 0.049029 | 0.047468 | 0.04594 | 0.044527 | 0.043146 | 0.041799 | 0.04049 | 0.039219 | 0.037986 | 0.03679 | 0.035625 | 0.034486 | 0.033369 | 0 | 0 | 0 | 0 | 0 | 0 | 0 | 0 | 0 | 0 | 0.052226 | 0.10213 | 0.14968 | 0.19493 | 0.2379 | 0.27916 | 0.31839 | 0.35566 | 0.39105 | 0.42465 | 0.4565 | 0.48667 | 0.51515 | 0.54191 | 0.56693 | 0.55935 | 0.55162 | 0.54374 | 0.53567 | 0.52754 | 0.51943 | 0.51129 | 0.50314 | 0.49505 | 0.48697 | 6.7566 | 6.6401 | 6.5256 | 6.4131 | 6.3025 | 6.1939 | 6.0871 | 5.9821 | 5.879 | 5.7776 | 5.678 | 5.5801 | 5.4839 | 5.3894 | 5.2964 | 0 | 0 | 0 | 0 | 0 | 0 | 0 | 0 | 0 | 0 | 6.7566 | 13.3967 | 19.9223 | 26.3354 | 32.638 | 38.8318 | 44.9189 | 50.901 | 56.78 | 62.5577 | 68.2357 | 73.8158 | 79.2997 | 84.6891 | 89.9855 | 89.9855 | 89.9855 | 89.9855 | 89.9855 | 89.9855 | 89.9855 | 89.9855 | 89.9855 | 89.9855 | 89.9855 | 0.044741 | 0.043692 | 0.042655 | 0.041634 | 0.040627 | 0.039698 | 0.038787 | 0.037895 | 0.037025 | 0.036181 | 0.035361 | 0.034565 | 0.03379 | 0.033032 | 0.032287 | 0 | 0 | 0 | 0 | 0 | 0 | 0 | 0 | 0 | 0 | 0.044741 | 0.08815 | 0.13022 | 0.17097 | 0.21039 | 0.24888 | 0.28622 | 0.32244 | 0.3576 | 0.39175 | 0.42495 | 0.45724 | 0.48862 | 0.51906 | 0.54855 | 0.54643 | 0.54428 | 0.54209 | 0.53987 | 0.53773 | 0.53569 | 0.53373 | 0.53183 | 0.52995 | 0.52812 | 5.7431 | 5.6441 | 5.5468 | 5.4511 | 5.3572 | 5.2648 | 5.174 | 5.0848 | 4.9971 | 4.911 | 4.8263 | 4.7431 | 4.6613 | 4.581 | 4.502 | 0 | 0 | 0 | 0 | 0 | 0 | 0 | 0 | 0 | 0 | 5.7431 | 11.3872 | 16.934 | 22.3851 | 27.7423 | 33.0071 | 38.1811 | 43.2659 | 48.263 | 53.174 | 58.0003 | 62.7434 | 67.4047 | 71.9857 | 76.4877 | 76.4877 | 76.4877 | 76.4877 | 76.4877 | 76.4877 | 76.4877 | 76.4877 | 76.4877 | 76.4877 | 76.4877 | 0.044744 | 0.0437 | 0.042672 | 0.041661 | 0.040667 | 0.03975 | 0.038849 | 0.037966 | 0.037101 | 0.036259 | 0.035439 | 0.034643 | 0.033869 | 0.033116 | 0.032383 | 0 | 0 | 0 | 0 | 0 | 0 | 0 | 0 | 0 | 0 | 0.044744 | 0.088166 | 0.13027 | 0.17108 | 0.2106 | 0.24921 | 0.28668 | 0.32304 | 0.35833 | 0.39259 | 0.42589 | 0.45826 | 0.48976 | 0.52039 | 0.55019 | 0.54846 | 0.54686 | 0.54535 | 0.54395 | 0.54265 | 0.54145 | 0.54033 | 0.53928 | 0.53825 | 0.53725 | 5.7431 | 5.6441 | 5.5468 | 5.4511 | 5.3572 | 5.2648 | 5.174 | 5.0848 | 4.9971 | 4.911 | 4.8263 | 4.7431 | 4.6613 | 4.581 | 4.502 | 0 | 0 | 0 | 0 | 0 | 0 | 0 | 0 | 0 | 0 | 5.7431 | 11.3872 | 16.934 | 22.3851 | 27.7423 | 33.0071 | 38.1811 | 43.2659 | 48.263 | 53.174 | 58.0003 | 62.7434 | 67.4047 | 71.9857 | 76.4877 | 76.4877 | 76.4877 | 76.4877 | 76.4877 | 76.4877 | 76.4877 | 76.4877 | 76.4877 | 76.4877 | 76.4877 | 0.044744 | 0.0437 | 0.042672 | 0.041661 | 0.040667 | 0.03975 | 0.038849 | 0.037966 | 0.037101 | 0.036259 | 0.035439 | 0.034643 | 0.033869 | 0.033116 | 0.032383 | 0 | 0 | 0 | 0 | 0 | 0 | 0 | 0 | 0 | 0 | 0.044744 | 0.088166 | 0.13027 | 0.17108 | 0.2106 | 0.24921 | 0.28668 | 0.32304 | 0.35833 | 0.39259 | 0.42589 | 0.45826 | 0.48976 | 0.52039 | 0.55019 | 0.54846 | 0.54686 | 0.54535 | 0.54395 | 0.54265 | 0.54145 | 0.54033 | 0.53928 | 0.53825 | 0.53725 | 5.7431 | 5.6441 | 5.5468 | 5.4511 | 5.3572 | 5.2648 | 5.174 | 5.0848 | 4.9971 | 4.911 | 4.8263 | 4.7431 | 4.6613 | 4.581 | 4.502 | 0 | 0 | 0 | 0 | 0 | 0 | 0 | 0 | 0 | 0 | 5.7431 | 11.3872 | 16.934 | 22.3851 | 27.7423 | 33.0071 | 38.1811 | 43.2659 | 48.263 | 53.174 | 58.0003 | 62.7434 | 67.4047 | 71.9857 | 76.4877 | 76.4877 | 76.4877 | 76.4877 | 76.4877 | 76.4877 | 76.4877 | 76.4877 | 76.4877 | 76.4877 | 76.4877 | 243.6568 | 244.2667 | 244.8678 | 245.4584 | 246.0368 | 246.6018 | 247.1519 | 247.6858 | 248.2024 | 248.7006 | 249.1793 | 249.6376 | 250.0745 | 250.4893 | 250.8811 | 251.2493 | 251.5931 | 251.912 | 252.2053 | 252.4725 | 252.7159 | 252.9377 | 253.1396 | 253.3234 | 253.4907 | 102.9269 | 103.1846 | 103.4385 | 103.688 | 103.9323 | 104.171 | 104.4033 | 104.6289 | 104.8471 | 105.0576 | 105.2598 | 105.4534 | 105.6379 | 105.8132 | 105.9787 | 106.1342 | 106.2794 | 106.4141 | 106.538 | 106.6509 | 106.7537 | 106.8474 | 106.9327 | 107.0103 | 107.081
ID_Industrial_Industrial - ID_Existing_Space Heating_Natural Gas_Gas Boiler - Stack Economizer_A | ID | Industrial | Industrial - ID | Existing | Space Heating | Natural Gas | Gas Boiler - Stack Economizer | A | IIM88 | None | Economizer installed | 15 | 1.0549 | 0 | 0 | 10.35 | 0 | 0 | 0 | 0.27803 | 0.25 | kBtuh Heat | 15% | 55% | Discretionary | Retro12Med | 75.44% | Boiler | 0% | 1281.2307 |  | 541.225 |  | 0.078977 | IL TRM - CI-HVC-BECO-V01-150601 | IL TRM - CI-HVC-BECO-V01-150601 | IL TRM - CI-HVC-BECO-V01-150601 | None | None | None | None | None | None | None | None | None | None | None | None | None | None | None | None | None | None | None | None | None | None | None | None | None | None | None | Economizer installed | Economizer installed | Economizer installed | Economizer installed | Economizer installed | Economizer installed | Economizer installed | Economizer installed | Economizer installed | Economizer installed | Economizer installed | Economizer installed | Economizer installed | Economizer installed | Economizer installed | Economizer installed | Economizer installed | Economizer installed | Economizer installed | Economizer installed | Economizer installed | Economizer installed | Economizer installed | Economizer installed | Economizer installed | Economizer installed | Economizer installed | 10.35 | 10.35 | 10.35 | 10.35 | 10.35 | 10.35 | 10.35 | 10.35 | 10.35 | 10.35 | 10.35 | 10.35 | 10.35 | 10.35 | 10.35 | 10.35 | 10.35 | 10.35 | 10.35 | 10.35 | 10.35 | 10.35 | 10.35 | 10.35 | 10.35 | 10.35 | 10.35 | 0 | 0 | 1.1091 | 1.0908 | 1.0716 | 1.0518 | 1.0312 | 1.0116 | 0.99129 | 0.97014 | 0.94827 | 0.92585 | 0.90324 | 0.88081 | 0.85863 | 0.83702 | 0.81623 | 0.79875 | 0.78221 | 0.76655 | 0.75157 | 0.73707 | 0.72401 | 0.71095 | 0.69789 | 0.68496 | 0.67206 | 0.092155 | 0.089074 | 0.085999 | 0.082951 | 0.079923 | 0.06935 | 0.053428 | 0.041109 | 0.031592 | 0.02425 | 0.0186 | 0.01426 | 0.010929 | 0.0083765 | 0.006422 | 0 | 0 | 0 | 0 | 0 | 0 | 0 | 0 | 0 | 0 | 0.092155 | 0.17971 | 0.26255 | 0.34064 | 0.41389 | 0.47539 | 0.51926 | 0.54929 | 0.5685 | 0.57931 | 0.58376 | 0.58352 | 0.57976 | 0.57355 | 0.56572 | 0.55361 | 0.54214 | 0.53129 | 0.5209 | 0.51085 | 0.5018 | 0.49276 | 0.4837 | 0.47474 | 0.4658 | 83.0906 | 81.658 | 80.2501 | 78.8665 | 77.5067 | 68.5533 | 53.8971 | 42.3743 | 33.315 | 26.1924 | 20.5927 | 16.1901 | 12.7288 | 10.0075 | 7.8679 | 0 | 0 | 0 | 0 | 0 | 0 | 0 | 0 | 0 | 0 | 83.0906 | 164.7486 | 244.9987 | 323.8651 | 401.3718 | 469.9252 | 523.8223 | 566.1966 | 599.5115 | 625.704 | 646.2966 | 662.4868 | 675.2155 | 685.223 | 693.0909 | 693.0909 | 693.0909 | 693.0909 | 693.0909 | 693.0909 | 693.0909 | 693.0909 | 693.0909 | 693.0909 | 693.0909 | 0.078977 | 0.076942 | 0.074914 | 0.072888 | 0.070857 | 0.062034 | 0.048233 | 0.037468 | 0.02908 | 0.022552 | 0.017481 | 0.013548 | 0.0105 | 0.0081394 | 0.006313 | 0 | 0 | 0 | 0 | 0 | 0 | 0 | 0 | 0 | 0 | 0.078977 | 0.15523 | 0.22871 | 0.29932 | 0.36694 | 0.42524 | 0.46878 | 0.50064 | 0.5233 | 0.53873 | 0.54863 | 0.55439 | 0.55698 | 0.55731 | 0.55612 | 0.55014 | 0.54474 | 0.53988 | 0.53549 | 0.53147 | 0.52839 | 0.52539 | 0.52243 | 0.51948 | 0.51658 | 70.627 | 69.4093 | 68.2126 | 67.0365 | 65.8807 | 58.2703 | 45.8125 | 36.0181 | 28.3177 | 22.2636 | 17.5038 | 13.7616 | 10.8195 | 8.5063 | 6.6877 | 0 | 0 | 0 | 0 | 0 | 0 | 0 | 0 | 0 | 0 | 70.627 | 140.0363 | 208.2489 | 275.2854 | 341.1661 | 399.4364 | 445.2489 | 481.2671 | 509.5848 | 531.8484 | 549.3522 | 563.1137 | 573.9332 | 582.4395 | 589.1273 | 589.1273 | 589.1273 | 589.1273 | 589.1273 | 589.1273 | 589.1273 | 589.1273 | 589.1273 | 589.1273 | 589.1273 | 0.078983 | 0.076956 | 0.074944 | 0.072937 | 0.070927 | 0.062116 | 0.048312 | 0.037538 | 0.029139 | 0.0226 | 0.017519 | 0.013579 | 0.010524 | 0.0081602 | 0.0063319 | 0 | 0 | 0 | 0 | 0 | 0 | 0 | 0 | 0 | 0 | 0.078983 | 0.15526 | 0.2288 | 0.29952 | 0.3673 | 0.4258 | 0.46954 | 0.50158 | 0.52437 | 0.53989 | 0.54984 | 0.55563 | 0.55828 | 0.55874 | 0.55778 | 0.55219 | 0.54731 | 0.54313 | 0.53953 | 0.53634 | 0.53408 | 0.53189 | 0.52975 | 0.52762 | 0.5255 | 70.627 | 69.4093 | 68.2126 | 67.0365 | 65.8807 | 58.2703 | 45.8125 | 36.0181 | 28.3177 | 22.2636 | 17.5038 | 13.7616 | 10.8195 | 8.5063 | 6.6877 | 0 | 0 | 0 | 0 | 0 | 0 | 0 | 0 | 0 | 0 | 70.627 | 140.0363 | 208.2489 | 275.2854 | 341.1661 | 399.4364 | 445.2489 | 481.2671 | 509.5848 | 531.8484 | 549.3522 | 563.1137 | 573.9332 | 582.4395 | 589.1273 | 589.1273 | 589.1273 | 589.1273 | 589.1273 | 589.1273 | 589.1273 | 589.1273 | 589.1273 | 589.1273 | 589.1273 | 0.078983 | 0.076956 | 0.074944 | 0.072937 | 0.070927 | 0.062116 | 0.048312 | 0.037538 | 0.029139 | 0.0226 | 0.017519 | 0.013579 | 0.010524 | 0.0081602 | 0.0063319 | 0 | 0 | 0 | 0 | 0 | 0 | 0 | 0 | 0 | 0 | 0.078983 | 0.15526 | 0.2288 | 0.29952 | 0.3673 | 0.4258 | 0.46954 | 0.50158 | 0.52437 | 0.53989 | 0.54984 | 0.55563 | 0.55828 | 0.55874 | 0.55778 | 0.55219 | 0.54731 | 0.54313 | 0.53953 | 0.53634 | 0.53408 | 0.53189 | 0.52975 | 0.52762 | 0.5255 | 70.627 | 69.4093 | 68.2126 | 67.0365 | 65.8807 | 58.2703 | 45.8125 | 36.0181 | 28.3177 | 22.2636 | 17.5038 | 13.7616 | 10.8195 | 8.5063 | 6.6877 | 0 | 0 | 0 | 0 | 0 | 0 | 0 | 0 | 0 | 0 | 70.627 | 140.0363 | 208.2489 | 275.2854 | 341.1661 | 399.4364 | 445.2489 | 481.2671 | 509.5848 | 531.8484 | 549.3522 | 563.1137 | 573.9332 | 582.4395 | 589.1273 | 589.1273 | 589.1273 | 589.1273 | 589.1273 | 589.1273 | 589.1273 | 589.1273 | 589.1273 | 589.1273 | 589.1273 | 1255.8236 | 1258.9673 | 1262.0653 | 1265.1091 | 1268.0906 | 1271.0024 | 1273.8376 | 1276.5895 | 1279.2521 | 1281.8197 | 1284.287 | 1286.649 | 1288.9011 | 1291.0389 | 1293.0584 | 1294.956 | 1296.7281 | 1298.3714 | 1299.8832 | 1301.2605 | 1302.5152 | 1303.6579 | 1304.6985 | 1305.6459 | 1306.5084 | 530.4924 | 531.8203 | 533.129 | 534.4148 | 535.6743 | 536.9043 | 538.1019 | 539.2644 | 540.3892 | 541.4738 | 542.516 | 543.5138 | 544.4651 | 545.3682 | 546.2213 | 547.0229 | 547.7715 | 548.4657 | 549.1043 | 549.6861 | 550.2161 | 550.6988 | 551.1384 | 551.5386 | 551.9029
ID_Industrial_Industrial - ID_Existing_Space Heating_Natural Gas_Gas Boiler - Steam Trap Replacement_A | ID | Industrial | Industrial - ID | Existing | Space Heating | Natural Gas | Gas Boiler - Steam Trap Replacement | A | IIM89 | Degrade performance | Cleaning and maintenance | 6 | 44400.8378 | 0 | 0 | 89.84 | 0 | 0 | 0 | 0.27803 | 0.25 | perBLDg | 73% | 100% | Discretionary | RetroEven20 | 80.75% | Boiler | 0% | 0.50634 |  | 0.21389 |  | 0.0026751 | IL TRM v9, Section 4.4.16 | IL TRM v9, Section 4.4.16 | IL TRM - CI-HVC-STRE-V06-200101 | Degrade performance | Degrade performance | Degrade performance | Degrade performance | Degrade performance | Degrade performance | Degrade performance | Degrade performance | Degrade performance | Degrade performance | Degrade performance | Degrade performance | Degrade performance | Degrade performance | Degrade performance | Degrade performance | Degrade performance | Degrade performance | Degrade performance | Degrade performance | Degrade performance | Degrade performance | Degrade performance | Degrade performance | Degrade performance | Degrade performance | Degrade performance | Cleaning and maintenance | Cleaning and maintenance | Cleaning and maintenance | Cleaning and maintenance | Cleaning and maintenance | Cleaning and maintenance | Cleaning and maintenance | Cleaning and maintenance | Cleaning and maintenance | Cleaning and maintenance | Cleaning and maintenance | Cleaning and maintenance | Cleaning and maintenance | Cleaning and maintenance | Cleaning and maintenance | Cleaning and maintenance | Cleaning and maintenance | Cleaning and maintenance | Cleaning and maintenance | Cleaning and maintenance | Cleaning and maintenance | Cleaning and maintenance | Cleaning and maintenance | Cleaning and maintenance | Cleaning and maintenance | Cleaning and maintenance | Cleaning and maintenance | 89.84 | 89.84 | 89.84 | 89.84 | 89.84 | 89.84 | 89.84 | 89.84 | 89.84 | 89.84 | 89.84 | 89.84 | 89.84 | 89.84 | 89.84 | 89.84 | 89.84 | 89.84 | 89.84 | 89.84 | 89.84 | 89.84 | 89.84 | 89.84 | 89.84 | 89.84 | 89.84 | 0 | 0 | 46994.2312 | 46547.1959 | 46079.688 | 45607.0195 | 45131.055 | 44653.6125 | 44176.2943 | 43700.2621 | 43225.9768 | 42752.9534 | 42279.6053 | 41803.2671 | 41320.4675 | 40827.4623 | 40320.9371 | 39824.7897 | 39314.5593 | 38792.7986 | 38257.3397 | 37717.479 | 37177.4026 | 36635.9499 | 36092.086 | 35553.0708 | 35013.398 | 0.0031246 | 0.0030416 | 0.0029591 | 0.0028783 | 0.0027991 | 0.0027217 | 0 | 0 | 0 | 0 | 0 | 0 | 0 | 0 | 0 | 0 | 0 | 0 | 0 | 0 | 0 | 0 | 0 | 0 | 0 | 0.0031246 | 0.0061365 | 0.009034 | 0.01182 | 0.014495 | 0.017064 | 0.016881 | 0.016699 | 0.016518 | 0.016337 | 0.016157 | 0.015974 | 0.01579 | 0.015602 | 0.015408 | 0.015218 | 0.015023 | 0.014824 | 0.014619 | 0.014413 | 0.014207 | 0.014 | 0.013792 | 0.013586 | 0.01338 | 6.649e-05 | 6.5344e-05 | 6.4217e-05 | 6.311e-05 | 6.2022e-05 | 6.0952e-05 | 0 | 0 | 0 | 0 | 0 | 0 | 0 | 0 | 0 | 0 | 0 | 0 | 0 | 0 | 0 | 0 | 0 | 0 | 0 | 6.649e-05 | 0.00013183 | 0.00019605 | 0.00025916 | 0.00032118 | 0.00038213 | 0.00038213 | 0.00038213 | 0.00038213 | 0.00038213 | 0.00038213 | 0.00038213 | 0.00038213 | 0.00038213 | 0.00038213 | 0.00038213 | 0.00038213 | 0.00038213 | 0.00038213 | 0.00038213 | 0.00038213 | 0.00038213 | 0.00038213 | 0.00038213 | 0.00038213 | 0.0026751 | 0.0026219 | 0.0025694 | 0.0025178 | 0.0024671 | 0.0024173 | 0 | 0 | 0 | 0 | 0 | 0 | 0 | 0 | 0 | 0 | 0 | 0 | 0 | 0 | 0 | 0 | 0 | 0 | 0 | 0.0026751 | 0.0052898 | 0.0078444 | 0.010339 | 0.012776 | 0.015155 | 0.01511 | 0.015066 | 0.015023 | 0.014982 | 0.014943 | 0.014904 | 0.014866 | 0.014826 | 0.014784 | 0.01474 | 0.014695 | 0.014649 | 0.014602 | 0.014557 | 0.014515 | 0.014475 | 0.014438 | 0.014401 | 0.014365 | 5.6517e-05 | 5.5542e-05 | 5.4584e-05 | 5.3643e-05 | 5.2718e-05 | 5.181e-05 | 0 | 0 | 0 | 0 | 0 | 0 | 0 | 0 | 0 | 0 | 0 | 0 | 0 | 0 | 0 | 0 | 0 | 0 | 0 | 5.6517e-05 | 0.00011206 | 0.00016664 | 0.00022029 | 0.000273 | 0.00032481 | 0.00032481 | 0.00032481 | 0.00032481 | 0.00032481 | 0.00032481 | 0.00032481 | 0.00032481 | 0.00032481 | 0.00032481 | 0.00032481 | 0.00032481 | 0.00032481 | 0.00032481 | 0.00032481 | 0.00032481 | 0.00032481 | 0.00032481 | 0.00032481 | 0.00032481 | 0.0026753 | 0.0026224 | 0.0025705 | 0.0025195 | 0.0024695 | 0.0024204 | 0 | 0 | 0 | 0 | 0 | 0 | 0 | 0 | 0 | 0 | 0 | 0 | 0 | 0 | 0 | 0 | 0 | 0 | 0 | 0.0026753 | 0.0052908 | 0.0078474 | 0.010346 | 0.012788 | 0.015175 | 0.015134 | 0.015094 | 0.015054 | 0.015015 | 0.014976 | 0.014938 | 0.0149 | 0.014864 | 0.014828 | 0.014795 | 0.014764 | 0.014737 | 0.014712 | 0.01469 | 0.014671 | 0.014655 | 0.01464 | 0.014626 | 0.014613 | 5.6517e-05 | 5.5542e-05 | 5.4584e-05 | 5.3643e-05 | 5.2718e-05 | 5.181e-05 | 0 | 0 | 0 | 0 | 0 | 0 | 0 | 0 | 0 | 0 | 0 | 0 | 0 | 0 | 0 | 0 | 0 | 0 | 0 | 5.6517e-05 | 0.00011206 | 0.00016664 | 0.00022029 | 0.000273 | 0.00032481 | 0.00032481 | 0.00032481 | 0.00032481 | 0.00032481 | 0.00032481 | 0.00032481 | 0.00032481 | 0.00032481 | 0.00032481 | 0.00032481 | 0.00032481 | 0.00032481 | 0.00032481 | 0.00032481 | 0.00032481 | 0.00032481 | 0.00032481 | 0.00032481 | 0.00032481 | 0.0026753 | 0.0026224 | 0.0025705 | 0.0025195 | 0.0024695 | 0.0024204 | 0 | 0 | 0 | 0 | 0 | 0 | 0 | 0 | 0 | 0 | 0 | 0 | 0 | 0 | 0 | 0 | 0 | 0 | 0 | 0.0026753 | 0.0052908 | 0.0078474 | 0.010346 | 0.012788 | 0.015175 | 0.015134 | 0.015094 | 0.015054 | 0.015015 | 0.014976 | 0.014938 | 0.0149 | 0.014864 | 0.014828 | 0.014795 | 0.014764 | 0.014737 | 0.014712 | 0.01469 | 0.014671 | 0.014655 | 0.01464 | 0.014626 | 0.014613 | 5.6517e-05 | 5.5542e-05 | 5.4584e-05 | 5.3643e-05 | 5.2718e-05 | 5.181e-05 | 0 | 0 | 0 | 0 | 0 | 0 | 0 | 0 | 0 | 0 | 0 | 0 | 0 | 0 | 0 | 0 | 0 | 0 | 0 | 5.6517e-05 | 0.00011206 | 0.00016664 | 0.00022029 | 0.000273 | 0.00032481 | 0.00032481 | 0.00032481 | 0.00032481 | 0.00032481 | 0.00032481 | 0.00032481 | 0.00032481 | 0.00032481 | 0.00032481 | 0.00032481 | 0.00032481 | 0.00032481 | 0.00032481 | 0.00032481 | 0.00032481 | 0.00032481 | 0.00032481 | 0.00032481 | 0.00032481 | 0.4963 | 0.49754 | 0.49877 | 0.49997 | 0.50115 | 0.5023 | 0.50342 | 0.50451 | 0.50556 | 0.50658 | 0.50755 | 0.50848 | 0.50937 | 0.51022 | 0.51102 | 0.51177 | 0.51247 | 0.51312 | 0.51371 | 0.51426 | 0.51475 | 0.51521 | 0.51562 | 0.51599 | 0.51633 | 0.20965 | 0.21018 | 0.21069 | 0.2112 | 0.2117 | 0.21218 | 0.21266 | 0.21312 | 0.21356 | 0.21399 | 0.2144 | 0.2148 | 0.21517 | 0.21553 | 0.21587 | 0.21618 | 0.21648 | 0.21675 | 0.21701 | 0.21724 | 0.21745 | 0.21764 | 0.21781 | 0.21797 | 0.21811
ID_Industrial_Industrial - ID_Existing_Process_Natural Gas_Process Boiler - Hot Water Reset_A | ID | Industrial | Industrial - ID | Existing | Process | Natural Gas | Process Boiler - Hot Water Reset | A | IIM90 | No control | Reset control installed | 20 | 8529.0556 | 0 | 0 | 799.38 | 0 | 0 | 0 | 0.27803 | 0.45 | BoilerCtrl | 35% | 55% | Discretionary | Retro5Med | 81.71% | Process Boiler | 0% | 12.7384 |  | 6.3959 |  | 0.57426 | GBLR_HWRST-Heating-ILTRM-v4.0-43 | GBLR_HWRST-Heating-ILTRM-v4.0-1 | GBLR_HWRST-Heating-ILTRM-v4.0-1 | No control | No control | No control | No control | No control | No control | No control | No control | No control | No control | No control | No control | No control | No control | No control | No control | No control | No control | No control | No control | No control | No control | No control | No control | No control | No control | No control | Reset control installed | Reset control installed | Reset control installed | Reset control installed | Reset control installed | Reset control installed | Reset control installed | Reset control installed | Reset control installed | Reset control installed | Reset control installed | Reset control installed | Reset control installed | Reset control installed | Reset control installed | Reset control installed | Reset control installed | Reset control installed | Reset control installed | Reset control installed | Reset control installed | Reset control installed | Reset control installed | Reset control installed | Reset control installed | Reset control installed | Reset control installed | 799.38 | 799.38 | 799.38 | 799.38 | 799.38 | 799.38 | 799.38 | 799.38 | 799.38 | 799.38 | 799.38 | 799.38 | 799.38 | 799.38 | 799.38 | 799.38 | 799.38 | 799.38 | 799.38 | 799.38 | 799.38 | 799.38 | 799.38 | 799.38 | 799.38 | 799.38 | 799.38 | 0 | 0 | 8528.8761 | 8528.6934 | 8528.5076 | 8528.3185 | 8528.1261 | 8527.9303 | 8527.9105 | 8527.8904 | 8527.87 | 8527.8492 | 8527.828 | 8527.8065 | 8527.7846 | 8527.7623 | 8527.7396 | 8527.7165 | 8527.693 | 8527.6691 | 8527.6448 | 8527.62 | 8527.5949 | 8527.5692 | 8527.5432 | 8527.5166 | 8527.4896 | 0.6756 | 0.81521 | 0.98036 | 1.1184 | 1.2536 | 1.4404 | 1.5528 | 1.559 | 1.4438 | 1.2197 | 0.92757 | 0.6033 | 0.34426 | 0.1629 | 0.06773 | 0.024204 | 0.00743 | 0.0015915 | 0.00025708 | 3.0327e-05 | 0 | 0 | 0 | 0 | 0 | 0.6756 | 1.4908 | 2.4711 | 3.5895 | 4.843 | 6.2833 | 7.8361 | 9.3951 | 10.8389 | 12.0585 | 12.9861 | 13.5894 | 13.9336 | 14.0964 | 14.1641 | 14.1883 | 14.1957 | 14.1972 | 14.1975 | 14.1975 | 14.1974 | 14.1974 | 14.1973 | 14.1973 | 14.1972 | 0.079213 | 0.095584 | 0.11495 | 0.13114 | 0.147 | 0.1689 | 0.18209 | 0.18281 | 0.16931 | 0.14302 | 0.10877 | 0.070745 | 0.04037 | 0.019102 | 0.0079423 | 0.0028383 | 0.00087128 | 0.00018663 | 3.0147e-05 | 3.5563e-06 | 0 | 0 | 0 | 0 | 0 | 0.079213 | 0.1748 | 0.28975 | 0.42089 | 0.56789 | 0.73679 | 0.91888 | 1.1017 | 1.271 | 1.414 | 1.5228 | 1.5935 | 1.6339 | 1.653 | 1.6609 | 1.6638 | 1.6647 | 1.6648 | 1.6649 | 1.6649 | 1.6649 | 1.6649 | 1.6649 | 1.6649 | 1.6649 | 0.57426 | 0.69293 | 0.83331 | 0.95065 | 1.0656 | 1.2243 | 1.3199 | 1.3252 | 1.2273 | 1.0368 | 0.78845 | 0.51282 | 0.29263 | 0.13847 | 0.057572 | 0.020574 | 0.0063156 | 0.0013528 | 0.00021853 | 2.5778e-05 | 0 | 0 | 0 | 0 | 0 | 0.57426 | 1.2672 | 2.1005 | 3.0511 | 4.1166 | 5.3409 | 6.6608 | 7.986 | 9.2132 | 10.25 | 11.0384 | 11.5512 | 11.8438 | 11.9823 | 12.0398 | 12.0603 | 12.0666 | 12.068 | 12.0681 | 12.0681 | 12.0681 | 12.0681 | 12.068 | 12.068 | 12.068 | 0.067331 | 0.081247 | 0.097708 | 0.11147 | 0.12495 | 0.14356 | 0.15478 | 0.15539 | 0.14391 | 0.12157 | 0.092455 | 0.060133 | 0.034314 | 0.016237 | 0.006751 | 0.0024126 | 0.00074059 | 0.00015863 | 2.5625e-05 | 3.0228e-06 | 0 | 0 | 0 | 0 | 0 | 0.067331 | 0.14858 | 0.24629 | 0.35775 | 0.4827 | 0.62627 | 0.78105 | 0.93643 | 1.0803 | 1.2019 | 1.2944 | 1.3545 | 1.3888 | 1.4051 | 1.4118 | 1.4142 | 1.415 | 1.4151 | 1.4151 | 1.4151 | 1.4151 | 1.4151 | 1.4151 | 1.4151 | 1.4151 | 0.57426 | 0.69293 | 0.83331 | 0.95065 | 1.0656 | 1.2243 | 1.3199 | 1.3252 | 1.2273 | 1.0368 | 0.78845 | 0.51282 | 0.29263 | 0.13847 | 0.057572 | 0.020574 | 0.0063156 | 0.0013528 | 0.00021853 | 2.5778e-05 | 0 | 0 | 0 | 0 | 0 | 0.57426 | 1.2672 | 2.1005 | 3.0511 | 4.1166 | 5.3409 | 6.6608 | 7.986 | 9.2132 | 10.25 | 11.0384 | 11.5512 | 11.8438 | 11.9823 | 12.0398 | 12.0603 | 12.0666 | 12.068 | 12.0681 | 12.0681 | 12.0681 | 12.0681 | 12.068 | 12.068 | 12.068 | 0.067331 | 0.081247 | 0.097708 | 0.11147 | 0.12495 | 0.14356 | 0.15478 | 0.15539 | 0.14391 | 0.12157 | 0.092455 | 0.060133 | 0.034314 | 0.016237 | 0.006751 | 0.0024126 | 0.00074059 | 0.00015863 | 2.5625e-05 | 3.0228e-06 | 0 | 0 | 0 | 0 | 0 | 0.067331 | 0.14858 | 0.24629 | 0.35775 | 0.4827 | 0.62627 | 0.78105 | 0.93643 | 1.0803 | 1.2019 | 1.2944 | 1.3545 | 1.3888 | 1.4051 | 1.4118 | 1.4142 | 1.415 | 1.4151 | 1.4151 | 1.4151 | 1.4151 | 1.4151 | 1.4151 | 1.4151 | 1.4151 | 0.57426 | 0.69293 | 0.83331 | 0.95065 | 1.0656 | 1.2243 | 1.3199 | 1.3252 | 1.2273 | 1.0368 | 0.78845 | 0.51282 | 0.29263 | 0.13847 | 0.057572 | 0.020574 | 0.0063156 | 0.0013528 | 0.00021853 | 2.5778e-05 | 0 | 0 | 0 | 0 | 0 | 0.57426 | 1.2672 | 2.1005 | 3.0511 | 4.1166 | 5.3409 | 6.6608 | 7.986 | 9.2132 | 10.25 | 11.0384 | 11.5512 | 11.8438 | 11.9823 | 12.0398 | 12.0603 | 12.0666 | 12.068 | 12.0681 | 12.0681 | 12.0681 | 12.0681 | 12.068 | 12.068 | 12.068 | 0.067331 | 0.081247 | 0.097708 | 0.11147 | 0.12495 | 0.14356 | 0.15478 | 0.15539 | 0.14391 | 0.12157 | 0.092455 | 0.060133 | 0.034314 | 0.016237 | 0.006751 | 0.0024126 | 0.00074059 | 0.00015863 | 2.5625e-05 | 3.0228e-06 | 0 | 0 | 0 | 0 | 0 | 0.067331 | 0.14858 | 0.24629 | 0.35775 | 0.4827 | 0.62627 | 0.78105 | 0.93643 | 1.0803 | 1.2019 | 1.2944 | 1.3545 | 1.3888 | 1.4051 | 1.4118 | 1.4142 | 1.415 | 1.4151 | 1.4151 | 1.4151 | 1.4151 | 1.4151 | 1.4151 | 1.4151 | 1.4151 | 12.7384 | 12.7384 | 12.7384 | 12.7384 | 12.7384 | 12.7384 | 12.7384 | 12.7384 | 12.7384 | 12.7384 | 12.7384 | 12.7384 | 12.7384 | 12.7384 | 12.7384 | 12.7384 | 12.7384 | 12.7384 | 12.7384 | 12.7384 | 12.7384 | 12.7384 | 12.7384 | 12.7384 | 12.7384 | 6.3959 | 6.3959 | 6.3959 | 6.3959 | 6.3959 | 6.3959 | 6.3959 | 6.3959 | 6.3959 | 6.3959 | 6.3959 | 6.3959 | 6.3959 | 6.3959 | 6.3959 | 6.3959 | 6.3959 | 6.3959 | 6.3959 | 6.3959 | 6.3959 | 6.3959 | 6.3959 | 6.3959 | 6.3959
ID_Industrial_Industrial - ID_Existing_Process_Natural Gas_Process Boiler - Burner Control Optimization_A | ID | Industrial | Industrial - ID | Existing | Process | Natural Gas | Process Boiler - Burner Control Optimization | A | IIM91 | Average performance | Optimized burner controls | 18 | 2.3188 | 0 | 0 | 0.94 | 0 | 0 | 0 | 0.27803 | 0.45 | kBtuh heat | 5% | 85% | Discretionary | Retro3Slow | 84.16% | Process Boiler | 0% | 58.0552 |  | 29.149 |  | 0.032119 | GBLR_O2TRM-Heating-ILTRM-v4.0-1 | GBLR_O2TRM-Heating-MEMD-2018-1 | GBLR_O2TRM-Heating-ILTRM-v4.0-1 | Average performance | Average performance | Average performance | Average performance | Average performance | Average performance | Average performance | Average performance | Average performance | Average performance | Average performance | Average performance | Average performance | Average performance | Average performance | Average performance | Average performance | Average performance | Average performance | Average performance | Average performance | Average performance | Average performance | Average performance | Average performance | Average performance | Average performance | Optimized burner controls | Optimized burner controls | Optimized burner controls | Optimized burner controls | Optimized burner controls | Optimized burner controls | Optimized burner controls | Optimized burner controls | Optimized burner controls | Optimized burner controls | Optimized burner controls | Optimized burner controls | Optimized burner controls | Optimized burner controls | Optimized burner controls | Optimized burner controls | Optimized burner controls | Optimized burner controls | Optimized burner controls | Optimized burner controls | Optimized burner controls | Optimized burner controls | Optimized burner controls | Optimized burner controls | Optimized burner controls | Optimized burner controls | Optimized burner controls | 0.94 | 0.94 | 0.94 | 0.94 | 0.94 | 0.94 | 0.94 | 0.94 | 0.94 | 0.94 | 0.94 | 0.94 | 0.94 | 0.94 | 0.94 | 0.94 | 0.94 | 0.94 | 0.94 | 0.94 | 0.94 | 0.94 | 0.94 | 0.94 | 0.94 | 0.94 | 0.94 | 0 | 0 | 2.3172 | 2.3153 | 2.3132 | 2.3109 | 2.3083 | 2.3054 | 2.3023 | 2.2992 | 2.2961 | 2.2932 | 2.2906 | 2.2885 | 2.2867 | 2.285 | 2.2835 | 2.2829 | 2.2822 | 2.2816 | 2.2809 | 2.2803 | 2.2796 | 2.2789 | 2.2782 | 2.2775 | 2.2768 | 0.037783 | 0.05832 | 0.11452 | 0.19676 | 0.30046 | 0.41288 | 0.51573 | 0.59051 | 0.62412 | 0.61259 | 0.56127 | 0.48219 | 0.38994 | 0.29785 | 0.21554 | 0.14823 | 0.097092 | 0.060703 | 0 | 0 | 0 | 0 | 0 | 0 | 0 | 0.037783 | 0.096072 | 0.21051 | 0.40706 | 0.70707 | 1.1191 | 1.6333 | 2.2216 | 2.8427 | 3.4517 | 4.0092 | 4.4876 | 4.8739 | 5.1683 | 5.3805 | 5.5272 | 5.6227 | 5.6818 | 5.6802 | 5.6786 | 5.6769 | 5.6752 | 5.6734 | 5.6717 | 5.6699 | 16.3055 | 25.1889 | 49.5092 | 85.1472 | 130.1676 | 179.0926 | 224.0061 | 256.8346 | 271.8223 | 267.1357 | 245.0279 | 210.7029 | 170.5283 | 130.3464 | 94.3887 | 64.9329 | 42.5423 | 26.6056 | 0 | 0 | 0 | 0 | 0 | 0 | 0 | 16.3055 | 41.4944 | 91.0035 | 176.1508 | 306.3183 | 485.411 | 709.4171 | 966.2517 | 1238.074 | 1505.2097 | 1750.2377 | 1960.9406 | 2131.4689 | 2261.8153 | 2356.204 | 2421.1369 | 2463.6792 | 2490.2848 | 2490.2848 | 2490.2848 | 2490.2848 | 2490.2848 | 2490.2848 | 2490.2848 | 2490.2848 | 0.032119 | 0.049583 | 0.097381 | 0.16733 | 0.25557 | 0.35125 | 0.43885 | 0.50257 | 0.53129 | 0.52158 | 0.47796 | 0.41068 | 0.33215 | 0.25373 | 0.18363 | 0.1263 | 0.082726 | 0.051724 | 0 | 0 | 0 | 0 | 0 | 0 | 0 | 0.032119 | 0.08168 | 0.179 | 0.34618 | 0.60142 | 0.95203 | 1.3898 | 1.8908 | 2.4199 | 2.9389 | 3.4141 | 3.822 | 4.1516 | 4.4028 | 4.584 | 4.7092 | 4.7908 | 4.8413 | 4.8402 | 4.839 | 4.8378 | 4.8365 | 4.8353 | 4.834 | 4.8327 | 13.8597 | 21.4105 | 42.0828 | 72.3751 | 110.6424 | 152.2287 | 190.4052 | 218.3094 | 231.049 | 227.0654 | 208.2737 | 179.0975 | 144.9491 | 110.7944 | 80.2304 | 55.193 | 36.1609 | 22.6148 | 0 | 0 | 0 | 0 | 0 | 0 | 0 | 13.8597 | 35.2702 | 77.353 | 149.7281 | 260.3706 | 412.5993 | 603.0045 | 821.3139 | 1052.3629 | 1279.4283 | 1487.702 | 1666.7995 | 1811.7486 | 1922.543 | 2002.7734 | 2057.9664 | 2094.1273 | 2116.7421 | 2116.7421 | 2116.7421 | 2116.7421 | 2116.7421 | 2116.7421 | 2116.7421 | 2116.7421 | 0.032119 | 0.049583 | 0.097381 | 0.16733 | 0.25557 | 0.35125 | 0.43885 | 0.50257 | 0.53129 | 0.52158 | 0.47796 | 0.41068 | 0.33215 | 0.25373 | 0.18363 | 0.1263 | 0.082726 | 0.051724 | 0 | 0 | 0 | 0 | 0 | 0 | 0 | 0.032119 | 0.08168 | 0.179 | 0.34618 | 0.60142 | 0.95203 | 1.3898 | 1.8908 | 2.4199 | 2.9389 | 3.4141 | 3.822 | 4.1516 | 4.4028 | 4.584 | 4.7092 | 4.7908 | 4.8413 | 4.8402 | 4.839 | 4.8378 | 4.8365 | 4.8353 | 4.834 | 4.8327 | 13.8597 | 21.4105 | 42.0828 | 72.3751 | 110.6424 | 152.2287 | 190.4052 | 218.3094 | 231.049 | 227.0654 | 208.2737 | 179.0975 | 144.9491 | 110.7944 | 80.2304 | 55.193 | 36.1609 | 22.6148 | 0 | 0 | 0 | 0 | 0 | 0 | 0 | 13.8597 | 35.2702 | 77.353 | 149.7281 | 260.3706 | 412.5993 | 603.0045 | 821.3139 | 1052.3629 | 1279.4283 | 1487.702 | 1666.7995 | 1811.7486 | 1922.543 | 2002.7734 | 2057.9664 | 2094.1273 | 2116.7421 | 2116.7421 | 2116.7421 | 2116.7421 | 2116.7421 | 2116.7421 | 2116.7421 | 2116.7421 | 0.032119 | 0.049583 | 0.097381 | 0.16733 | 0.25557 | 0.35125 | 0.43885 | 0.50257 | 0.53129 | 0.52158 | 0.47796 | 0.41068 | 0.33215 | 0.25373 | 0.18363 | 0.1263 | 0.082726 | 0.051724 | 0 | 0 | 0 | 0 | 0 | 0 | 0 | 0.032119 | 0.08168 | 0.179 | 0.34618 | 0.60142 | 0.95203 | 1.3898 | 1.8908 | 2.4199 | 2.9389 | 3.4141 | 3.822 | 4.1516 | 4.4028 | 4.584 | 4.7092 | 4.7908 | 4.8413 | 4.8402 | 4.839 | 4.8378 | 4.8365 | 4.8353 | 4.834 | 4.8327 | 13.8597 | 21.4105 | 42.0828 | 72.3751 | 110.6424 | 152.2287 | 190.4052 | 218.3094 | 231.049 | 227.0654 | 208.2737 | 179.0975 | 144.9491 | 110.7944 | 80.2304 | 55.193 | 36.1609 | 22.6148 | 0 | 0 | 0 | 0 | 0 | 0 | 0 | 13.8597 | 35.2702 | 77.353 | 149.7281 | 260.3706 | 412.5993 | 603.0045 | 821.3139 | 1052.3629 | 1279.4283 | 1487.702 | 1666.7995 | 1811.7486 | 1922.543 | 2002.7734 | 2057.9664 | 2094.1273 | 2116.7421 | 2116.7421 | 2116.7421 | 2116.7421 | 2116.7421 | 2116.7421 | 2116.7421 | 2116.7421 | 58.0552 | 58.0552 | 58.0552 | 58.0552 | 58.0552 | 58.0552 | 58.0552 | 58.0552 | 58.0552 | 58.0552 | 58.0552 | 58.0552 | 58.0552 | 58.0552 | 58.0552 | 58.0552 | 58.0552 | 58.0552 | 58.0552 | 58.0552 | 58.0552 | 58.0552 | 58.0552 | 58.0552 | 58.0552 | 29.149 | 29.149 | 29.149 | 29.149 | 29.149 | 29.149 | 29.149 | 29.149 | 29.149 | 29.149 | 29.149 | 29.149 | 29.149 | 29.149 | 29.149 | 29.149 | 29.149 | 29.149 | 29.149 | 29.149 | 29.149 | 29.149 | 29.149 | 29.149 | 29.149
ID_Industrial_Industrial - ID_Existing_Process_Natural Gas_Process Boiler - Insulate Hot Water Lines_A | ID | Industrial | Industrial - ID | Existing | Process | Natural Gas | Process Boiler - Insulate Hot Water Lines | A | IIM92 | No insulation | Insulated water lines | 11 | 35.7237 | 0 | 0 | 26.08 | 0 | 0 | 0 | 0.27803 | 0.45 | boiler pipe | 30% | 40% | Discretionary | RetroEven20 | 80.75% | Process Boiler | 0% | 140.5354 |  | 70.5616 |  | 0.39775 | GBLR_PINS_HW-Heating-PGE-R7-1 | GBLR_PINS_HW-Heating-PGE-R7-1 | GBLR_PINS_HW-Heating-PGE-R7-1 | No insulation | No insulation | No insulation | No insulation | No insulation | No insulation | No insulation | No insulation | No insulation | No insulation | No insulation | No insulation | No insulation | No insulation | No insulation | No insulation | No insulation | No insulation | No insulation | No insulation | No insulation | No insulation | No insulation | No insulation | No insulation | No insulation | No insulation | Insulated water lines | Insulated water lines | Insulated water lines | Insulated water lines | Insulated water lines | Insulated water lines | Insulated water lines | Insulated water lines | Insulated water lines | Insulated water lines | Insulated water lines | Insulated water lines | Insulated water lines | Insulated water lines | Insulated water lines | Insulated water lines | Insulated water lines | Insulated water lines | Insulated water lines | Insulated water lines | Insulated water lines | Insulated water lines | Insulated water lines | Insulated water lines | Insulated water lines | Insulated water lines | Insulated water lines | 26.08 | 26.08 | 26.08 | 26.08 | 26.08 | 26.08 | 26.08 | 26.08 | 26.08 | 26.08 | 26.08 | 26.08 | 26.08 | 26.08 | 26.08 | 26.08 | 26.08 | 26.08 | 26.08 | 26.08 | 26.08 | 26.08 | 26.08 | 26.08 | 26.08 | 26.08 | 26.08 | 0 | 0 | 35.6974 | 35.6676 | 35.6328 | 35.5929 | 35.5473 | 35.4945 | 35.4366 | 35.3753 | 35.314 | 35.2558 | 35.2033 | 35.1581 | 35.1195 | 35.0861 | 35.056 | 35.0403 | 35.0259 | 35.0123 | 34.9999 | 34.9872 | 34.9744 | 34.9614 | 34.9481 | 34.9346 | 34.9208 | 0.4679 | 0.45944 | 0.45108 | 0.44281 | 0.43462 | 0.42649 | 0.41845 | 0.41053 | 0.40275 | 0.39515 | 0.38776 | 0 | 0 | 0 | 0 | 0 | 0 | 0 | 0 | 0 | 0 | 0 | 0 | 0 | 0 | 0.4679 | 0.92695 | 1.3771 | 1.8184 | 2.2507 | 2.6738 | 3.0879 | 3.4931 | 3.8898 | 4.2785 | 4.6599 | 4.6539 | 4.6488 | 4.6444 | 4.6404 | 4.6383 | 4.6364 | 4.6346 | 4.633 | 4.6313 | 4.6296 | 4.6279 | 4.6261 | 4.6243 | 4.6225 | 13.1072 | 12.8813 | 12.6592 | 12.4409 | 12.2264 | 12.0156 | 11.8084 | 11.6048 | 11.4048 | 11.2081 | 11.0149 | 0 | 0 | 0 | 0 | 0 | 0 | 0 | 0 | 0 | 0 | 0 | 0 | 0 | 0 | 13.1072 | 25.9885 | 38.6477 | 51.0886 | 63.315 | 75.3306 | 87.139 | 98.7439 | 110.1486 | 121.3568 | 132.3716 | 132.3716 | 132.3716 | 132.3716 | 132.3716 | 132.3716 | 132.3716 | 132.3716 | 132.3716 | 132.3716 | 132.3716 | 132.3716 | 132.3716 | 132.3716 | 132.3716 | 0.39775 | 0.39062 | 0.38357 | 0.37659 | 0.3697 | 0.36287 | 0.35611 | 0.34946 | 0.34293 | 0.33655 | 0.33032 | 0 | 0 | 0 | 0 | 0 | 0 | 0 | 0 | 0 | 0 | 0 | 0 | 0 | 0 | 0.39775 | 0.78809 | 1.171 | 1.5465 | 1.9145 | 2.2749 | 2.6279 | 2.9735 | 3.3121 | 3.644 | 3.9697 | 3.9654 | 3.9617 | 3.9585 | 3.9556 | 3.9541 | 3.9527 | 3.9514 | 3.9502 | 3.949 | 3.9478 | 3.9465 | 3.9452 | 3.9439 | 3.9426 | 11.1412 | 10.9491 | 10.7603 | 10.5748 | 10.3924 | 10.2133 | 10.0372 | 9.8641 | 9.694 | 9.5269 | 9.3627 | 0 | 0 | 0 | 0 | 0 | 0 | 0 | 0 | 0 | 0 | 0 | 0 | 0 | 0 | 11.1412 | 22.0902 | 32.8505 | 43.4253 | 53.8177 | 64.031 | 74.0682 | 83.9323 | 93.6263 | 103.1532 | 112.5159 | 112.5159 | 112.5159 | 112.5159 | 112.5159 | 112.5159 | 112.5159 | 112.5159 | 112.5159 | 112.5159 | 112.5159 | 112.5159 | 112.5159 | 112.5159 | 112.5159 | 0.39775 | 0.39062 | 0.38357 | 0.37659 | 0.3697 | 0.36287 | 0.35611 | 0.34946 | 0.34293 | 0.33655 | 0.33032 | 0 | 0 | 0 | 0 | 0 | 0 | 0 | 0 | 0 | 0 | 0 | 0 | 0 | 0 | 0.39775 | 0.78809 | 1.171 | 1.5465 | 1.9145 | 2.2749 | 2.6279 | 2.9735 | 3.3121 | 3.644 | 3.9697 | 3.9654 | 3.9617 | 3.9585 | 3.9556 | 3.9541 | 3.9527 | 3.9514 | 3.9502 | 3.949 | 3.9478 | 3.9465 | 3.9452 | 3.9439 | 3.9426 | 11.1412 | 10.9491 | 10.7603 | 10.5748 | 10.3924 | 10.2133 | 10.0372 | 9.8641 | 9.694 | 9.5269 | 9.3627 | 0 | 0 | 0 | 0 | 0 | 0 | 0 | 0 | 0 | 0 | 0 | 0 | 0 | 0 | 11.1412 | 22.0902 | 32.8505 | 43.4253 | 53.8177 | 64.031 | 74.0682 | 83.9323 | 93.6263 | 103.1532 | 112.5159 | 112.5159 | 112.5159 | 112.5159 | 112.5159 | 112.5159 | 112.5159 | 112.5159 | 112.5159 | 112.5159 | 112.5159 | 112.5159 | 112.5159 | 112.5159 | 112.5159 | 0.39775 | 0.39062 | 0.38357 | 0.37659 | 0.3697 | 0.36287 | 0.35611 | 0.34946 | 0.34293 | 0.33655 | 0.33032 | 0 | 0 | 0 | 0 | 0 | 0 | 0 | 0 | 0 | 0 | 0 | 0 | 0 | 0 | 0.39775 | 0.78809 | 1.171 | 1.5465 | 1.9145 | 2.2749 | 2.6279 | 2.9735 | 3.3121 | 3.644 | 3.9697 | 3.9654 | 3.9617 | 3.9585 | 3.9556 | 3.9541 | 3.9527 | 3.9514 | 3.9502 | 3.949 | 3.9478 | 3.9465 | 3.9452 | 3.9439 | 3.9426 | 11.1412 | 10.9491 | 10.7603 | 10.5748 | 10.3924 | 10.2133 | 10.0372 | 9.8641 | 9.694 | 9.5269 | 9.3627 | 0 | 0 | 0 | 0 | 0 | 0 | 0 | 0 | 0 | 0 | 0 | 0 | 0 | 0 | 11.1412 | 22.0902 | 32.8505 | 43.4253 | 53.8177 | 64.031 | 74.0682 | 83.9323 | 93.6263 | 103.1532 | 112.5159 | 112.5159 | 112.5159 | 112.5159 | 112.5159 | 112.5159 | 112.5159 | 112.5159 | 112.5159 | 112.5159 | 112.5159 | 112.5159 | 112.5159 | 112.5159 | 112.5159 | 140.5354 | 140.5354 | 140.5354 | 140.5354 | 140.5354 | 140.5354 | 140.5354 | 140.5354 | 140.5354 | 140.5354 | 140.5354 | 140.5354 | 140.5354 | 140.5354 | 140.5354 | 140.5354 | 140.5354 | 140.5354 | 140.5354 | 140.5354 | 140.5354 | 140.5354 | 140.5354 | 140.5354 | 140.5354 | 70.5616 | 70.5616 | 70.5616 | 70.5616 | 70.5616 | 70.5616 | 70.5616 | 70.5616 | 70.5616 | 70.5616 | 70.5616 | 70.5616 | 70.5616 | 70.5616 | 70.5616 | 70.5616 | 70.5616 | 70.5616 | 70.5616 | 70.5616 | 70.5616 | 70.5616 | 70.5616 | 70.5616 | 70.5616
ID_Industrial_Industrial - ID_Existing_Process_Natural Gas_Process Boiler - Insulate Steam Lines/Condensate Tank_A | ID | Industrial | Industrial - ID | Existing | Process | Natural Gas | Process Boiler - Insulate Steam Lines/Condensate Tank | A | IIM93 | No insulation | Lines and condenstate tank insulated | 15 | 53.3628 | 0 | 0 | 13.96 | 0 | 0 | 0 | 0.27803 | 0.45 | boiler pipe | 30% | 40% | Discretionary | RetroEven20 | 80.75% | Process Boiler | 0% | 41.4117 |  | 20.7925 |  | 0.59434 | GBLR_PINS-Heating-ILTRM-v4.0-1 | GBLR_PINS_STM-Heating-PGE-R7-1 | GBLR_PINS_STM-Heating-PGE-R7-1 | No insulation | No insulation | No insulation | No insulation | No insulation | No insulation | No insulation | No insulation | No insulation | No insulation | No insulation | No insulation | No insulation | No insulation | No insulation | No insulation | No insulation | No insulation | No insulation | No insulation | No insulation | No insulation | No insulation | No insulation | No insulation | No insulation | No insulation | Lines and condenstate tank insulated | Lines and condenstate tank insulated | Lines and condenstate tank insulated | Lines and condenstate tank insulated | Lines and condenstate tank insulated | Lines and condenstate tank insulated | Lines and condenstate tank insulated | Lines and condenstate tank insulated | Lines and condenstate tank insulated | Lines and condenstate tank insulated | Lines and condenstate tank insulated | Lines and condenstate tank insulated | Lines and condenstate tank insulated | Lines and condenstate tank insulated | Lines and condenstate tank insulated | Lines and condenstate tank insulated | Lines and condenstate tank insulated | Lines and condenstate tank insulated | Lines and condenstate tank insulated | Lines and condenstate tank insulated | Lines and condenstate tank insulated | Lines and condenstate tank insulated | Lines and condenstate tank insulated | Lines and condenstate tank insulated | Lines and condenstate tank insulated | Lines and condenstate tank insulated | Lines and condenstate tank insulated | 13.96 | 13.96 | 13.96 | 13.96 | 13.96 | 13.96 | 13.96 | 13.96 | 13.96 | 13.96 | 13.96 | 13.96 | 13.96 | 13.96 | 13.96 | 13.96 | 13.96 | 13.96 | 13.96 | 13.96 | 13.96 | 13.96 | 13.96 | 13.96 | 13.96 | 13.96 | 13.96 | 0 | 0 | 53.3435 | 53.3197 | 53.2904 | 53.2563 | 53.2171 | 53.1711 | 53.1213 | 53.0696 | 53.0197 | 52.9753 | 52.9387 | 52.9116 | 52.8923 | 52.8785 | 52.8677 | 52.8581 | 52.849 | 52.84 | 52.8308 | 52.8214 | 52.8119 | 52.8023 | 52.7925 | 52.7824 | 52.7723 | 0.69919 | 0.68682 | 0.67461 | 0.66256 | 0.65065 | 0.63888 | 0.62728 | 0.61586 | 0.60468 | 0.59375 | 0.58311 | 0.57277 | 0.56269 | 0.55284 | 0.5432 | 0 | 0 | 0 | 0 | 0 | 0 | 0 | 0 | 0 | 0 | 0.69919 | 1.3857 | 2.0596 | 2.7208 | 3.3694 | 4.0054 | 4.6289 | 5.2403 | 5.84 | 6.4289 | 7.0076 | 7.5768 | 8.1367 | 8.6874 | 9.2288 | 9.2272 | 9.2256 | 9.224 | 9.2224 | 9.2208 | 9.2191 | 9.2174 | 9.2157 | 9.2139 | 9.2122 | 13.1072 | 12.8813 | 12.6592 | 12.4409 | 12.2264 | 12.0156 | 11.8084 | 11.6048 | 11.4048 | 11.2081 | 11.0149 | 10.825 | 10.6383 | 10.4549 | 10.2747 | 0 | 0 | 0 | 0 | 0 | 0 | 0 | 0 | 0 | 0 | 13.1072 | 25.9885 | 38.6477 | 51.0886 | 63.315 | 75.3306 | 87.139 | 98.7439 | 110.1486 | 121.3568 | 132.3716 | 143.1966 | 153.8349 | 164.2899 | 174.5645 | 174.5645 | 174.5645 | 174.5645 | 174.5645 | 174.5645 | 174.5645 | 174.5645 | 174.5645 | 174.5645 | 174.5645 | 0.59434 | 0.58387 | 0.57354 | 0.56334 | 0.55328 | 0.54334 | 0.53355 | 0.52392 | 0.51447 | 0.50524 | 0.49624 | 0.48747 | 0.47892 | 0.47056 | 0.46237 | 0 | 0 | 0 | 0 | 0 | 0 | 0 | 0 | 0 | 0 | 0.59434 | 1.178 | 1.751 | 2.3134 | 2.8652 | 3.4064 | 3.9373 | 4.4579 | 4.9689 | 5.4706 | 5.9636 | 6.4485 | 6.9254 | 7.3944 | 7.8555 | 7.8543 | 7.8532 | 7.852 | 7.8509 | 7.8497 | 7.8485 | 7.8473 | 7.846 | 7.8448 | 7.8435 | 11.1412 | 10.9491 | 10.7603 | 10.5748 | 10.3924 | 10.2133 | 10.0372 | 9.8641 | 9.694 | 9.5269 | 9.3627 | 9.2012 | 9.0426 | 8.8867 | 8.7335 | 0 | 0 | 0 | 0 | 0 | 0 | 0 | 0 | 0 | 0 | 11.1412 | 22.0902 | 32.8505 | 43.4253 | 53.8177 | 64.031 | 74.0682 | 83.9323 | 93.6263 | 103.1532 | 112.5159 | 121.7171 | 130.7597 | 139.6464 | 148.3798 | 148.3798 | 148.3798 | 148.3798 | 148.3798 | 148.3798 | 148.3798 | 148.3798 | 148.3798 | 148.3798 | 148.3798 | 0.59434 | 0.58387 | 0.57354 | 0.56334 | 0.55328 | 0.54334 | 0.53355 | 0.52392 | 0.51447 | 0.50524 | 0.49624 | 0.48747 | 0.47892 | 0.47056 | 0.46237 | 0 | 0 | 0 | 0 | 0 | 0 | 0 | 0 | 0 | 0 | 0.59434 | 1.178 | 1.751 | 2.3134 | 2.8652 | 3.4064 | 3.9373 | 4.4579 | 4.9689 | 5.4706 | 5.9636 | 6.4485 | 6.9254 | 7.3944 | 7.8555 | 7.8543 | 7.8532 | 7.852 | 7.8509 | 7.8497 | 7.8485 | 7.8473 | 7.846 | 7.8448 | 7.8435 | 11.1412 | 10.9491 | 10.7603 | 10.5748 | 10.3924 | 10.2133 | 10.0372 | 9.8641 | 9.694 | 9.5269 | 9.3627 | 9.2012 | 9.0426 | 8.8867 | 8.7335 | 0 | 0 | 0 | 0 | 0 | 0 | 0 | 0 | 0 | 0 | 11.1412 | 22.0902 | 32.8505 | 43.4253 | 53.8177 | 64.031 | 74.0682 | 83.9323 | 93.6263 | 103.1532 | 112.5159 | 121.7171 | 130.7597 | 139.6464 | 148.3798 | 148.3798 | 148.3798 | 148.3798 | 148.3798 | 148.3798 | 148.3798 | 148.3798 | 148.3798 | 148.3798 | 148.3798 | 0.59434 | 0.58387 | 0.57354 | 0.56334 | 0.55328 | 0.54334 | 0.53355 | 0.52392 | 0.51447 | 0.50524 | 0.49624 | 0.48747 | 0.47892 | 0.47056 | 0.46237 | 0 | 0 | 0 | 0 | 0 | 0 | 0 | 0 | 0 | 0 | 0.59434 | 1.178 | 1.751 | 2.3134 | 2.8652 | 3.4064 | 3.9373 | 4.4579 | 4.9689 | 5.4706 | 5.9636 | 6.4485 | 6.9254 | 7.3944 | 7.8555 | 7.8543 | 7.8532 | 7.852 | 7.8509 | 7.8497 | 7.8485 | 7.8473 | 7.846 | 7.8448 | 7.8435 | 11.1412 | 10.9491 | 10.7603 | 10.5748 | 10.3924 | 10.2133 | 10.0372 | 9.8641 | 9.694 | 9.5269 | 9.3627 | 9.2012 | 9.0426 | 8.8867 | 8.7335 | 0 | 0 | 0 | 0 | 0 | 0 | 0 | 0 | 0 | 0 | 11.1412 | 22.0902 | 32.8505 | 43.4253 | 53.8177 | 64.031 | 74.0682 | 83.9323 | 93.6263 | 103.1532 | 112.5159 | 121.7171 | 130.7597 | 139.6464 | 148.3798 | 148.3798 | 148.3798 | 148.3798 | 148.3798 | 148.3798 | 148.3798 | 148.3798 | 148.3798 | 148.3798 | 148.3798 | 41.4117 | 41.4117 | 41.4117 | 41.4117 | 41.4117 | 41.4117 | 41.4117 | 41.4117 | 41.4117 | 41.4117 | 41.4117 | 41.4117 | 41.4117 | 41.4117 | 41.4117 | 41.4117 | 41.4117 | 41.4117 | 41.4117 | 41.4117 | 41.4117 | 41.4117 | 41.4117 | 41.4117 | 41.4117 | 20.7925 | 20.7925 | 20.7925 | 20.7925 | 20.7925 | 20.7925 | 20.7925 | 20.7925 | 20.7925 | 20.7925 | 20.7925 | 20.7925 | 20.7925 | 20.7925 | 20.7925 | 20.7925 | 20.7925 | 20.7925 | 20.7925 | 20.7925 | 20.7925 | 20.7925 | 20.7925 | 20.7925 | 20.7925
ID_Industrial_Industrial - ID_Existing_Process_Natural Gas_Process Boiler - Stack Economizer_A | ID | Industrial | Industrial - ID | Existing | Process | Natural Gas | Process Boiler - Stack Economizer | A | IIM94 | None | Economizer installed | 15 | 7.6762 | 0 | 0 | 10.35 | 0 | 0 | 0 | 0.27803 | 0.45 | kBtuh Heat | 15% | 55% | Discretionary | Retro12Med | 75.44% | Process Boiler | 0% | 213.4388 |  | 107.1658 |  | 1.0507 | IL TRM - CI-HVC-BECO-V01-150601 | IL TRM - CI-HVC-BECO-V01-150601 | IL TRM - CI-HVC-BECO-V01-150601 | None | None | None | None | None | None | None | None | None | None | None | None | None | None | None | None | None | None | None | None | None | None | None | None | None | None | None | Economizer installed | Economizer installed | Economizer installed | Economizer installed | Economizer installed | Economizer installed | Economizer installed | Economizer installed | Economizer installed | Economizer installed | Economizer installed | Economizer installed | Economizer installed | Economizer installed | Economizer installed | Economizer installed | Economizer installed | Economizer installed | Economizer installed | Economizer installed | Economizer installed | Economizer installed | Economizer installed | Economizer installed | Economizer installed | Economizer installed | Economizer installed | 10.35 | 10.35 | 10.35 | 10.35 | 10.35 | 10.35 | 10.35 | 10.35 | 10.35 | 10.35 | 10.35 | 10.35 | 10.35 | 10.35 | 10.35 | 10.35 | 10.35 | 10.35 | 10.35 | 10.35 | 10.35 | 10.35 | 10.35 | 10.35 | 10.35 | 10.35 | 10.35 | 0 | 0 | 7.6672 | 7.6578 | 7.6477 | 7.6372 | 7.6254 | 7.6121 | 7.5976 | 7.5824 | 7.5671 | 7.5525 | 7.539 | 7.5289 | 7.5202 | 7.5126 | 7.5057 | 7.5018 | 7.4983 | 7.4948 | 7.4917 | 7.4885 | 7.4852 | 7.4819 | 7.4785 | 7.4751 | 7.4716 | 1.2359 | 1.2131 | 1.1906 | 1.1684 | 1.1465 | 1.0123 | 0.79437 | 0.62329 | 0.48905 | 0.38375 | 0.30117 | 0.23646 | 0.18569 | 0.14585 | 0.11456 | 0 | 0 | 0 | 0 | 0 | 0 | 0 | 0 | 0 | 0 | 1.2359 | 2.4474 | 3.6348 | 4.7982 | 5.9374 | 6.9393 | 7.7205 | 8.3283 | 8.8005 | 9.1673 | 9.4521 | 9.6759 | 9.8504 | 9.9863 | 10.0917 | 10.0865 | 10.0817 | 10.0771 | 10.0729 | 10.0686 | 10.0642 | 10.0597 | 10.0552 | 10.0506 | 10.0459 | 161.189 | 158.4098 | 155.6786 | 152.9945 | 150.3567 | 132.9879 | 104.556 | 82.2026 | 64.6283 | 50.8112 | 39.9481 | 31.4075 | 24.6928 | 19.4136 | 15.2631 | 0 | 0 | 0 | 0 | 0 | 0 | 0 | 0 | 0 | 0 | 161.189 | 319.5988 | 475.2774 | 628.2719 | 778.6286 | 911.6165 | 1016.1725 | 1098.3751 | 1163.0034 | 1213.8146 | 1253.7627 | 1285.1702 | 1309.863 | 1329.2766 | 1344.5398 | 1344.5398 | 1344.5398 | 1344.5398 | 1344.5398 | 1344.5398 | 1344.5398 | 1344.5398 | 1344.5398 | 1344.5398 | 1344.5398 | 1.0507 | 1.0315 | 1.0126 | 0.99394 | 0.97552 | 0.86155 | 0.67626 | 0.53078 | 0.41659 | 0.32698 | 0.25669 | 0.20158 | 0.15833 | 0.12437 | 0.097705 | 0 | 0 | 0 | 0 | 0 | 0 | 0 | 0 | 0 | 0 | 1.0507 | 2.0811 | 3.0913 | 4.0816 | 5.0518 | 5.9058 | 6.5725 | 7.0921 | 7.4966 | 7.8112 | 8.0561 | 8.2485 | 8.3987 | 8.5159 | 8.6069 | 8.6032 | 8.5997 | 8.5964 | 8.5933 | 8.5902 | 8.587 | 8.5838 | 8.5805 | 8.5772 | 8.5738 | 137.0106 | 134.6484 | 132.3268 | 130.0453 | 127.8032 | 113.0397 | 88.8726 | 69.8722 | 54.934 | 43.1895 | 33.9559 | 26.6964 | 20.9889 | 16.5016 | 12.9737 | 0 | 0 | 0 | 0 | 0 | 0 | 0 | 0 | 0 | 0 | 137.0106 | 271.659 | 403.9858 | 534.0311 | 661.8343 | 774.874 | 863.7466 | 933.6189 | 988.5529 | 1031.7424 | 1065.6983 | 1092.3947 | 1113.3836 | 1129.8852 | 1142.8588 | 1142.8588 | 1142.8588 | 1142.8588 | 1142.8588 | 1142.8588 | 1142.8588 | 1142.8588 | 1142.8588 | 1142.8588 | 1142.8588 | 1.0507 | 1.0315 | 1.0126 | 0.99394 | 0.97552 | 0.86155 | 0.67626 | 0.53078 | 0.41659 | 0.32698 | 0.25669 | 0.20158 | 0.15833 | 0.12437 | 0.097705 | 0 | 0 | 0 | 0 | 0 | 0 | 0 | 0 | 0 | 0 | 1.0507 | 2.0811 | 3.0913 | 4.0816 | 5.0518 | 5.9058 | 6.5725 | 7.0921 | 7.4966 | 7.8112 | 8.0561 | 8.2485 | 8.3987 | 8.5159 | 8.6069 | 8.6032 | 8.5997 | 8.5964 | 8.5933 | 8.5902 | 8.587 | 8.5838 | 8.5805 | 8.5772 | 8.5738 | 137.0106 | 134.6484 | 132.3268 | 130.0453 | 127.8032 | 113.0397 | 88.8726 | 69.8722 | 54.934 | 43.1895 | 33.9559 | 26.6964 | 20.9889 | 16.5016 | 12.9737 | 0 | 0 | 0 | 0 | 0 | 0 | 0 | 0 | 0 | 0 | 137.0106 | 271.659 | 403.9858 | 534.0311 | 661.8343 | 774.874 | 863.7466 | 933.6189 | 988.5529 | 1031.7424 | 1065.6983 | 1092.3947 | 1113.3836 | 1129.8852 | 1142.8588 | 1142.8588 | 1142.8588 | 1142.8588 | 1142.8588 | 1142.8588 | 1142.8588 | 1142.8588 | 1142.8588 | 1142.8588 | 1142.8588 | 1.0507 | 1.0315 | 1.0126 | 0.99394 | 0.97552 | 0.86155 | 0.67626 | 0.53078 | 0.41659 | 0.32698 | 0.25669 | 0.20158 | 0.15833 | 0.12437 | 0.097705 | 0 | 0 | 0 | 0 | 0 | 0 | 0 | 0 | 0 | 0 | 1.0507 | 2.0811 | 3.0913 | 4.0816 | 5.0518 | 5.9058 | 6.5725 | 7.0921 | 7.4966 | 7.8112 | 8.0561 | 8.2485 | 8.3987 | 8.5159 | 8.6069 | 8.6032 | 8.5997 | 8.5964 | 8.5933 | 8.5902 | 8.587 | 8.5838 | 8.5805 | 8.5772 | 8.5738 | 137.0106 | 134.6484 | 132.3268 | 130.0453 | 127.8032 | 113.0397 | 88.8726 | 69.8722 | 54.934 | 43.1895 | 33.9559 | 26.6964 | 20.9889 | 16.5016 | 12.9737 | 0 | 0 | 0 | 0 | 0 | 0 | 0 | 0 | 0 | 0 | 137.0106 | 271.659 | 403.9858 | 534.0311 | 661.8343 | 774.874 | 863.7466 | 933.6189 | 988.5529 | 1031.7424 | 1065.6983 | 1092.3947 | 1113.3836 | 1129.8852 | 1142.8588 | 1142.8588 | 1142.8588 | 1142.8588 | 1142.8588 | 1142.8588 | 1142.8588 | 1142.8588 | 1142.8588 | 1142.8588 | 1142.8588 | 213.4388 | 213.4388 | 213.4388 | 213.4388 | 213.4388 | 213.4388 | 213.4388 | 213.4388 | 213.4388 | 213.4388 | 213.4388 | 213.4388 | 213.4388 | 213.4388 | 213.4388 | 213.4388 | 213.4388 | 213.4388 | 213.4388 | 213.4388 | 213.4388 | 213.4388 | 213.4388 | 213.4388 | 213.4388 | 107.1658 | 107.1658 | 107.1658 | 107.1658 | 107.1658 | 107.1658 | 107.1658 | 107.1658 | 107.1658 | 107.1658 | 107.1658 | 107.1658 | 107.1658 | 107.1658 | 107.1658 | 107.1658 | 107.1658 | 107.1658 | 107.1658 | 107.1658 | 107.1658 | 107.1658 | 107.1658 | 107.1658 | 107.1658
ID_Industrial_Industrial - ID_Existing_Process_Natural Gas_Process Boiler - Steam Trap Replacement_A | ID | Industrial | Industrial - ID | Existing | Process | Natural Gas | Process Boiler - Steam Trap Replacement | A | IIM95 | Degrade performance | Cleaning and maintenance | 6 | 323099.6453 | 0 | 0 | 89.84 | 0 | 0 | 0 | 0.27803 | 0.45 | perBLDg | 73% | 100% | Discretionary | RetroEven20 | 80.75% | Process Boiler | 0% | 0.084351 |  | 0.042352 |  | 0.035424 | IL TRM v9, Section 4.4.16 | IL TRM v9, Section 4.4.16 | IL TRM - CI-HVC-STRE-V06-200101 | Degrade performance | Degrade performance | Degrade performance | Degrade performance | Degrade performance | Degrade performance | Degrade performance | Degrade performance | Degrade performance | Degrade performance | Degrade performance | Degrade performance | Degrade performance | Degrade performance | Degrade performance | Degrade performance | Degrade performance | Degrade performance | Degrade performance | Degrade performance | Degrade performance | Degrade performance | Degrade performance | Degrade performance | Degrade performance | Degrade performance | Degrade performance | Cleaning and maintenance | Cleaning and maintenance | Cleaning and maintenance | Cleaning and maintenance | Cleaning and maintenance | Cleaning and maintenance | Cleaning and maintenance | Cleaning and maintenance | Cleaning and maintenance | Cleaning and maintenance | Cleaning and maintenance | Cleaning and maintenance | Cleaning and maintenance | Cleaning and maintenance | Cleaning and maintenance | Cleaning and maintenance | Cleaning and maintenance | Cleaning and maintenance | Cleaning and maintenance | Cleaning and maintenance | Cleaning and maintenance | Cleaning and maintenance | Cleaning and maintenance | Cleaning and maintenance | Cleaning and maintenance | Cleaning and maintenance | Cleaning and maintenance | 89.84 | 89.84 | 89.84 | 89.84 | 89.84 | 89.84 | 89.84 | 89.84 | 89.84 | 89.84 | 89.84 | 89.84 | 89.84 | 89.84 | 89.84 | 89.84 | 89.84 | 89.84 | 89.84 | 89.84 | 89.84 | 89.84 | 89.84 | 89.84 | 89.84 | 89.84 | 89.84 | 0 | 0 | 323099.6453 | 323099.6453 | 323099.6453 | 323099.6453 | 323099.6453 | 323099.6453 | 323099.6453 | 323099.6453 | 323099.6453 | 323099.6453 | 323099.6453 | 323099.6453 | 323099.6453 | 323099.6453 | 323099.6453 | 323099.6453 | 323099.6453 | 323099.6453 | 323099.6453 | 323099.6453 | 323099.6453 | 323099.6453 | 323099.6453 | 323099.6453 | 323099.6453 | 0.041675 | 0.040957 | 0.04025 | 0.039556 | 0.038874 | 0.038204 | 0 | 0 | 0 | 0 | 0 | 0 | 0 | 0 | 0 | 0 | 0 | 0 | 0 | 0 | 0 | 0 | 0 | 0 | 0 | 0.041675 | 0.082632 | 0.12288 | 0.16244 | 0.20131 | 0.23952 | 0.23952 | 0.23952 | 0.23952 | 0.23952 | 0.23952 | 0.23952 | 0.23952 | 0.23952 | 0.23952 | 0.23952 | 0.23952 | 0.23952 | 0.23952 | 0.23952 | 0.23952 | 0.23952 | 0.23952 | 0.23952 | 0.23952 | 0.00012899 | 0.00012676 | 0.00012458 | 0.00012243 | 0.00012032 | 0.00011824 | 0 | 0 | 0 | 0 | 0 | 0 | 0 | 0 | 0 | 0 | 0 | 0 | 0 | 0 | 0 | 0 | 0 | 0 | 0 | 0.00012899 | 0.00025575 | 0.00038032 | 0.00050275 | 0.00062307 | 0.00074131 | 0.00074131 | 0.00074131 | 0.00074131 | 0.00074131 | 0.00074131 | 0.00074131 | 0.00074131 | 0.00074131 | 0.00074131 | 0.00074131 | 0.00074131 | 0.00074131 | 0.00074131 | 0.00074131 | 0.00074131 | 0.00074131 | 0.00074131 | 0.00074131 | 0.00074131 | 0.035424 | 0.034813 | 0.034213 | 0.033623 | 0.033043 | 0.032474 | 0 | 0 | 0 | 0 | 0 | 0 | 0 | 0 | 0 | 0 | 0 | 0 | 0 | 0 | 0 | 0 | 0 | 0 | 0 | 0.035424 | 0.070237 | 0.10445 | 0.13807 | 0.17112 | 0.20359 | 0.20359 | 0.20359 | 0.20359 | 0.20359 | 0.20359 | 0.20359 | 0.20359 | 0.20359 | 0.20359 | 0.20359 | 0.20359 | 0.20359 | 0.20359 | 0.20359 | 0.20359 | 0.20359 | 0.20359 | 0.20359 | 0.20359 | 0.00010964 | 0.00010775 | 0.00010589 | 0.00010406 | 0.00010227 | 0.00010051 | 0 | 0 | 0 | 0 | 0 | 0 | 0 | 0 | 0 | 0 | 0 | 0 | 0 | 0 | 0 | 0 | 0 | 0 | 0 | 0.00010964 | 0.00021738 | 0.00032327 | 0.00042734 | 0.00052961 | 0.00063011 | 0.00063011 | 0.00063011 | 0.00063011 | 0.00063011 | 0.00063011 | 0.00063011 | 0.00063011 | 0.00063011 | 0.00063011 | 0.00063011 | 0.00063011 | 0.00063011 | 0.00063011 | 0.00063011 | 0.00063011 | 0.00063011 | 0.00063011 | 0.00063011 | 0.00063011 | 0.035424 | 0.034813 | 0.034213 | 0.033623 | 0.033043 | 0.032474 | 0 | 0 | 0 | 0 | 0 | 0 | 0 | 0 | 0 | 0 | 0 | 0 | 0 | 0 | 0 | 0 | 0 | 0 | 0 | 0.035424 | 0.070237 | 0.10445 | 0.13807 | 0.17112 | 0.20359 | 0.20359 | 0.20359 | 0.20359 | 0.20359 | 0.20359 | 0.20359 | 0.20359 | 0.20359 | 0.20359 | 0.20359 | 0.20359 | 0.20359 | 0.20359 | 0.20359 | 0.20359 | 0.20359 | 0.20359 | 0.20359 | 0.20359 | 0.00010964 | 0.00010775 | 0.00010589 | 0.00010406 | 0.00010227 | 0.00010051 | 0 | 0 | 0 | 0 | 0 | 0 | 0 | 0 | 0 | 0 | 0 | 0 | 0 | 0 | 0 | 0 | 0 | 0 | 0 | 0.00010964 | 0.00021738 | 0.00032327 | 0.00042734 | 0.00052961 | 0.00063011 | 0.00063011 | 0.00063011 | 0.00063011 | 0.00063011 | 0.00063011 | 0.00063011 | 0.00063011 | 0.00063011 | 0.00063011 | 0.00063011 | 0.00063011 | 0.00063011 | 0.00063011 | 0.00063011 | 0.00063011 | 0.00063011 | 0.00063011 | 0.00063011 | 0.00063011 | 0.035424 | 0.034813 | 0.034213 | 0.033623 | 0.033043 | 0.032474 | 0 | 0 | 0 | 0 | 0 | 0 | 0 | 0 | 0 | 0 | 0 | 0 | 0 | 0 | 0 | 0 | 0 | 0 | 0 | 0.035424 | 0.070237 | 0.10445 | 0.13807 | 0.17112 | 0.20359 | 0.20359 | 0.20359 | 0.20359 | 0.20359 | 0.20359 | 0.20359 | 0.20359 | 0.20359 | 0.20359 | 0.20359 | 0.20359 | 0.20359 | 0.20359 | 0.20359 | 0.20359 | 0.20359 | 0.20359 | 0.20359 | 0.20359 | 0.00010964 | 0.00010775 | 0.00010589 | 0.00010406 | 0.00010227 | 0.00010051 | 0 | 0 | 0 | 0 | 0 | 0 | 0 | 0 | 0 | 0 | 0 | 0 | 0 | 0 | 0 | 0 | 0 | 0 | 0 | 0.00010964 | 0.00021738 | 0.00032327 | 0.00042734 | 0.00052961 | 0.00063011 | 0.00063011 | 0.00063011 | 0.00063011 | 0.00063011 | 0.00063011 | 0.00063011 | 0.00063011 | 0.00063011 | 0.00063011 | 0.00063011 | 0.00063011 | 0.00063011 | 0.00063011 | 0.00063011 | 0.00063011 | 0.00063011 | 0.00063011 | 0.00063011 | 0.00063011 | 0.084351 | 0.084351 | 0.084351 | 0.084351 | 0.084351 | 0.084351 | 0.084351 | 0.084351 | 0.084351 | 0.084351 | 0.084351 | 0.084351 | 0.084351 | 0.084351 | 0.084351 | 0.084351 | 0.084351 | 0.084351 | 0.084351 | 0.084351 | 0.084351 | 0.084351 | 0.084351 | 0.084351 | 0.084351 | 0.042352 | 0.042352 | 0.042352 | 0.042352 | 0.042352 | 0.042352 | 0.042352 | 0.042352 | 0.042352 | 0.042352 | 0.042352 | 0.042352 | 0.042352 | 0.042352 | 0.042352 | 0.042352 | 0.042352 | 0.042352 | 0.042352 | 0.042352 | 0.042352 | 0.042352 | 0.042352 | 0.042352 | 0.042352
ID_Industrial_Industrial - ID_Existing_Process_Natural Gas_Process Boiler - Maintenance_A | ID | Industrial | Industrial - ID | Existing | Process | Natural Gas | Process Boiler - Maintenance | A | IIM96 | Degrade performance | General cleaning and maintenance | 3 | 4.7976 | 0 | 0 | 0.95 | 0 | 0 | 0 | 0.27803 | 0.45 | kBtuh Heat | 20% | 30% | Discretionary | Retro20Fast | 65.82% | Process Boiler | 0% | 109.2289 |  | 54.8429 |  | 0.33207 | GBLR_MNT-Heating-ILTRM-v4.0-43 | GBLR_MNT-Heating-ILTRM-v4.0-43 | GBLR_MNT-Heating-ILTRM-v4.0-1 | Degrade performance | Degrade performance | Degrade performance | Degrade performance | Degrade performance | Degrade performance | Degrade performance | Degrade performance | Degrade performance | Degrade performance | Degrade performance | Degrade performance | Degrade performance | Degrade performance | Degrade performance | Degrade performance | Degrade performance | Degrade performance | Degrade performance | Degrade performance | Degrade performance | Degrade performance | Degrade performance | Degrade performance | Degrade performance | Degrade performance | Degrade performance | General cleaning and maintenance | General cleaning and maintenance | General cleaning and maintenance | General cleaning and maintenance | General cleaning and maintenance | General cleaning and maintenance | General cleaning and maintenance | General cleaning and maintenance | General cleaning and maintenance | General cleaning and maintenance | General cleaning and maintenance | General cleaning and maintenance | General cleaning and maintenance | General cleaning and maintenance | General cleaning and maintenance | General cleaning and maintenance | General cleaning and maintenance | General cleaning and maintenance | General cleaning and maintenance | General cleaning and maintenance | General cleaning and maintenance | General cleaning and maintenance | General cleaning and maintenance | General cleaning and maintenance | General cleaning and maintenance | General cleaning and maintenance | General cleaning and maintenance | 0.95 | 0.95 | 0.95 | 0.95 | 0.95 | 0.95 | 0.95 | 0.95 | 0.95 | 0.95 | 0.95 | 0.95 | 0.95 | 0.95 | 0.95 | 0.95 | 0.95 | 0.95 | 0.95 | 0.95 | 0.95 | 0.95 | 0.95 | 0.95 | 0.95 | 0.95 | 0.95 | 0 | 0 | 4.7929 | 4.7878 | 4.7819 | 4.7754 | 4.7681 | 4.7597 | 4.7507 | 4.7413 | 4.7317 | 4.7226 | 4.7143 | 4.708 | 4.7026 | 4.6979 | 4.6936 | 4.6912 | 4.6891 | 4.687 | 4.685 | 4.6831 | 4.6811 | 4.6791 | 4.677 | 4.6749 | 4.6728 | 0.39061 | 0.26878 | 0.18263 | 0 | 0 | 0 | 0 | 0 | 0 | 0 | 0 | 0 | 0 | 0 | 0 | 0 | 0 | 0 | 0 | 0 | 0 | 0 | 0 | 0 | 0 | 0.39061 | 0.65897 | 0.8408 | 0.83965 | 0.83836 | 0.8369 | 0.83531 | 0.83364 | 0.83197 | 0.83037 | 0.8289 | 0.8278 | 0.82684 | 0.82602 | 0.82526 | 0.82485 | 0.82447 | 0.8241 | 0.82376 | 0.82342 | 0.82307 | 0.82271 | 0.82235 | 0.82198 | 0.8216 | 81.4971 | 56.1382 | 38.1926 | 0 | 0 | 0 | 0 | 0 | 0 | 0 | 0 | 0 | 0 | 0 | 0 | 0 | 0 | 0 | 0 | 0 | 0 | 0 | 0 | 0 | 0 | 81.4971 | 137.6353 | 175.8279 | 175.8279 | 175.8279 | 175.8279 | 175.8279 | 175.8279 | 175.8279 | 175.8279 | 175.8279 | 175.8279 | 175.8279 | 175.8279 | 175.8279 | 175.8279 | 175.8279 | 175.8279 | 175.8279 | 175.8279 | 175.8279 | 175.8279 | 175.8279 | 175.8279 | 175.8279 | 0.33207 | 0.22853 | 0.15532 | 0 | 0 | 0 | 0 | 0 | 0 | 0 | 0 | 0 | 0 | 0 | 0 | 0 | 0 | 0 | 0 | 0 | 0 | 0 | 0 | 0 | 0 | 0.33207 | 0.56029 | 0.71503 | 0.7142 | 0.71327 | 0.71221 | 0.71106 | 0.70986 | 0.70865 | 0.70749 | 0.70642 | 0.70562 | 0.70494 | 0.70433 | 0.70379 | 0.70349 | 0.70321 | 0.70295 | 0.7027 | 0.70245 | 0.7022 | 0.70194 | 0.70168 | 0.70141 | 0.70114 | 69.2726 | 47.7174 | 32.4637 | 0 | 0 | 0 | 0 | 0 | 0 | 0 | 0 | 0 | 0 | 0 | 0 | 0 | 0 | 0 | 0 | 0 | 0 | 0 | 0 | 0 | 0 | 69.2726 | 116.99 | 149.4537 | 149.4537 | 149.4537 | 149.4537 | 149.4537 | 149.4537 | 149.4537 | 149.4537 | 149.4537 | 149.4537 | 149.4537 | 149.4537 | 149.4537 | 149.4537 | 149.4537 | 149.4537 | 149.4537 | 149.4537 | 149.4537 | 149.4537 | 149.4537 | 149.4537 | 149.4537 | 0.33207 | 0.22853 | 0.15532 | 0 | 0 | 0 | 0 | 0 | 0 | 0 | 0 | 0 | 0 | 0 | 0 | 0 | 0 | 0 | 0 | 0 | 0 | 0 | 0 | 0 | 0 | 0.33207 | 0.56029 | 0.71503 | 0.7142 | 0.71327 | 0.71221 | 0.71106 | 0.70986 | 0.70865 | 0.70749 | 0.70642 | 0.70562 | 0.70494 | 0.70433 | 0.70379 | 0.70349 | 0.70321 | 0.70295 | 0.7027 | 0.70245 | 0.7022 | 0.70194 | 0.70168 | 0.70141 | 0.70114 | 69.2726 | 47.7174 | 32.4637 | 0 | 0 | 0 | 0 | 0 | 0 | 0 | 0 | 0 | 0 | 0 | 0 | 0 | 0 | 0 | 0 | 0 | 0 | 0 | 0 | 0 | 0 | 69.2726 | 116.99 | 149.4537 | 149.4537 | 149.4537 | 149.4537 | 149.4537 | 149.4537 | 149.4537 | 149.4537 | 149.4537 | 149.4537 | 149.4537 | 149.4537 | 149.4537 | 149.4537 | 149.4537 | 149.4537 | 149.4537 | 149.4537 | 149.4537 | 149.4537 | 149.4537 | 149.4537 | 149.4537 | 0.33207 | 0.22853 | 0.15532 | 0 | 0 | 0 | 0 | 0 | 0 | 0 | 0 | 0 | 0 | 0 | 0 | 0 | 0 | 0 | 0 | 0 | 0 | 0 | 0 | 0 | 0 | 0.33207 | 0.56029 | 0.71503 | 0.7142 | 0.71327 | 0.71221 | 0.71106 | 0.70986 | 0.70865 | 0.70749 | 0.70642 | 0.70562 | 0.70494 | 0.70433 | 0.70379 | 0.70349 | 0.70321 | 0.70295 | 0.7027 | 0.70245 | 0.7022 | 0.70194 | 0.70168 | 0.70141 | 0.70114 | 69.2726 | 47.7174 | 32.4637 | 0 | 0 | 0 | 0 | 0 | 0 | 0 | 0 | 0 | 0 | 0 | 0 | 0 | 0 | 0 | 0 | 0 | 0 | 0 | 0 | 0 | 0 | 69.2726 | 116.99 | 149.4537 | 149.4537 | 149.4537 | 149.4537 | 149.4537 | 149.4537 | 149.4537 | 149.4537 | 149.4537 | 149.4537 | 149.4537 | 149.4537 | 149.4537 | 149.4537 | 149.4537 | 149.4537 | 149.4537 | 149.4537 | 149.4537 | 149.4537 | 149.4537 | 149.4537 | 149.4537 | 109.2289 | 109.2289 | 109.2289 | 109.2289 | 109.2289 | 109.2289 | 109.2289 | 109.2289 | 109.2289 | 109.2289 | 109.2289 | 109.2289 | 109.2289 | 109.2289 | 109.2289 | 109.2289 | 109.2289 | 109.2289 | 109.2289 | 109.2289 | 109.2289 | 109.2289 | 109.2289 | 109.2289 | 109.2289 | 54.8429 | 54.8429 | 54.8429 | 54.8429 | 54.8429 | 54.8429 | 54.8429 | 54.8429 | 54.8429 | 54.8429 | 54.8429 | 54.8429 | 54.8429 | 54.8429 | 54.8429 | 54.8429 | 54.8429 | 54.8429 | 54.8429 | 54.8429 | 54.8429 | 54.8429 | 54.8429 | 54.8429 | 54.8429
ID_Industrial_Industrial - ID_Existing_Process_Natural Gas_Process - Heat Recovery_A | ID | Industrial | Industrial - ID | Existing | Process | Natural Gas | Process - Heat Recovery | A | IIM97 | No HRV | HRV | 20 | 0.71666 | 0 | 0 | 1.09 | 0 | 0 | 0 | 0.27803 | 0.45 | sqft | 5% | 50% | Discretionary | RetroEven20 | 80.75% | Process | 0% | 206.7167 |  | 103.7906 |  | 11.3448 | HRV-Cooling/Heating-E3T-1 | HRV-Cooling/Heating-E3T-1 | HRV-Cooling/Heating-E3T-1 | No HRV | No HRV | No HRV | No HRV | No HRV | No HRV | No HRV | No HRV | No HRV | No HRV | No HRV | No HRV | No HRV | No HRV | No HRV | No HRV | No HRV | No HRV | No HRV | No HRV | No HRV | No HRV | No HRV | No HRV | No HRV | No HRV | No HRV | HRV | HRV | HRV | HRV | HRV | HRV | HRV | HRV | HRV | HRV | HRV | HRV | HRV | HRV | HRV | HRV | HRV | HRV | HRV | HRV | HRV | HRV | HRV | HRV | HRV | HRV | HRV | 1.09 | 1.09 | 1.09 | 1.09 | 1.09 | 1.09 | 1.09 | 1.09 | 1.09 | 1.09 | 1.09 | 1.09 | 1.09 | 1.09 | 1.09 | 1.09 | 1.09 | 1.09 | 1.09 | 1.09 | 1.09 | 1.09 | 1.09 | 1.09 | 1.09 | 1.09 | 1.09 | 0 | 0 | 0.71538 | 0.71405 | 0.71265 | 0.7112 | 0.70962 | 0.70794 | 0.70623 | 0.7045 | 0.70282 | 0.70123 | 0.69979 | 0.69867 | 0.69771 | 0.69686 | 0.69609 | 0.69565 | 0.69524 | 0.69483 | 0.69446 | 0.69407 | 0.69368 | 0.69328 | 0.69288 | 0.69246 | 0.69205 | 13.3432 | 13.0888 | 12.8378 | 12.5908 | 12.3463 | 12.1047 | 11.8672 | 11.6341 | 11.4062 | 11.1843 | 10.9688 | 10.7625 | 10.5623 | 10.3676 | 10.1775 | 9.9958 | 9.8176 | 9.6428 | 9.4713 | 9.3029 | 0 | 0 | 0 | 0 | 0 | 13.3432 | 26.4073 | 39.1931 | 51.7042 | 63.9361 | 75.8891 | 87.5727 | 98.993 | 110.1629 | 121.0987 | 131.8179 | 142.3705 | 152.7359 | 162.9177 | 172.9145 | 182.8017 | 192.5106 | 202.0422 | 211.4036 | 220.5893 | 220.465 | 220.3385 | 220.2098 | 220.079 | 219.9459 | 18651.9336 | 18330.3485 | 18014.308 | 17703.7165 | 17398.48 | 17098.5062 | 16803.7044 | 16513.9853 | 16229.2615 | 15949.4466 | 15674.4561 | 15404.2069 | 15138.6171 | 14877.6065 | 14621.096 | 14369.0082 | 14121.2666 | 13877.7965 | 13638.5242 | 13403.3772 | 0 | 0 | 0 | 0 | 0 | 18651.9336 | 36982.2821 | 54996.5901 | 72700.3066 | 90098.7866 | 107197.2928 | 124000.9971 | 140514.9825 | 156744.2439 | 172693.6905 | 188368.1467 | 203772.3536 | 218910.9707 | 233788.5772 | 248409.6732 | 262778.6814 | 276899.948 | 290777.7445 | 304416.2687 | 317819.6459 | 317819.6459 | 317819.6459 | 317819.6459 | 317819.6459 | 317819.6459 | 11.3448 | 11.1316 | 10.9214 | 10.7145 | 10.51 | 10.3079 | 10.1094 | 9.9145 | 9.7238 | 9.5378 | 9.3569 | 9.1832 | 9.0142 | 8.8497 | 8.6889 | 8.5345 | 8.3832 | 8.2346 | 8.0889 | 7.9457 | 0 | 0 | 0 | 0 | 0 | 11.3448 | 22.4585 | 33.3423 | 43.9991 | 54.4263 | 64.6245 | 74.601 | 84.3607 | 93.9133 | 103.2712 | 112.4473 | 121.4783 | 130.3499 | 139.0648 | 147.6227 | 156.0786 | 164.3829 | 172.5369 | 180.546 | 188.4067 | 188.3165 | 188.2247 | 188.1314 | 188.0365 | 187.9399 | 15854.1435 | 15580.7962 | 15312.1618 | 15048.159 | 14788.708 | 14533.7303 | 14283.1487 | 14036.8875 | 13794.8722 | 13557.0296 | 13323.2877 | 13093.5759 | 12867.8246 | 12645.9655 | 12427.9316 | 12213.6569 | 12003.0766 | 11796.127 | 11592.7455 | 11392.8706 | 0 | 0 | 0 | 0 | 0 | 15854.1435 | 31434.9398 | 46747.1016 | 61795.2606 | 76583.9686 | 91117.6989 | 105400.8476 | 119437.7351 | 133232.6073 | 146789.637 | 160112.9247 | 173206.5005 | 186074.3251 | 198720.2906 | 211148.2222 | 223361.8792 | 235364.9558 | 247161.0828 | 258753.8284 | 270146.699 | 270146.699 | 270146.699 | 270146.699 | 270146.699 | 270146.699 | 11.3448 | 11.1316 | 10.9214 | 10.7145 | 10.51 | 10.3079 | 10.1094 | 9.9145 | 9.7238 | 9.5378 | 9.3569 | 9.1832 | 9.0142 | 8.8497 | 8.6889 | 8.5345 | 8.3832 | 8.2346 | 8.0889 | 7.9457 | 0 | 0 | 0 | 0 | 0 | 11.3448 | 22.4585 | 33.3423 | 43.9991 | 54.4263 | 64.6245 | 74.601 | 84.3607 | 93.9133 | 103.2712 | 112.4473 | 121.4783 | 130.3499 | 139.0648 | 147.6227 | 156.0786 | 164.3829 | 172.5369 | 180.546 | 188.4067 | 188.3165 | 188.2247 | 188.1314 | 188.0365 | 187.9399 | 15854.1435 | 15580.7962 | 15312.1618 | 15048.159 | 14788.708 | 14533.7303 | 14283.1487 | 14036.8875 | 13794.8722 | 13557.0296 | 13323.2877 | 13093.5759 | 12867.8246 | 12645.9655 | 12427.9316 | 12213.6569 | 12003.0766 | 11796.127 | 11592.7455 | 11392.8706 | 0 | 0 | 0 | 0 | 0 | 15854.1435 | 31434.9398 | 46747.1016 | 61795.2606 | 76583.9686 | 91117.6989 | 105400.8476 | 119437.7351 | 133232.6073 | 146789.637 | 160112.9247 | 173206.5005 | 186074.3251 | 198720.2906 | 211148.2222 | 223361.8792 | 235364.9558 | 247161.0828 | 258753.8284 | 270146.699 | 270146.699 | 270146.699 | 270146.699 | 270146.699 | 270146.699 | 11.3448 | 11.1316 | 10.9214 | 10.7145 | 10.51 | 10.3079 | 10.1094 | 9.9145 | 9.7238 | 9.5378 | 9.3569 | 9.1832 | 9.0142 | 8.8497 | 8.6889 | 8.5345 | 8.3832 | 8.2346 | 8.0889 | 7.9457 | 0 | 0 | 0 | 0 | 0 | 11.3448 | 22.4585 | 33.3423 | 43.9991 | 54.4263 | 64.6245 | 74.601 | 84.3607 | 93.9133 | 103.2712 | 112.4473 | 121.4783 | 130.3499 | 139.0648 | 147.6227 | 156.0786 | 164.3829 | 172.5369 | 180.546 | 188.4067 | 188.3165 | 188.2247 | 188.1314 | 188.0365 | 187.9399 | 15854.1435 | 15580.7962 | 15312.1618 | 15048.159 | 14788.708 | 14533.7303 | 14283.1487 | 14036.8875 | 13794.8722 | 13557.0296 | 13323.2877 | 13093.5759 | 12867.8246 | 12645.9655 | 12427.9316 | 12213.6569 | 12003.0766 | 11796.127 | 11592.7455 | 11392.8706 | 0 | 0 | 0 | 0 | 0 | 15854.1435 | 31434.9398 | 46747.1016 | 61795.2606 | 76583.9686 | 91117.6989 | 105400.8476 | 119437.7351 | 133232.6073 | 146789.637 | 160112.9247 | 173206.5005 | 186074.3251 | 198720.2906 | 211148.2222 | 223361.8792 | 235364.9558 | 247161.0828 | 258753.8284 | 270146.699 | 270146.699 | 270146.699 | 270146.699 | 270146.699 | 270146.699 | 206.7167 | 206.7167 | 206.7167 | 206.7167 | 206.7167 | 206.7167 | 206.7167 | 206.7167 | 206.7167 | 206.7167 | 206.7167 | 206.7167 | 206.7167 | 206.7167 | 206.7167 | 206.7167 | 206.7167 | 206.7167 | 206.7167 | 206.7167 | 206.7167 | 206.7167 | 206.7167 | 206.7167 | 206.7167 | 103.7906 | 103.7906 | 103.7906 | 103.7906 | 103.7906 | 103.7906 | 103.7906 | 103.7906 | 103.7906 | 103.7906 | 103.7906 | 103.7906 | 103.7906 | 103.7906 | 103.7906 | 103.7906 | 103.7906 | 103.7906 | 103.7906 | 103.7906 | 103.7906 | 103.7906 | 103.7906 | 103.7906 | 103.7906
ID_Industrial_Industrial - ID_Existing_Space Heating_Natural Gas_Strategic Energy Management_A | ID | Industrial | Industrial - ID | Existing | Space Heating | Natural Gas | Strategic Energy Management | A | IIM98 | No strategic energy management. | Implementation of strategic energy management. | 3 | 0.031818 | 0 | 0 | 0.12 | 0.02 | 0 | 0 | 0.27803 | 0.45 | sqft | 0% | 0% | Discretionary | Retro5Med | 81.71% | Space Heating | 0% | 258.0645 |  | 189.4014 |  | 0 | DL20_COM_SEM-Misc-2021PLN-V4-1 | BEHAV_SEM-All-CPUC-2018_PG-2 | DL20_COM_SEM-Misc-2021PLN-V4-15 | No strategic energy management. | No strategic energy management. | No strategic energy management. | No strategic energy management. | No strategic energy management. | No strategic energy management. | No strategic energy management. | No strategic energy management. | No strategic energy management. | No strategic energy management. | No strategic energy management. | No strategic energy management. | No strategic energy management. | No strategic energy management. | No strategic energy management. | No strategic energy management. | No strategic energy management. | No strategic energy management. | No strategic energy management. | No strategic energy management. | No strategic energy management. | No strategic energy management. | No strategic energy management. | No strategic energy management. | No strategic energy management. | No strategic energy management. | No strategic energy management. | Implementation of strategic energy management. | Implementation of strategic energy management. | Implementation of strategic energy management. | Implementation of strategic energy management. | Implementation of strategic energy management. | Implementation of strategic energy management. | Implementation of strategic energy management. | Implementation of strategic energy management. | Implementation of strategic energy management. | Implementation of strategic energy management. | Implementation of strategic energy management. | Implementation of strategic energy management. | Implementation of strategic energy management. | Implementation of strategic energy management. | Implementation of strategic energy management. | Implementation of strategic energy management. | Implementation of strategic energy management. | Implementation of strategic energy management. | Implementation of strategic energy management. | Implementation of strategic energy management. | Implementation of strategic energy management. | Implementation of strategic energy management. | Implementation of strategic energy management. | Implementation of strategic energy management. | Implementation of strategic energy management. | Implementation of strategic energy management. | Implementation of strategic energy management. | 0.12 | 0.12 | 0.12 | 0.12 | 0.12 | 0.12 | 0.12 | 0.12 | 0.12 | 0.12 | 0.12 | 0.12 | 0.12 | 0.12 | 0.12 | 0.12 | 0.12 | 0.12 | 0.12 | 0.12 | 0.12 | 0.12 | 0.12 | 0.12 | 0.12 | 0.12 | 0.12 | 0 | 0 | 0.033496 | 0.032935 | 0.032343 | 0.03173 | 0.03109 | 0.030479 | 0.029844 | 0.029185 | 0.028503 | 0.027804 | 0.027099 | 0.026399 | 0.025706 | 0.02503 | 0.024378 | 0.023827 | 0.023303 | 0.022809 | 0.022336 | 0.021881 | 0.021471 | 0.021063 | 0.020656 | 0.020256 | 0.019857 | 0 | 0 | 0 | 0 | 0 | 0 | 0 | 0 | 0 | 0 | 0 | 0 | 0 | 0 | 0 | 0 | 0 | 0 | 0 | 0 | 0 | 0 | 0 | 0 | 0 | 0 | 0 | 0 | 0 | 0 | 0 | 0 | 0 | 0 | 0 | 0 | 0 | 0 | 0 | 0 | 0 | 0 | 0 | 0 | 0 | 0 | 0 | 0 | 0 | 0 | 0 | 0 | 0 | 0 | 0 | 0 | 0 | 0 | 0 | 0 | 0 | 0 | 0 | 0 | 0 | 0 | 0 | 0 | 0 | 0 | 0 | 0 | 0 | 0 | 0 | 0 | 0 | 0 | 0 | 0 | 0 | 0 | 0 | 0 | 0 | 0 | 0 | 0 | 0 | 0 | 0 | 0 | 0 | 0 | 0 | 0 | 0 | 0 | 0 | 0 | 0 | 0 | 0 | 0 | 0 | 0 | 0 | 0 | 0 | 0 | 0 | 0 | 0 | 0 | 0 | 0 | 0 | 0 | 0 | 0 | 0 | 0 | 0 | 0 | 0 | 0 | 0 | 0 | 0 | 0 | 0 | 0 | 0 | 0 | 0 | 0 | 0 | 0 | 0 | 0 | 0 | 0 | 0 | 0 | 0 | 0 | 0 | 0 | 0 | 0 | 0 | 0 | 0 | 0 | 0 | 0 | 0 | 0 | 0 | 0 | 0 | 0 | 0 | 0 | 0 | 0 | 0 | 0 | 0 | 0 | 0 | 0 | 0 | 0 | 0 | 0 | 0 | 0 | 0 | 0 | 0 | 0 | 0 | 0 | 0 | 0 | 0 | 0 | 0 | 0 | 0 | 0 | 0 | 0 | 0 | 0 | 0 | 0 | 0 | 0 | 0 | 0 | 0 | 0 | 0 | 0 | 0 | 0 | 0 | 0 | 0 | 0 | 0 | 0 | 0 | 0 | 0 | 0 | 0 | 0 | 0 | 0 | 0 | 0 | 0 | 0 | 0 | 0 | 0 | 0 | 0 | 0 | 0 | 0 | 0 | 0 | 0 | 0 | 0 | 0 | 0 | 0 | 0 | 0 | 0 | 0 | 0 | 0 | 0 | 0 | 0 | 0 | 0 | 0 | 0 | 0 | 0 | 0 | 0 | 0 | 0 | 0 | 0 | 0 | 0 | 0 | 0 | 0 | 0 | 0 | 0 | 0 | 0 | 0 | 0 | 0 | 0 | 0 | 0 | 0 | 0 | 0 | 0 | 0 | 0 | 0 | 0 | 0 | 0 | 0 | 0 | 0 | 0 | 0 | 0 | 0 | 0 | 0 | 0 | 0 | 0 | 0 | 0 | 0 | 0 | 0 | 0 | 0 | 0 | 0 | 0 | 0 | 0 | 0 | 0 | 0 | 0 | 0 | 0 | 0 | 0 | 0 | 0 | 0 | 0 | 0 | 0 | 0 | 0 | 0 | 0 | 0 | 0 | 0 | 0 | 0 | 0 | 0 | 0 | 0 | 0 | 0 | 0 | 0 | 0 | 0 | 0 | 0 | 0 | 0 | 0 | 0 | 0 | 0 | 0 | 0 | 0 | 0 | 0 | 0 | 0 | 0 | 0 | 0 | 0 | 0 | 0 | 0 | 0 | 0 | 0 | 0 | 0 | 0 | 0 | 0 | 0 | 0 | 0 | 0 | 0 | 0 | 0 | 0 | 0 | 0 | 0 | 0 | 0 | 0 | 0 | 0 | 0 | 0 | 0 | 0 | 0 | 0 | 0 | 0 | 256.9779 | 257.0712 | 257.1714 | 257.2774 | 257.3885 | 257.5037 | 257.6223 | 257.7437 | 257.8672 | 257.9921 | 258.1179 | 258.2442 | 258.3705 | 258.4963 | 258.6212 | 258.7448 | 258.8669 | 258.9803 | 259.0861 | 259.1833 | 259.2728 | 259.3551 | 259.4308 | 259.5005 | 259.5646 | 188.6038 | 188.6723 | 188.7459 | 188.8237 | 188.9052 | 188.9898 | 189.0768 | 189.1659 | 189.2565 | 189.3482 | 189.4406 | 189.5333 | 189.6259 | 189.7182 | 189.8099 | 189.9007 | 189.9903 | 190.0735 | 190.1511 | 190.2225 | 190.2882 | 190.3486 | 190.4042 | 190.4553 | 190.5023
ID_Industrial_Industrial - ID_Existing_Process_Natural Gas_Strategic Energy Management_A | ID | Industrial | Industrial - ID | Existing | Process | Natural Gas | Strategic Energy Management | A | IIM99 | No strategic energy management. | Implementation of strategic energy management. | 3 | 0.11673 | 0 | 0 | 0.12 | 0.02 | 0 | 0 | 0.27803 | 0.45 | sqft | 0% | 0% | Discretionary | Retro5Med | 81.71% | Process | 0% | 258.0645 |  | 189.4014 |  | 0 | DL20_COM_SEM-Misc-2021PLN-V4-1 | BEHAV_SEM-All-CPUC-2018_PG-2 | DL20_COM_SEM-Misc-2021PLN-V4-15 | No strategic energy management. | No strategic energy management. | No strategic energy management. | No strategic energy management. | No strategic energy management. | No strategic energy management. | No strategic energy management. | No strategic energy management. | No strategic energy management. | No strategic energy management. | No strategic energy management. | No strategic energy management. | No strategic energy management. | No strategic energy management. | No strategic energy management. | No strategic energy management. | No strategic energy management. | No strategic energy management. | No strategic energy management. | No strategic energy management. | No strategic energy management. | No strategic energy management. | No strategic energy management. | No strategic energy management. | No strategic energy management. | No strategic energy management. | No strategic energy management. | Implementation of strategic energy management. | Implementation of strategic energy management. | Implementation of strategic energy management. | Implementation of strategic energy management. | Implementation of strategic energy management. | Implementation of strategic energy management. | Implementation of strategic energy management. | Implementation of strategic energy management. | Implementation of strategic energy management. | Implementation of strategic energy management. | Implementation of strategic energy management. | Implementation of strategic energy management. | Implementation of strategic energy management. | Implementation of strategic energy management. | Implementation of strategic energy management. | Implementation of strategic energy management. | Implementation of strategic energy management. | Implementation of strategic energy management. | Implementation of strategic energy management. | Implementation of strategic energy management. | Implementation of strategic energy management. | Implementation of strategic energy management. | Implementation of strategic energy management. | Implementation of strategic energy management. | Implementation of strategic energy management. | Implementation of strategic energy management. | Implementation of strategic energy management. | 0.12 | 0.12 | 0.12 | 0.12 | 0.12 | 0.12 | 0.12 | 0.12 | 0.12 | 0.12 | 0.12 | 0.12 | 0.12 | 0.12 | 0.12 | 0.12 | 0.12 | 0.12 | 0.12 | 0.12 | 0.12 | 0.12 | 0.12 | 0.12 | 0.12 | 0.12 | 0.12 | 0 | 0 | 0.11573 | 0.11472 | 0.11368 | 0.11263 | 0.11154 | 0.11043 | 0.1093 | 0.10816 | 0.10701 | 0.10587 | 0.10473 | 0.10364 | 0.10255 | 0.10146 | 0.10038 | 0.09932 | 0.098251 | 0.097167 | 0.09607 | 0.094955 | 0.094584 | 0.094208 | 0.093824 | 0.093435 | 0.093039 | 0 | 0 | 0 | 0 | 0 | 0 | 0 | 0 | 0 | 0 | 0 | 0 | 0 | 0 | 0 | 0 | 0 | 0 | 0 | 0 | 0 | 0 | 0 | 0 | 0 | 0 | 0 | 0 | 0 | 0 | 0 | 0 | 0 | 0 | 0 | 0 | 0 | 0 | 0 | 0 | 0 | 0 | 0 | 0 | 0 | 0 | 0 | 0 | 0 | 0 | 0 | 0 | 0 | 0 | 0 | 0 | 0 | 0 | 0 | 0 | 0 | 0 | 0 | 0 | 0 | 0 | 0 | 0 | 0 | 0 | 0 | 0 | 0 | 0 | 0 | 0 | 0 | 0 | 0 | 0 | 0 | 0 | 0 | 0 | 0 | 0 | 0 | 0 | 0 | 0 | 0 | 0 | 0 | 0 | 0 | 0 | 0 | 0 | 0 | 0 | 0 | 0 | 0 | 0 | 0 | 0 | 0 | 0 | 0 | 0 | 0 | 0 | 0 | 0 | 0 | 0 | 0 | 0 | 0 | 0 | 0 | 0 | 0 | 0 | 0 | 0 | 0 | 0 | 0 | 0 | 0 | 0 | 0 | 0 | 0 | 0 | 0 | 0 | 0 | 0 | 0 | 0 | 0 | 0 | 0 | 0 | 0 | 0 | 0 | 0 | 0 | 0 | 0 | 0 | 0 | 0 | 0 | 0 | 0 | 0 | 0 | 0 | 0 | 0 | 0 | 0 | 0 | 0 | 0 | 0 | 0 | 0 | 0 | 0 | 0 | 0 | 0 | 0 | 0 | 0 | 0 | 0 | 0 | 0 | 0 | 0 | 0 | 0 | 0 | 0 | 0 | 0 | 0 | 0 | 0 | 0 | 0 | 0 | 0 | 0 | 0 | 0 | 0 | 0 | 0 | 0 | 0 | 0 | 0 | 0 | 0 | 0 | 0 | 0 | 0 | 0 | 0 | 0 | 0 | 0 | 0 | 0 | 0 | 0 | 0 | 0 | 0 | 0 | 0 | 0 | 0 | 0 | 0 | 0 | 0 | 0 | 0 | 0 | 0 | 0 | 0 | 0 | 0 | 0 | 0 | 0 | 0 | 0 | 0 | 0 | 0 | 0 | 0 | 0 | 0 | 0 | 0 | 0 | 0 | 0 | 0 | 0 | 0 | 0 | 0 | 0 | 0 | 0 | 0 | 0 | 0 | 0 | 0 | 0 | 0 | 0 | 0 | 0 | 0 | 0 | 0 | 0 | 0 | 0 | 0 | 0 | 0 | 0 | 0 | 0 | 0 | 0 | 0 | 0 | 0 | 0 | 0 | 0 | 0 | 0 | 0 | 0 | 0 | 0 | 0 | 0 | 0 | 0 | 0 | 0 | 0 | 0 | 0 | 0 | 0 | 0 | 0 | 0 | 0 | 0 | 0 | 0 | 0 | 0 | 0 | 0 | 0 | 0 | 0 | 0 | 0 | 0 | 0 | 0 | 0 | 0 | 0 | 0 | 0 | 0 | 0 | 0 | 0 | 0 | 0 | 0 | 0 | 0 | 0 | 0 | 0 | 0 | 0 | 0 | 0 | 0 | 0 | 0 | 0 | 0 | 0 | 0 | 0 | 0 | 0 | 0 | 0 | 0 | 0 | 0 | 0 | 0 | 0 | 0 | 0 | 0 | 0 | 0 | 0 | 0 | 0 | 0 | 0 | 0 | 0 | 0 | 0 | 0 | 0 | 0 | 0 | 0 | 0 | 0 | 0 | 0 | 0 | 0 | 0 | 0 | 256.9779 | 257.0712 | 257.1714 | 257.2774 | 257.3885 | 257.5037 | 257.6223 | 257.7437 | 257.8672 | 257.9921 | 258.1179 | 258.2442 | 258.3705 | 258.4963 | 258.6212 | 258.7448 | 258.8669 | 258.9803 | 259.0861 | 259.1833 | 259.2728 | 259.3551 | 259.4308 | 259.5005 | 259.5646 | 188.6038 | 188.6723 | 188.7459 | 188.8237 | 188.9052 | 188.9898 | 189.0768 | 189.1659 | 189.2565 | 189.3482 | 189.4406 | 189.5333 | 189.6259 | 189.7182 | 189.8099 | 189.9007 | 189.9903 | 190.0735 | 190.1511 | 190.2225 | 190.2882 | 190.3486 | 190.4042 | 190.4553 | 190.5023
ID_Industrial_Industrial - ID_Existing_Miscellaneous_Natural Gas_Strategic Energy Management_A | ID | Industrial | Industrial - ID | Existing | Miscellaneous | Natural Gas | Strategic Energy Management | A | IIM100 | No strategic energy management. | Implementation of strategic energy management. | 3 | 0.025488 | 0 | 0 | 0.12 | 0.02 | 0 | 0 | 0.27803 | 0.45 | sqft | 0% | 0% | Discretionary | Retro5Med | 81.71% | Miscellaneous | 0% | 258.0645 |  | 189.4014 |  | 0 | DL20_COM_SEM-Misc-2021PLN-V4-1 | BEHAV_SEM-All-CPUC-2018_PG-2 | DL20_COM_SEM-Misc-2021PLN-V4-15 | No strategic energy management. | No strategic energy management. | No strategic energy management. | No strategic energy management. | No strategic energy management. | No strategic energy management. | No strategic energy management. | No strategic energy management. | No strategic energy management. | No strategic energy management. | No strategic energy management. | No strategic energy management. | No strategic energy management. | No strategic energy management. | No strategic energy management. | No strategic energy management. | No strategic energy management. | No strategic energy management. | No strategic energy management. | No strategic energy management. | No strategic energy management. | No strategic energy management. | No strategic energy management. | No strategic energy management. | No strategic energy management. | No strategic energy management. | No strategic energy management. | Implementation of strategic energy management. | Implementation of strategic energy management. | Implementation of strategic energy management. | Implementation of strategic energy management. | Implementation of strategic energy management. | Implementation of strategic energy management. | Implementation of strategic energy management. | Implementation of strategic energy management. | Implementation of strategic energy management. | Implementation of strategic energy management. | Implementation of strategic energy management. | Implementation of strategic energy management. | Implementation of strategic energy management. | Implementation of strategic energy management. | Implementation of strategic energy management. | Implementation of strategic energy management. | Implementation of strategic energy management. | Implementation of strategic energy management. | Implementation of strategic energy management. | Implementation of strategic energy management. | Implementation of strategic energy management. | Implementation of strategic energy management. | Implementation of strategic energy management. | Implementation of strategic energy management. | Implementation of strategic energy management. | Implementation of strategic energy management. | Implementation of strategic energy management. | 0.12 | 0.12 | 0.12 | 0.12 | 0.12 | 0.12 | 0.12 | 0.12 | 0.12 | 0.12 | 0.12 | 0.12 | 0.12 | 0.12 | 0.12 | 0.12 | 0.12 | 0.12 | 0.12 | 0.12 | 0.12 | 0.12 | 0.12 | 0.12 | 0.12 | 0.12 | 0.12 | 0 | 0 | 0.025488 | 0.025488 | 0.025488 | 0.025488 | 0.025488 | 0.025488 | 0.025488 | 0.025488 | 0.025488 | 0.025488 | 0.025488 | 0.025488 | 0.025488 | 0.025488 | 0.025488 | 0.025488 | 0.025488 | 0.025488 | 0.025488 | 0.025488 | 0.025488 | 0.025488 | 0.025488 | 0.025488 | 0.025488 | 0 | 0 | 0 | 0 | 0 | 0 | 0 | 0 | 0 | 0 | 0 | 0 | 0 | 0 | 0 | 0 | 0 | 0 | 0 | 0 | 0 | 0 | 0 | 0 | 0 | 0 | 0 | 0 | 0 | 0 | 0 | 0 | 0 | 0 | 0 | 0 | 0 | 0 | 0 | 0 | 0 | 0 | 0 | 0 | 0 | 0 | 0 | 0 | 0 | 0 | 0 | 0 | 0 | 0 | 0 | 0 | 0 | 0 | 0 | 0 | 0 | 0 | 0 | 0 | 0 | 0 | 0 | 0 | 0 | 0 | 0 | 0 | 0 | 0 | 0 | 0 | 0 | 0 | 0 | 0 | 0 | 0 | 0 | 0 | 0 | 0 | 0 | 0 | 0 | 0 | 0 | 0 | 0 | 0 | 0 | 0 | 0 | 0 | 0 | 0 | 0 | 0 | 0 | 0 | 0 | 0 | 0 | 0 | 0 | 0 | 0 | 0 | 0 | 0 | 0 | 0 | 0 | 0 | 0 | 0 | 0 | 0 | 0 | 0 | 0 | 0 | 0 | 0 | 0 | 0 | 0 | 0 | 0 | 0 | 0 | 0 | 0 | 0 | 0 | 0 | 0 | 0 | 0 | 0 | 0 | 0 | 0 | 0 | 0 | 0 | 0 | 0 | 0 | 0 | 0 | 0 | 0 | 0 | 0 | 0 | 0 | 0 | 0 | 0 | 0 | 0 | 0 | 0 | 0 | 0 | 0 | 0 | 0 | 0 | 0 | 0 | 0 | 0 | 0 | 0 | 0 | 0 | 0 | 0 | 0 | 0 | 0 | 0 | 0 | 0 | 0 | 0 | 0 | 0 | 0 | 0 | 0 | 0 | 0 | 0 | 0 | 0 | 0 | 0 | 0 | 0 | 0 | 0 | 0 | 0 | 0 | 0 | 0 | 0 | 0 | 0 | 0 | 0 | 0 | 0 | 0 | 0 | 0 | 0 | 0 | 0 | 0 | 0 | 0 | 0 | 0 | 0 | 0 | 0 | 0 | 0 | 0 | 0 | 0 | 0 | 0 | 0 | 0 | 0 | 0 | 0 | 0 | 0 | 0 | 0 | 0 | 0 | 0 | 0 | 0 | 0 | 0 | 0 | 0 | 0 | 0 | 0 | 0 | 0 | 0 | 0 | 0 | 0 | 0 | 0 | 0 | 0 | 0 | 0 | 0 | 0 | 0 | 0 | 0 | 0 | 0 | 0 | 0 | 0 | 0 | 0 | 0 | 0 | 0 | 0 | 0 | 0 | 0 | 0 | 0 | 0 | 0 | 0 | 0 | 0 | 0 | 0 | 0 | 0 | 0 | 0 | 0 | 0 | 0 | 0 | 0 | 0 | 0 | 0 | 0 | 0 | 0 | 0 | 0 | 0 | 0 | 0 | 0 | 0 | 0 | 0 | 0 | 0 | 0 | 0 | 0 | 0 | 0 | 0 | 0 | 0 | 0 | 0 | 0 | 0 | 0 | 0 | 0 | 0 | 0 | 0 | 0 | 0 | 0 | 0 | 0 | 0 | 0 | 0 | 0 | 0 | 0 | 0 | 0 | 0 | 0 | 0 | 0 | 0 | 0 | 0 | 0 | 0 | 0 | 0 | 0 | 0 | 0 | 0 | 0 | 0 | 0 | 0 | 0 | 0 | 0 | 0 | 0 | 0 | 0 | 0 | 0 | 0 | 0 | 0 | 0 | 0 | 0 | 0 | 0 | 0 | 0 | 0 | 0 | 0 | 256.9779 | 257.0712 | 257.1714 | 257.2774 | 257.3885 | 257.5037 | 257.6223 | 257.7437 | 257.8672 | 257.9921 | 258.1179 | 258.2442 | 258.3705 | 258.4963 | 258.6212 | 258.7448 | 258.8669 | 258.9803 | 259.0861 | 259.1833 | 259.2728 | 259.3551 | 259.4308 | 259.5005 | 259.5646 | 188.6038 | 188.6723 | 188.7459 | 188.8237 | 188.9052 | 188.9898 | 189.0768 | 189.1659 | 189.2565 | 189.3482 | 189.4406 | 189.5333 | 189.6259 | 189.7182 | 189.8099 | 189.9007 | 189.9903 | 190.0735 | 190.1511 | 190.2225 | 190.2882 | 190.3486 | 190.4042 | 190.4553 | 190.5023
ID_Industrial_Industrial - ID_Existing_Space Heating_Natural Gas_Retrocommissioning_A | ID | Industrial | Industrial - ID | Existing | Space Heating | Natural Gas | Retrocommissioning | A | IIM101 | No retro commissioning. | Periodic recommissioning of building systems. | 3 | 0.039069 | 0 | 0 | 0.13 | 0.03 | 0 | 0 | 0.27803 | 0.45 | sqft | 20% | 40% | Discretionary | Retro5Med | 81.71% | Space Heating | 0% | 991.5208 |  | 881.6422 |  | 0.062833 | COM_RCX-HVAC-AEG-1 | COM_RCX-Heating-7PLN-v5-18 | COM_RCX-HVAC-AEG-1 | No retro commissioning. | No retro commissioning. | No retro commissioning. | No retro commissioning. | No retro commissioning. | No retro commissioning. | No retro commissioning. | No retro commissioning. | No retro commissioning. | No retro commissioning. | No retro commissioning. | No retro commissioning. | No retro commissioning. | No retro commissioning. | No retro commissioning. | No retro commissioning. | No retro commissioning. | No retro commissioning. | No retro commissioning. | No retro commissioning. | No retro commissioning. | No retro commissioning. | No retro commissioning. | No retro commissioning. | No retro commissioning. | No retro commissioning. | No retro commissioning. | Periodic recommissioning of building systems. | Periodic recommissioning of building systems. | Periodic recommissioning of building systems. | Periodic recommissioning of building systems. | Periodic recommissioning of building systems. | Periodic recommissioning of building systems. | Periodic recommissioning of building systems. | Periodic recommissioning of building systems. | Periodic recommissioning of building systems. | Periodic recommissioning of building systems. | Periodic recommissioning of building systems. | Periodic recommissioning of building systems. | Periodic recommissioning of building systems. | Periodic recommissioning of building systems. | Periodic recommissioning of building systems. | Periodic recommissioning of building systems. | Periodic recommissioning of building systems. | Periodic recommissioning of building systems. | Periodic recommissioning of building systems. | Periodic recommissioning of building systems. | Periodic recommissioning of building systems. | Periodic recommissioning of building systems. | Periodic recommissioning of building systems. | Periodic recommissioning of building systems. | Periodic recommissioning of building systems. | Periodic recommissioning of building systems. | Periodic recommissioning of building systems. | 0.13 | 0.13 | 0.13 | 0.13 | 0.13 | 0.13 | 0.13 | 0.13 | 0.13 | 0.13 | 0.13 | 0.13 | 0.13 | 0.13 | 0.13 | 0.13 | 0.13 | 0.13 | 0.13 | 0.13 | 0.13 | 0.13 | 0.13 | 0.13 | 0.13 | 0.13 | 0.13 | 0 | 0 | 0.041131 | 0.040441 | 0.039714 | 0.038962 | 0.038175 | 0.037424 | 0.036645 | 0.035835 | 0.034997 | 0.034139 | 0.033273 | 0.032412 | 0.031561 | 0.030731 | 0.02993 | 0.029253 | 0.02861 | 0.028002 | 0.027422 | 0.026863 | 0.026359 | 0.025858 | 0.025359 | 0.024867 | 0.024378 | 0.073307 | 0.086975 | 0.10272 | 0.04552 | 0.044164 | 0.045427 | 0.04201 | 0.028873 | 0.00032127 | 0 | 0 | 0 | 0 | 0 | 0 | 0 | 0 | 0 | 0 | 0 | 0 | 0 | 0 | 0 | 0 | 0.073307 | 0.15905 | 0.25891 | 0.29952 | 0.33764 | 0.37643 | 0.4106 | 0.4304 | 0.42066 | 0.41034 | 0.39993 | 0.38959 | 0.37936 | 0.36937 | 0.35975 | 0.35161 | 0.34388 | 0.33658 | 0.32961 | 0.32289 | 0.31683 | 0.31081 | 0.30481 | 0.2989 | 0.29302 | 1782.2959 | 2150.6445 | 2586.3843 | 1168.3235 | 1156.8838 | 1213.8432 | 1146.4114 | 805.7159 | 9.1798 | 0 | 0 | 0 | 0 | 0 | 0 | 0 | 0 | 0 | 0 | 0 | 0 | 0 | 0 | 0 | 0 | 1782.2959 | 3932.9404 | 6519.3247 | 7687.6482 | 8844.532 | 10058.3752 | 11204.7866 | 12010.5025 | 12019.6823 | 12019.6823 | 12019.6823 | 12019.6823 | 12019.6823 | 12019.6823 | 12019.6823 | 12019.6823 | 12019.6823 | 12019.6823 | 12019.6823 | 12019.6823 | 12019.6823 | 12019.6823 | 12019.6823 | 12019.6823 | 12019.6823 | 0.062833 | 0.07515 | 0.089513 | 0.040018 | 0.039179 | 0.040664 | 0.037956 | 0.026339 | 0.000296 | 0 | 0 | 0 | 0 | 0 | 0 | 0 | 0 | 0 | 0 | 0 | 0 | 0 | 0 | 0 | 0 | 0.062833 | 0.13743 | 0.22563 | 0.26332 | 0.29953 | 0.33696 | 0.37098 | 0.39262 | 0.38757 | 0.38197 | 0.37625 | 0.37054 | 0.36486 | 0.35934 | 0.35407 | 0.34984 | 0.34596 | 0.34246 | 0.33928 | 0.33636 | 0.33407 | 0.33185 | 0.32968 | 0.32753 | 0.32543 | 1514.9515 | 1828.0478 | 2198.4267 | 993.075 | 983.3512 | 1031.7667 | 974.4497 | 684.8585 | 7.8029 | 0 | 0 | 0 | 0 | 0 | 0 | 0 | 0 | 0 | 0 | 0 | 0 | 0 | 0 | 0 | 0 | 1514.9515 | 3342.9993 | 5541.426 | 6534.501 | 7517.8522 | 8549.6189 | 9524.0686 | 10208.9271 | 10216.73 | 10216.73 | 10216.73 | 10216.73 | 10216.73 | 10216.73 | 10216.73 | 10216.73 | 10216.73 | 10216.73 | 10216.73 | 10216.73 | 10216.73 | 10216.73 | 10216.73 | 10216.73 | 10216.73 | 0.062838 | 0.075164 | 0.089548 | 0.040045 | 0.039217 | 0.040718 | 0.038019 | 0.026389 | 0.00029662 | 0 | 0 | 0 | 0 | 0 | 0 | 0 | 0 | 0 | 0 | 0 | 0 | 0 | 0 | 0 | 0 | 0.062838 | 0.13745 | 0.22572 | 0.2635 | 0.29982 | 0.33741 | 0.37159 | 0.39337 | 0.38838 | 0.38281 | 0.3771 | 0.37139 | 0.36574 | 0.36029 | 0.35517 | 0.35118 | 0.34764 | 0.34456 | 0.34189 | 0.3395 | 0.33772 | 0.33601 | 0.33435 | 0.33272 | 0.33111 | 1514.9515 | 1828.0478 | 2198.4267 | 993.075 | 983.3512 | 1031.7667 | 974.4497 | 684.8585 | 7.8029 | 0 | 0 | 0 | 0 | 0 | 0 | 0 | 0 | 0 | 0 | 0 | 0 | 0 | 0 | 0 | 0 | 1514.9515 | 3342.9993 | 5541.426 | 6534.501 | 7517.8522 | 8549.6189 | 9524.0686 | 10208.9271 | 10216.73 | 10216.73 | 10216.73 | 10216.73 | 10216.73 | 10216.73 | 10216.73 | 10216.73 | 10216.73 | 10216.73 | 10216.73 | 10216.73 | 10216.73 | 10216.73 | 10216.73 | 10216.73 | 10216.73 | 0.062838 | 0.075164 | 0.089548 | 0.040045 | 0.039217 | 0.040718 | 0.038019 | 0.026389 | 0.00029662 | 0 | 0 | 0 | 0 | 0 | 0 | 0 | 0 | 0 | 0 | 0 | 0 | 0 | 0 | 0 | 0 | 0.062838 | 0.13745 | 0.22572 | 0.2635 | 0.29982 | 0.33741 | 0.37159 | 0.39337 | 0.38838 | 0.38281 | 0.3771 | 0.37139 | 0.36574 | 0.36029 | 0.35517 | 0.35118 | 0.34764 | 0.34456 | 0.34189 | 0.3395 | 0.33772 | 0.33601 | 0.33435 | 0.33272 | 0.33111 | 1514.9515 | 1828.0478 | 2198.4267 | 993.075 | 983.3512 | 1031.7667 | 974.4497 | 684.8585 | 7.8029 | 0 | 0 | 0 | 0 | 0 | 0 | 0 | 0 | 0 | 0 | 0 | 0 | 0 | 0 | 0 | 0 | 1514.9515 | 3342.9993 | 5541.426 | 6534.501 | 7517.8522 | 8549.6189 | 9524.0686 | 10208.9271 | 10216.73 | 10216.73 | 10216.73 | 10216.73 | 10216.73 | 10216.73 | 10216.73 | 10216.73 | 10216.73 | 10216.73 | 10216.73 | 10216.73 | 10216.73 | 10216.73 | 10216.73 | 10216.73 | 10216.73 | 969.8829 | 971.7114 | 973.6802 | 975.7714 | 977.9689 | 980.2575 | 982.623 | 985.0524 | 987.5334 | 990.0546 | 992.6052 | 995.1753 | 997.7553 | 1000.3365 | 1002.9105 | 1005.4695 | 1008.006 | 1010.3722 | 1012.5861 | 1014.6296 | 1016.5155 | 1018.2554 | 1019.8603 | 1021.3402 | 1022.7047 | 862.4022 | 864.0281 | 865.7787 | 867.6382 | 869.5922 | 871.6271 | 873.7305 | 875.8907 | 878.0967 | 880.3385 | 882.6065 | 884.8917 | 887.1859 | 889.481 | 891.7698 | 894.0452 | 896.3006 | 898.4046 | 900.3731 | 902.1902 | 903.8671 | 905.4142 | 906.8412 | 908.1571 | 909.3704
ID_Industrial_Industrial - ID_Existing_Process_Natural Gas_Retrocommissioning_A | ID | Industrial | Industrial - ID | Existing | Process | Natural Gas | Retrocommissioning | A | IIM102 | No retro commissioning. | Periodic recommissioning of building systems. | 3 | 0 | 0 | 0 | 0.13 | 0.03 | 0 | 0 | 0.27803 | 0.45 | sqft | 20% | 40% | Discretionary | Retro5Med | 81.71% | Process | 0% | 991.5208 |  | 881.6422 |  | 0 | COM_RCX-HVAC-AEG-1 | COM_RCX-Heating-7PLN-v5-18 | COM_RCX-HVAC-AEG-1 | No retro commissioning. | No retro commissioning. | No retro commissioning. | No retro commissioning. | No retro commissioning. | No retro commissioning. | No retro commissioning. | No retro commissioning. | No retro commissioning. | No retro commissioning. | No retro commissioning. | No retro commissioning. | No retro commissioning. | No retro commissioning. | No retro commissioning. | No retro commissioning. | No retro commissioning. | No retro commissioning. | No retro commissioning. | No retro commissioning. | No retro commissioning. | No retro commissioning. | No retro commissioning. | No retro commissioning. | No retro commissioning. | No retro commissioning. | No retro commissioning. | Periodic recommissioning of building systems. | Periodic recommissioning of building systems. | Periodic recommissioning of building systems. | Periodic recommissioning of building systems. | Periodic recommissioning of building systems. | Periodic recommissioning of building systems. | Periodic recommissioning of building systems. | Periodic recommissioning of building systems. | Periodic recommissioning of building systems. | Periodic recommissioning of building systems. | Periodic recommissioning of building systems. | Periodic recommissioning of building systems. | Periodic recommissioning of building systems. | Periodic recommissioning of building systems. | Periodic recommissioning of building systems. | Periodic recommissioning of building systems. | Periodic recommissioning of building systems. | Periodic recommissioning of building systems. | Periodic recommissioning of building systems. | Periodic recommissioning of building systems. | Periodic recommissioning of building systems. | Periodic recommissioning of building systems. | Periodic recommissioning of building systems. | Periodic recommissioning of building systems. | Periodic recommissioning of building systems. | Periodic recommissioning of building systems. | Periodic recommissioning of building systems. | 0.13 | 0.13 | 0.13 | 0.13 | 0.13 | 0.13 | 0.13 | 0.13 | 0.13 | 0.13 | 0.13 | 0.13 | 0.13 | 0.13 | 0.13 | 0.13 | 0.13 | 0.13 | 0.13 | 0.13 | 0.13 | 0.13 | 0.13 | 0.13 | 0.13 | 0.13 | 0.13 | 0 | 0 | 0 | 0 | 0 | 0 | 0 | 0 | 0 | 0 | 0 | 0 | 0 | 0 | 0 | 0 | 0 | 0 | 0 | 0 | 0 | 0 | 0 | 0 | 0 | 0 | 0 | 0 | 0 | 0 | 0 | 0 | 0 | 0 | 0 | 0 | 0 | 0 | 0 | 0 | 0 | 0 | 0 | 0 | 0 | 0 | 0 | 0 | 0 | 0 | 0 | 0 | 0 | 0 | 0 | 0 | 0 | 0 | 0 | 0 | 0 | 0 | 0 | 0 | 0 | 0 | 0 | 0 | 0 | 0 | 0 | 0 | 0 | 0 | 0 | 0 | 0 | 7129.1835 | 8602.5779 | 10345.5373 | 4673.2942 | 4627.5352 | 4855.3726 | 4585.6456 | 3222.8637 | 36.7194 | 0 | 0 | 0 | 0 | 0 | 0 | 0 | 0 | 0 | 0 | 0 | 0 | 0 | 0 | 0 | 0 | 7129.1835 | 15731.7614 | 26077.2987 | 30750.5929 | 35378.128 | 40233.5007 | 44819.1463 | 48042.01 | 48078.7294 | 48078.7294 | 48078.7294 | 48078.7294 | 48078.7294 | 48078.7294 | 48078.7294 | 48078.7294 | 48078.7294 | 48078.7294 | 48078.7294 | 48078.7294 | 48078.7294 | 48078.7294 | 48078.7294 | 48078.7294 | 48078.7294 | 0 | 0 | 0 | 0 | 0 | 0 | 0 | 0 | 0 | 0 | 0 | 0 | 0 | 0 | 0 | 0 | 0 | 0 | 0 | 0 | 0 | 0 | 0 | 0 | 0 | 0 | 0 | 0 | 0 | 0 | 0 | 0 | 0 | 0 | 0 | 0 | 0 | 0 | 0 | 0 | 0 | 0 | 0 | 0 | 0 | 0 | 0 | 0 | 0 | 0 | 6059.806 | 7312.1912 | 8793.7067 | 3972.3 | 3933.4049 | 4127.0667 | 3897.7988 | 2739.4342 | 31.2115 | 0 | 0 | 0 | 0 | 0 | 0 | 0 | 0 | 0 | 0 | 0 | 0 | 0 | 0 | 0 | 0 | 6059.806 | 13371.9972 | 22165.7039 | 26138.0039 | 30071.4088 | 34198.4756 | 38096.2743 | 40835.7085 | 40866.92 | 40866.92 | 40866.92 | 40866.92 | 40866.92 | 40866.92 | 40866.92 | 40866.92 | 40866.92 | 40866.92 | 40866.92 | 40866.92 | 40866.92 | 40866.92 | 40866.92 | 40866.92 | 40866.92 | 0 | 0 | 0 | 0 | 0 | 0 | 0 | 0 | 0 | 0 | 0 | 0 | 0 | 0 | 0 | 0 | 0 | 0 | 0 | 0 | 0 | 0 | 0 | 0 | 0 | 0 | 0 | 0 | 0 | 0 | 0 | 0 | 0 | 0 | 0 | 0 | 0 | 0 | 0 | 0 | 0 | 0 | 0 | 0 | 0 | 0 | 0 | 0 | 0 | 0 | 6059.806 | 7312.1912 | 8793.7067 | 3972.3 | 3933.4049 | 4127.0667 | 3897.7988 | 2739.4342 | 31.2115 | 0 | 0 | 0 | 0 | 0 | 0 | 0 | 0 | 0 | 0 | 0 | 0 | 0 | 0 | 0 | 0 | 6059.806 | 13371.9972 | 22165.7039 | 26138.0039 | 30071.4088 | 34198.4756 | 38096.2743 | 40835.7085 | 40866.92 | 40866.92 | 40866.92 | 40866.92 | 40866.92 | 40866.92 | 40866.92 | 40866.92 | 40866.92 | 40866.92 | 40866.92 | 40866.92 | 40866.92 | 40866.92 | 40866.92 | 40866.92 | 40866.92 | 0 | 0 | 0 | 0 | 0 | 0 | 0 | 0 | 0 | 0 | 0 | 0 | 0 | 0 | 0 | 0 | 0 | 0 | 0 | 0 | 0 | 0 | 0 | 0 | 0 | 0 | 0 | 0 | 0 | 0 | 0 | 0 | 0 | 0 | 0 | 0 | 0 | 0 | 0 | 0 | 0 | 0 | 0 | 0 | 0 | 0 | 0 | 0 | 0 | 0 | 6059.806 | 7312.1912 | 8793.7067 | 3972.3 | 3933.4049 | 4127.0667 | 3897.7988 | 2739.4342 | 31.2115 | 0 | 0 | 0 | 0 | 0 | 0 | 0 | 0 | 0 | 0 | 0 | 0 | 0 | 0 | 0 | 0 | 6059.806 | 13371.9972 | 22165.7039 | 26138.0039 | 30071.4088 | 34198.4756 | 38096.2743 | 40835.7085 | 40866.92 | 40866.92 | 40866.92 | 40866.92 | 40866.92 | 40866.92 | 40866.92 | 40866.92 | 40866.92 | 40866.92 | 40866.92 | 40866.92 | 40866.92 | 40866.92 | 40866.92 | 40866.92 | 40866.92 | 969.8829 | 971.7114 | 973.6802 | 975.7714 | 977.9689 | 980.2575 | 982.623 | 985.0524 | 987.5334 | 990.0546 | 992.6052 | 995.1753 | 997.7553 | 1000.3365 | 1002.9105 | 1005.4695 | 1008.006 | 1010.3722 | 1012.5861 | 1014.6296 | 1016.5155 | 1018.2554 | 1019.8603 | 1021.3402 | 1022.7047 | 862.4022 | 864.0281 | 865.7787 | 867.6382 | 869.5922 | 871.6271 | 873.7305 | 875.8907 | 878.0967 | 880.3385 | 882.6065 | 884.8917 | 887.1859 | 889.481 | 891.7698 | 894.0452 | 896.3006 | 898.4046 | 900.3731 | 902.1902 | 903.8671 | 905.4142 | 906.8412 | 908.1571 | 909.3704
ID_Industrial_Industrial - ID_New_Space Heating_Natural Gas_Insulation - Ceiling_A | ID | Industrial | Industrial - ID | New | Space Heating | Natural Gas | Insulation - Ceiling | A | IIM103 | R-13 | R-38 | 22 | 0.076045 | 0 | 0 | 0.79 | 0.03 | 0 | 0 | 0.24129 | 0.25 | sqft roof | 0% | 0% | Discretionary | Retro1Slow | 84.81% | Space Heating | 0% | 839.1075 |  | 473.6306 |  | 0 | Avista TRM | Avista TRM | Avista TRM | R-13 | R-13 | R-13 | R-13 | R-13 | R-13 | R-13 | R-13 | R-13 | R-13 | R-13 | R-13 | R-13 | R-13 | R-13 | R-13 | R-13 | R-13 | R-13 | R-13 | R-13 | R-13 | R-13 | R-13 | R-13 | R-13 | R-13 | R-38 | R-38 | R-38 | R-38 | R-38 | R-38 | R-38 | R-38 | R-38 | R-38 | R-38 | R-38 | R-38 | R-38 | R-38 | R-38 | R-38 | R-38 | R-38 | R-38 | R-38 | R-38 | R-38 | R-38 | R-38 | R-38 | R-38 | 0.79 | 0.79 | 0.79 | 0.79 | 0.79 | 0.79 | 0.79 | 0.79 | 0.79 | 0.79 | 0.79 | 0.79 | 0.79 | 0.79 | 0.79 | 0.79 | 0.79 | 0.79 | 0.79 | 0.79 | 0.79 | 0.79 | 0.79 | 0.79 | 0.79 | 0.79 | 0.79 | 0 | 0 | 0.059904 | 0.055085 | 0.054483 | 0.054189 | 0.053988 | 0.053843 | 0.053761 | 0.05372 | 0.05371 | 0.053711 | 0.053715 | 0.053722 | 0.053728 | 0.053729 | 0.053721 | 0.053716 | 0.053761 | 0.05379 | 0.053804 | 0.053801 | 0.053849 | 0.053882 | 0.053823 | 0.053702 | 0.053565 | 0 | 0 | 0 | 0 | 0 | 0 | 0 | 0 | 0 | 0 | 0 | 0 | 0 | 0 | 0 | 0 | 0 | 0 | 0 | 0 | 0 | 0 | 0 | 0 | 0 | 0 | 0 | 0 | 0 | 0 | 0 | 0 | 0 | 0 | 0 | 0 | 0 | 0 | 0 | 0 | 0 | 0 | 0 | 0 | 0 | 0 | 0 | 0 | 0 | 0 | 0 | 0 | 0 | 0 | 0 | 0 | 0 | 0 | 0 | 0 | 0 | 0 | 0 | 0 | 0 | 0 | 0 | 0 | 0 | 0 | 0 | 0 | 0 | 0 | 0 | 0 | 0 | 0 | 0 | 0 | 0 | 0 | 0 | 0 | 0 | 0 | 0 | 0 | 0 | 0 | 0 | 0 | 0 | 0 | 0 | 0 | 0 | 0 | 0 | 0 | 0 | 0 | 0 | 0 | 0 | 0 | 0 | 0 | 0 | 0 | 0 | 0 | 0 | 0 | 0 | 0 | 0 | 0 | 0 | 0 | 0 | 0 | 0 | 0 | 0 | 0 | 0 | 0 | 0 | 0 | 0 | 0 | 0 | 0 | 0 | 0 | 0 | 0 | 0 | 0 | 0 | 0 | 0 | 0 | 0 | 0 | 0 | 0 | 0 | 0 | 0 | 0 | 0 | 0 | 0 | 0 | 0 | 0 | 0 | 0 | 0 | 0 | 0 | 0 | 0 | 0 | 0 | 0 | 0 | 0 | 0 | 0 | 0 | 0 | 0 | 0 | 0 | 0 | 0 | 0 | 0 | 0 | 0 | 0 | 0 | 0 | 0 | 0 | 0 | 0 | 0 | 0 | 0 | 0 | 0 | 0 | 0 | 0 | 0 | 0 | 0 | 0 | 0 | 0 | 0 | 0 | 0 | 0 | 0 | 0 | 0 | 0 | 0 | 0 | 0 | 0 | 0 | 0 | 0 | 0 | 0 | 0 | 0 | 0 | 0 | 0 | 0 | 0 | 0 | 0 | 0 | 0 | 0 | 0 | 0 | 0 | 0 | 0 | 0 | 0 | 0 | 0 | 0 | 0 | 0 | 0 | 0 | 0 | 0 | 0 | 0 | 0 | 0 | 0 | 0 | 0 | 0 | 0 | 0 | 0 | 0 | 0 | 0 | 0 | 0 | 0 | 0 | 0 | 0 | 0 | 0 | 0 | 0 | 0 | 0 | 0 | 0 | 0 | 0 | 0 | 0 | 0 | 0 | 0 | 0 | 0 | 0 | 0 | 0 | 0 | 0 | 0 | 0 | 0 | 0 | 0 | 0 | 0 | 0 | 0 | 0 | 0 | 0 | 0 | 0 | 0 | 0 | 0 | 0 | 0 | 0 | 0 | 0 | 0 | 0 | 0 | 0 | 0 | 0 | 0 | 0 | 0 | 0 | 0 | 0 | 0 | 0 | 0 | 0 | 0 | 0 | 0 | 0 | 0 | 0 | 0 | 0 | 0 | 0 | 0 | 0 | 0 | 0 | 0 | 0 | 0 | 0 | 0 | 0 | 0 | 0 | 0 | 0 | 0 | 0 | 0 | 0 | 0 | 0 | 0 | 0 | 0 | 0 | 0 | 0 | 0 | 0 | 0 | 0 | 0 | 0 | 0 | 0 | 0 | 0 | 0 | 0 | 0 | 0 | 0 | 0 | 0 | 0 | 0 | 0 | 0 | 0 | 0 | 0 | 0 | 0 | 0 | 0 | 0 | 0 | 0 | 0 | 0 | 0 | 0 | 814.5275 | 837.1349 | 839.0113 | 839.7304 | 840.1038 | 840.3343 | 840.4907 | 840.6039 | 840.6894 | 840.7565 | 840.8103 | 840.8546 | 840.8916 | 840.923 | 840.9499 | 840.9733 | 840.9938 | 841.019 | 841.0594 | 841.0941 | 841.1242 | 841.1503 | 841.173 | 841.1929 | 841.2103 | 459.7565 | 472.5171 | 473.5763 | 473.9822 | 474.1929 | 474.323 | 474.4113 | 474.4752 | 474.5235 | 474.5613 | 474.5917 | 474.6167 | 474.6376 | 474.6553 | 474.6705 | 474.6837 | 474.6953 | 474.7095 | 474.7323 | 474.7519 | 474.7689 | 474.7836 | 474.7964 | 474.8077 | 474.8175
ID_Industrial_Industrial - ID_New_Space Heating_Natural Gas_Insulation - Wall Cavity_A | ID | Industrial | Industrial - ID | New | Space Heating | Natural Gas | Insulation - Wall Cavity | A | IIM104 | R-9 | R-23 | 22 | 0.20239 | 0 | 0 | 0.67 | 0.08 | 0 | 0 | 0.24129 | 0.25 | sqft wall | 0% | 0% | Discretionary | Retro1Slow | 84.81% | Space Heating | 0% | -4.9134 |  | 150.9253 |  | 0 | Avista TRM | Avista TRM | Avista TRM | R-9 | R-9 | R-9 | R-9 | R-9 | R-9 | R-9 | R-9 | R-9 | R-9 | R-9 | R-9 | R-9 | R-9 | R-9 | R-9 | R-9 | R-9 | R-9 | R-9 | R-9 | R-9 | R-9 | R-9 | R-9 | R-9 | R-9 | R-23 | R-23 | R-23 | R-23 | R-23 | R-23 | R-23 | R-23 | R-23 | R-23 | R-23 | R-23 | R-23 | R-23 | R-23 | R-23 | R-23 | R-23 | R-23 | R-23 | R-23 | R-23 | R-23 | R-23 | R-23 | R-23 | R-23 | 0.67 | 0.67 | 0.67 | 0.67 | 0.67 | 0.67 | 0.67 | 0.67 | 0.67 | 0.67 | 0.67 | 0.67 | 0.67 | 0.67 | 0.67 | 0.67 | 0.67 | 0.67 | 0.67 | 0.67 | 0.67 | 0.67 | 0.67 | 0.67 | 0.67 | 0.67 | 0.67 | 0 | 0 | 0.15944 | 0.14661 | 0.14502 | 0.14425 | 0.14373 | 0.14337 | 0.14318 | 0.14311 | 0.14312 | 0.14316 | 0.1432 | 0.14324 | 0.14328 | 0.14329 | 0.14327 | 0.14325 | 0.14337 | 0.14344 | 0.14346 | 0.14345 | 0.14356 | 0.14364 | 0.14348 | 0.14315 | 0.14277 | 0 | 0 | 0 | 0 | 0 | 0 | 0 | 0 | 0 | 0 | 0 | 0 | 0 | 0 | 0 | 0 | 0 | 0 | 0 | 0 | 0 | 0 | 0 | 0 | 0 | 0 | 0 | 0 | 0 | 0 | 0 | 0 | 0 | 0 | 0 | 0 | 0 | 0 | 0 | 0 | 0 | 0 | 0 | 0 | 0 | 0 | 0 | 0 | 0 | 0 | 0 | 0 | 0 | 0 | 0 | 0 | 0 | 0 | 0 | 0 | 0 | 0 | 0 | 0 | 0 | 0 | 0 | 0 | 0 | 0 | 0 | 0 | 0 | 0 | 0 | 0 | 0 | 0 | 0 | 0 | 0 | 0 | 0 | 0 | 0 | 0 | 0 | 0 | 0 | 0 | 0 | 0 | 0 | 0 | 0 | 0 | 0 | 0 | 0 | 0 | 0 | 0 | 0 | 0 | 0 | 0 | 0 | 0 | 0 | 0 | 0 | 0 | 0 | 0 | 0 | 0 | 0 | 0 | 0 | 0 | 0 | 0 | 0 | 0 | 0 | 0 | 0 | 0 | 0 | 0 | 0 | 0 | 0 | 0 | 0 | 0 | 0 | 0 | 0 | 0 | 0 | 0 | 0 | 0 | 0 | 0 | 0 | 0 | 0 | 0 | 0 | 0 | 0 | 0 | 0 | 0 | 0 | 0 | 0 | 0 | 0 | 0 | 0 | 0 | 0 | 0 | 0 | 0 | 0 | 0 | 0 | 0 | 0 | 0 | 0 | 0 | 0 | 0 | 0 | 0 | 0 | 0 | 0 | 0 | 0 | 0 | 0 | 0 | 0 | 0 | 0 | 0 | 0 | 0 | 0 | 0 | 0 | 0 | 0 | 0 | 0 | 0 | 0 | 0 | 0 | 0 | 0 | 0 | 0 | 0 | 0 | 0 | 0 | 0 | 0 | 0 | 0 | 0 | 0 | 0 | 0 | 0 | 0 | 0 | 0 | 0 | 0 | 0 | 0 | 0 | 0 | 0 | 0 | 0 | 0 | 0 | 0 | 0 | 0 | 0 | 0 | 0 | 0 | 0 | 0 | 0 | 0 | 0 | 0 | 0 | 0 | 0 | 0 | 0 | 0 | 0 | 0 | 0 | 0 | 0 | 0 | 0 | 0 | 0 | 0 | 0 | 0 | 0 | 0 | 0 | 0 | 0 | 0 | 0 | 0 | 0 | 0 | 0 | 0 | 0 | 0 | 0 | 0 | 0 | 0 | 0 | 0 | 0 | 0 | 0 | 0 | 0 | 0 | 0 | 0 | 0 | 0 | 0 | 0 | 0 | 0 | 0 | 0 | 0 | 0 | 0 | 0 | 0 | 0 | 0 | 0 | 0 | 0 | 0 | 0 | 0 | 0 | 0 | 0 | 0 | 0 | 0 | 0 | 0 | 0 | 0 | 0 | 0 | 0 | 0 | 0 | 0 | 0 | 0 | 0 | 0 | 0 | 0 | 0 | 0 | 0 | 0 | 0 | 0 | 0 | 0 | 0 | 0 | 0 | 0 | 0 | 0 | 0 | 0 | 0 | 0 | 0 | 0 | 0 | 0 | 0 | 0 | 0 | 0 | 0 | 0 | 0 | 0 | 0 | 0 | 0 | 0 | 0 | 0 | 0 | 0 | 0 | 0 | 0 | 0 | 0 | 0 | 0 | 0 | 0 | 0 | 0 | 0 | 0 | 0 | 0 | 0 | 0 | 0 | 0 | 0 | 0 | 0 | 0 | 0 | -4.7694 | -4.9018 | -4.9128 | -4.917 | -4.9192 | -4.9205 | -4.9215 | -4.9221 | -4.9226 | -4.923 | -4.9233 | -4.9236 | -4.9238 | -4.924 | -4.9242 | -4.9243 | -4.9244 | -4.9246 | -4.9248 | -4.925 | -4.9252 | -4.9253 | -4.9255 | -4.9256 | -4.9257 | 146.5043 | 150.5705 | 150.908 | 151.0374 | 151.1045 | 151.146 | 151.1741 | 151.1945 | 151.2098 | 151.2219 | 151.2316 | 151.2396 | 151.2462 | 151.2519 | 151.2567 | 151.2609 | 151.2646 | 151.2691 | 151.2764 | 151.2826 | 151.288 | 151.2927 | 151.2968 | 151.3004 | 151.3035
ID_Industrial_Industrial - ID_New_Space Heating_Natural Gas_Insulation - Ducting_A | ID | Industrial | Industrial - ID | New | Space Heating | Natural Gas | Insulation - Ducting | A | IIM105 | R-4 | R-8 | 20 | 0.049029 | 0 | 0 | 0.96 | 0.03 | 0 | 0 | 0.24129 | 0.45 | sqft duct | 0% | 0% | Discretionary | Retro1Slow | 84.81% | Furnace | 0% | 2361.2004 |  | 1418.5319 |  | 0 | INS_DCT-All-DEER-1 | INS_DCT-All-DEER-1 | Building Energy Simulation Tool | R-4 | R-4 | R-4 | R-4 | R-4 | R-4 | R-4 | R-4 | R-4 | R-4 | R-4 | R-4 | R-4 | R-4 | R-4 | R-4 | R-4 | R-4 | R-4 | R-4 | R-4 | R-4 | R-4 | R-4 | R-4 | R-4 | R-4 | R-8 | R-8 | R-8 | R-8 | R-8 | R-8 | R-8 | R-8 | R-8 | R-8 | R-8 | R-8 | R-8 | R-8 | R-8 | R-8 | R-8 | R-8 | R-8 | R-8 | R-8 | R-8 | R-8 | R-8 | R-8 | R-8 | R-8 | 0.96 | 0.96 | 0.96 | 0.96 | 0.96 | 0.96 | 0.96 | 0.96 | 0.96 | 0.96 | 0.96 | 0.96 | 0.96 | 0.96 | 0.96 | 0.96 | 0.96 | 0.96 | 0.96 | 0.96 | 0.96 | 0.96 | 0.96 | 0.96 | 0.96 | 0.96 | 0.96 | 0 | 0 | 0.038593 | 0.033036 | 0.032464 | 0.032202 | 0.032033 | 0.031915 | 0.031845 | 0.031806 | 0.03179 | 0.031784 | 0.031782 | 0.031782 | 0.031783 | 0.031782 | 0.031777 | 0.031773 | 0.031801 | 0.031819 | 0.031825 | 0.031823 | 0.03185 | 0.031868 | 0.031833 | 0.031761 | 0.03168 | 0 | 0 | 0 | 0 | 0 | 0 | 0 | 0 | 0 | 0 | 0 | 0 | 0 | 0 | 0 | 0 | 0 | 0 | 0 | 0 | 0 | 0 | 0 | 0 | 0 | 0 | 0 | 0 | 0 | 0 | 0 | 0 | 0 | 0 | 0 | 0 | 0 | 0 | 0 | 0 | 0 | 0 | 0 | 0 | 0 | 0 | 0 | 0 | 0 | 0 | 0 | 0 | 0 | 0 | 0 | 0 | 0 | 0 | 0 | 0 | 0 | 0 | 0 | 0 | 0 | 0 | 0 | 0 | 0 | 0 | 0 | 0 | 0 | 0 | 0 | 0 | 0 | 0 | 0 | 0 | 0 | 0 | 0 | 0 | 0 | 0 | 0 | 0 | 0 | 0 | 0 | 0 | 0 | 0 | 0 | 0 | 0 | 0 | 0 | 0 | 0 | 0 | 0 | 0 | 0 | 0 | 0 | 0 | 0 | 0 | 0 | 0 | 0 | 0 | 0 | 0 | 0 | 0 | 0 | 0 | 0 | 0 | 0 | 0 | 0 | 0 | 0 | 0 | 0 | 0 | 0 | 0 | 0 | 0 | 0 | 0 | 0 | 0 | 0 | 0 | 0 | 0 | 0 | 0 | 0 | 0 | 0 | 0 | 0 | 0 | 0 | 0 | 0 | 0 | 0 | 0 | 0 | 0 | 0 | 0 | 0 | 0 | 0 | 0 | 0 | 0 | 0 | 0 | 0 | 0 | 0 | 0 | 0 | 0 | 0 | 0 | 0 | 0 | 0 | 0 | 0 | 0 | 0 | 0 | 0 | 0 | 0 | 0 | 0 | 0 | 0 | 0 | 0 | 0 | 0 | 0 | 0 | 0 | 0 | 0 | 0 | 0 | 0 | 0 | 0 | 0 | 0 | 0 | 0 | 0 | 0 | 0 | 0 | 0 | 0 | 0 | 0 | 0 | 0 | 0 | 0 | 0 | 0 | 0 | 0 | 0 | 0 | 0 | 0 | 0 | 0 | 0 | 0 | 0 | 0 | 0 | 0 | 0 | 0 | 0 | 0 | 0 | 0 | 0 | 0 | 0 | 0 | 0 | 0 | 0 | 0 | 0 | 0 | 0 | 0 | 0 | 0 | 0 | 0 | 0 | 0 | 0 | 0 | 0 | 0 | 0 | 0 | 0 | 0 | 0 | 0 | 0 | 0 | 0 | 0 | 0 | 0 | 0 | 0 | 0 | 0 | 0 | 0 | 0 | 0 | 0 | 0 | 0 | 0 | 0 | 0 | 0 | 0 | 0 | 0 | 0 | 0 | 0 | 0 | 0 | 0 | 0 | 0 | 0 | 0 | 0 | 0 | 0 | 0 | 0 | 0 | 0 | 0 | 0 | 0 | 0 | 0 | 0 | 0 | 0 | 0 | 0 | 0 | 0 | 0 | 0 | 0 | 0 | 0 | 0 | 0 | 0 | 0 | 0 | 0 | 0 | 0 | 0 | 0 | 0 | 0 | 0 | 0 | 0 | 0 | 0 | 0 | 0 | 0 | 0 | 0 | 0 | 0 | 0 | 0 | 0 | 0 | 0 | 0 | 0 | 0 | 0 | 0 | 0 | 0 | 0 | 0 | 0 | 0 | 0 | 0 | 0 | 0 | 0 | 0 | 0 | 0 | 0 | 0 | 0 | 0 | 0 | 0 | 0 | 0 | 0 | 0 | 0 | 0 | 0 | 0 | 0 | 0 | 0 | 0 | 0 | 0 | 0 | 0 | 0 | 2120.085 | 2340.4161 | 2360.1806 | 2367.82 | 2371.8009 | 2374.2634 | 2375.9368 | 2377.1479 | 2378.0649 | 2378.7832 | 2379.361 | 2379.8357 | 2380.2327 | 2380.5696 | 2380.8589 | 2381.1101 | 2381.3302 | 2381.6004 | 2382.0342 | 2382.4076 | 2382.7305 | 2383.0109 | 2383.2553 | 2383.4692 | 2383.6568 | 1273.6777 | 1406.0454 | 1417.9193 | 1422.5087 | 1424.9004 | 1426.3797 | 1427.3851 | 1428.1127 | 1428.6635 | 1429.0951 | 1429.4422 | 1429.7274 | 1429.9659 | 1430.1683 | 1430.3421 | 1430.493 | 1430.6253 | 1430.7876 | 1431.0482 | 1431.2725 | 1431.4665 | 1431.6349 | 1431.7818 | 1431.9103 | 1432.023
ID_Industrial_Industrial - ID_New_Space Heating_Natural Gas_Ducting - Repair and Sealing_A | ID | Industrial | Industrial - ID | New | Space Heating | Natural Gas | Ducting - Repair and Sealing | A | IIM106 | 20% Leakage | Sealed | 18 | 0.1947 | 0 | 0 | 0.65 | 0.11 | 0 | 0 | 0.22182 | 0.45 | sqft duct | 0% | 0% | Discretionary | Retro1Slow | 84.81% | Furnace | 0% | -111.2904 |  | 247.6711 |  | 0 | DCT_RPR-All-DEER-1 | DCT_RPR-Cooling-RTF-1 | Building Energy Simulation Tool | 20% Leakage | 20% Leakage | 20% Leakage | 20% Leakage | 20% Leakage | 20% Leakage | 20% Leakage | 20% Leakage | 20% Leakage | 20% Leakage | 20% Leakage | 20% Leakage | 20% Leakage | 20% Leakage | 20% Leakage | 20% Leakage | 20% Leakage | 20% Leakage | 20% Leakage | 20% Leakage | 20% Leakage | 20% Leakage | 20% Leakage | 20% Leakage | 20% Leakage | 20% Leakage | 20% Leakage | Sealed | Sealed | Sealed | Sealed | Sealed | Sealed | Sealed | Sealed | Sealed | Sealed | Sealed | Sealed | Sealed | Sealed | Sealed | Sealed | Sealed | Sealed | Sealed | Sealed | Sealed | Sealed | Sealed | Sealed | Sealed | Sealed | Sealed | 0.65 | 0.65 | 0.65 | 0.65 | 0.65 | 0.65 | 0.65 | 0.65 | 0.65 | 0.65 | 0.65 | 0.65 | 0.65 | 0.65 | 0.65 | 0.65 | 0.65 | 0.65 | 0.65 | 0.65 | 0.65 | 0.65 | 0.65 | 0.65 | 0.65 | 0.65 | 0.65 | 0 | 0 | 0.15338 | 0.13131 | 0.12907 | 0.12807 | 0.12744 | 0.127 | 0.12674 | 0.1266 | 0.12654 | 0.12651 | 0.1265 | 0.1265 | 0.1265 | 0.12648 | 0.12645 | 0.12643 | 0.12653 | 0.12659 | 0.1266 | 0.12658 | 0.12668 | 0.12675 | 0.1266 | 0.12631 | 0.12598 | 0 | 0 | 0 | 0 | 0 | 0 | 0 | 0 | 0 | 0 | 0 | 0 | 0 | 0 | 0 | 0 | 0 | 0 | 0 | 0 | 0 | 0 | 0 | 0 | 0 | 0 | 0 | 0 | 0 | 0 | 0 | 0 | 0 | 0 | 0 | 0 | 0 | 0 | 0 | 0 | 0 | 0 | 0 | 0 | 0 | 0 | 0 | 0 | 0 | 0 | 0 | 0 | 0 | 0 | 0 | 0 | 0 | 0 | 0 | 0 | 0 | 0 | 0 | 0 | 0 | 0 | 0 | 0 | 0 | 0 | 0 | 0 | 0 | 0 | 0 | 0 | 0 | 0 | 0 | 0 | 0 | 0 | 0 | 0 | 0 | 0 | 0 | 0 | 0 | 0 | 0 | 0 | 0 | 0 | 0 | 0 | 0 | 0 | 0 | 0 | 0 | 0 | 0 | 0 | 0 | 0 | 0 | 0 | 0 | 0 | 0 | 0 | 0 | 0 | 0 | 0 | 0 | 0 | 0 | 0 | 0 | 0 | 0 | 0 | 0 | 0 | 0 | 0 | 0 | 0 | 0 | 0 | 0 | 0 | 0 | 0 | 0 | 0 | 0 | 0 | 0 | 0 | 0 | 0 | 0 | 0 | 0 | 0 | 0 | 0 | 0 | 0 | 0 | 0 | 0 | 0 | 0 | 0 | 0 | 0 | 0 | 0 | 0 | 0 | 0 | 0 | 0 | 0 | 0 | 0 | 0 | 0 | 0 | 0 | 0 | 0 | 0 | 0 | 0 | 0 | 0 | 0 | 0 | 0 | 0 | 0 | 0 | 0 | 0 | 0 | 0 | 0 | 0 | 0 | 0 | 0 | 0 | 0 | 0 | 0 | 0 | 0 | 0 | 0 | 0 | 0 | 0 | 0 | 0 | 0 | 0 | 0 | 0 | 0 | 0 | 0 | 0 | 0 | 0 | 0 | 0 | 0 | 0 | 0 | 0 | 0 | 0 | 0 | 0 | 0 | 0 | 0 | 0 | 0 | 0 | 0 | 0 | 0 | 0 | 0 | 0 | 0 | 0 | 0 | 0 | 0 | 0 | 0 | 0 | 0 | 0 | 0 | 0 | 0 | 0 | 0 | 0 | 0 | 0 | 0 | 0 | 0 | 0 | 0 | 0 | 0 | 0 | 0 | 0 | 0 | 0 | 0 | 0 | 0 | 0 | 0 | 0 | 0 | 0 | 0 | 0 | 0 | 0 | 0 | 0 | 0 | 0 | 0 | 0 | 0 | 0 | 0 | 0 | 0 | 0 | 0 | 0 | 0 | 0 | 0 | 0 | 0 | 0 | 0 | 0 | 0 | 0 | 0 | 0 | 0 | 0 | 0 | 0 | 0 | 0 | 0 | 0 | 0 | 0 | 0 | 0 | 0 | 0 | 0 | 0 | 0 | 0 | 0 | 0 | 0 | 0 | 0 | 0 | 0 | 0 | 0 | 0 | 0 | 0 | 0 | 0 | 0 | 0 | 0 | 0 | 0 | 0 | 0 | 0 | 0 | 0 | 0 | 0 | 0 | 0 | 0 | 0 | 0 | 0 | 0 | 0 | 0 | 0 | 0 | 0 | 0 | 0 | 0 | 0 | 0 | 0 | 0 | 0 | 0 | 0 | 0 | 0 | 0 | 0 | 0 | 0 | 0 | 0 | 0 | 0 | 0 | 0 | 0 | 0 | 0 | 0 | 0 | 0 | 0 | 0 | 0 | 0 | 0 | 0 | 0 | -99.9259 | -110.3108 | -111.2423 | -111.6024 | -111.79 | -111.9061 | -111.985 | -112.0421 | -112.0853 | -112.1191 | -112.1464 | -112.1687 | -112.1874 | -112.2033 | -112.217 | -112.2288 | -112.2392 | -112.2519 | -112.2724 | -112.29 | -112.3052 | -112.3184 | -112.3299 | -112.34 | -112.3488 | 222.38 | 245.491 | 247.5641 | 248.3654 | 248.783 | 249.0413 | 249.2168 | 249.3439 | 249.44 | 249.5154 | 249.576 | 249.6258 | 249.6674 | 249.7028 | 249.7331 | 249.7595 | 249.7826 | 249.8109 | 249.8564 | 249.8956 | 249.9294 | 249.9588 | 249.9845 | 250.0069 | 250.0266
ID_Industrial_Industrial - ID_New_Space Heating_Natural Gas_Building Shell - Air Sealing (Infiltration Control)_A | ID | Industrial | Industrial - ID | New | Space Heating | Natural Gas | Building Shell - Air Sealing (Infiltration Control) | A | IIM107 | Building with air infiltration. | Air sealing to reduce air infiltration. | 10 | 54.4453 | 0 | 0 | 8 | 3.72 | 0 | 0 | 0.27803 | 0.45 | foot door | 15% | 25% | Discretionary | Retro1Slow | 84.81% | Space Heating | 0% | -39.4878 |  | 15.686 |  | 1.6248e-06 | IL TRM - CI-MSC-WTST-V01-200101 | IL TRM - CI-MSC-WTST-V01-200101 | IL TRM - CI-MSC-WTST-V01-200101 | Building with air infiltration. | Building with air infiltration. | Building with air infiltration. | Building with air infiltration. | Building with air infiltration. | Building with air infiltration. | Building with air infiltration. | Building with air infiltration. | Building with air infiltration. | Building with air infiltration. | Building with air infiltration. | Building with air infiltration. | Building with air infiltration. | Building with air infiltration. | Building with air infiltration. | Building with air infiltration. | Building with air infiltration. | Building with air infiltration. | Building with air infiltration. | Building with air infiltration. | Building with air infiltration. | Building with air infiltration. | Building with air infiltration. | Building with air infiltration. | Building with air infiltration. | Building with air infiltration. | Building with air infiltration. | Air sealing to reduce air infiltration. | Air sealing to reduce air infiltration. | Air sealing to reduce air infiltration. | Air sealing to reduce air infiltration. | Air sealing to reduce air infiltration. | Air sealing to reduce air infiltration. | Air sealing to reduce air infiltration. | Air sealing to reduce air infiltration. | Air sealing to reduce air infiltration. | Air sealing to reduce air infiltration. | Air sealing to reduce air infiltration. | Air sealing to reduce air infiltration. | Air sealing to reduce air infiltration. | Air sealing to reduce air infiltration. | Air sealing to reduce air infiltration. | Air sealing to reduce air infiltration. | Air sealing to reduce air infiltration. | Air sealing to reduce air infiltration. | Air sealing to reduce air infiltration. | Air sealing to reduce air infiltration. | Air sealing to reduce air infiltration. | Air sealing to reduce air infiltration. | Air sealing to reduce air infiltration. | Air sealing to reduce air infiltration. | Air sealing to reduce air infiltration. | Air sealing to reduce air infiltration. | Air sealing to reduce air infiltration. | 8 | 8 | 8 | 8 | 8 | 8 | 8 | 8 | 8 | 8 | 8 | 8 | 8 | 8 | 8 | 8 | 8 | 8 | 8 | 8 | 8 | 8 | 8 | 8 | 8 | 8 | 8 | 0 | 0 | 42.8899 | 39.4401 | 39.0113 | 38.8052 | 38.667 | 38.5721 | 38.5244 | 38.5081 | 38.515 | 38.5298 | 38.5466 | 38.5634 | 38.5772 | 38.5846 | 38.5827 | 38.5801 | 38.6106 | 38.628 | 38.6336 | 38.6273 | 38.6571 | 38.6766 | 38.6304 | 38.5405 | 38.4392 | 1.5256e-06 | 1.8322e-05 | 5.8073e-05 | 0.00013568 | 0.00026657 | 0.00046699 | 0.00074944 | 0.0011176 | 0.0015605 | 0.0020472 | 0.002524 | 0.0029077 | 0.0031163 | 0.0030751 | 0.0027441 | 0.0021748 | 0.0013856 | 0.00043706 | 0 | 0 | 0 | 0 | 0 | 0 | 0 | 1.5256e-06 | 1.9725e-05 | 7.7583e-05 | 0.00021285 | 0.00047866 | 0.00094447 | 0.0016927 | 0.0028096 | 0.0043706 | 0.0064194 | 0.0089462 | 0.011858 | 0.014978 | 0.018056 | 0.0208 | 0.022973 | 0.024377 | 0.024825 | 0.024828 | 0.024824 | 0.024843 | 0.024856 | 0.024826 | 0.024768 | 0.024703 | 3.557e-05 | 0.00046456 | 0.0014886 | 0.0034963 | 0.0068939 | 0.012107 | 0.019454 | 0.029022 | 0.040516 | 0.053132 | 0.065479 | 0.075401 | 0.080782 | 0.079697 | 0.071123 | 0.056371 | 0.035887 | 0.011315 | 0 | 0 | 0 | 0 | 0 | 0 | 0 | 3.557e-05 | 0.00050013 | 0.0019887 | 0.0054851 | 0.012379 | 0.024486 | 0.043939 | 0.072961 | 0.11348 | 0.16661 | 0.23209 | 0.30749 | 0.38827 | 0.46797 | 0.53909 | 0.59546 | 0.63135 | 0.64266 | 0.64266 | 0.64266 | 0.64266 | 0.64266 | 0.64266 | 0.64266 | 0.64266 | 1.6248e-06 | 2.0515e-05 | 6.5252e-05 | 0.00015237 | 0.00029887 | 0.00052247 | 0.00083662 | 0.0012448 | 0.0017346 | 0.0022712 | 0.0027954 | 0.0032153 | 0.0034412 | 0.0033914 | 0.0030231 | 0.0023932 | 0.001522 | 0.00047938 | 0 | 0 | 0 | 0 | 0 | 0 | 0 | 1.6248e-06 | 2.2086e-05 | 8.7175e-05 | 0.00023904 | 0.00053666 | 0.0010567 | 0.0018897 | 0.0031296 | 0.0048582 | 0.007122 | 0.0099081 | 0.013112 | 0.01654 | 0.019914 | 0.022914 | 0.025279 | 0.026777 | 0.027228 | 0.027198 | 0.027167 | 0.027164 | 0.02716 | 0.027151 | 0.027139 | 0.027128 | 3.0234e-05 | 0.00039487 | 0.0012653 | 0.0029719 | 0.0058598 | 0.010291 | 0.016536 | 0.024668 | 0.034438 | 0.045163 | 0.055657 | 0.06409 | 0.068664 | 0.067742 | 0.060455 | 0.047916 | 0.030504 | 0.0096173 | 0 | 0 | 0 | 0 | 0 | 0 | 0 | 3.0234e-05 | 0.00042511 | 0.0016904 | 0.0046623 | 0.010522 | 0.020813 | 0.037349 | 0.062017 | 0.096455 | 0.14162 | 0.19727 | 0.26137 | 0.33003 | 0.39777 | 0.45823 | 0.50614 | 0.53665 | 0.54626 | 0.54626 | 0.54626 | 0.54626 | 0.54626 | 0.54626 | 0.54626 | 0.54626 | 1.6317e-06 | 2.0676e-05 | 6.5921e-05 | 0.00015427 | 0.00030319 | 0.00053097 | 0.00085148 | 0.0012684 | 0.0017687 | 0.002317 | 0.0028524 | 0.003281 | 0.0035114 | 0.0034606 | 0.0030851 | 0.0024427 | 0.0015541 | 0.00048973 | 0 | 0 | 0 | 0 | 0 | 0 | 0 | 1.6317e-06 | 2.2259e-05 | 8.8068e-05 | 0.00024201 | 0.00054442 | 0.0010739 | 0.0019232 | 0.0031887 | 0.0049538 | 0.0072656 | 0.01011 | 0.01338 | 0.016877 | 0.02032 | 0.023384 | 0.025803 | 0.027342 | 0.027817 | 0.027804 | 0.027794 | 0.027816 | 0.027836 | 0.027855 | 0.027872 | 0.027887 | 3.0234e-05 | 0.00039487 | 0.0012653 | 0.0029719 | 0.0058598 | 0.010291 | 0.016536 | 0.024668 | 0.034438 | 0.045163 | 0.055657 | 0.06409 | 0.068664 | 0.067742 | 0.060455 | 0.047916 | 0.030504 | 0.0096173 | 0 | 0 | 0 | 0 | 0 | 0 | 0 | 3.0234e-05 | 0.00042511 | 0.0016904 | 0.0046623 | 0.010522 | 0.020813 | 0.037349 | 0.062017 | 0.096455 | 0.14162 | 0.19727 | 0.26137 | 0.33003 | 0.39777 | 0.45823 | 0.50614 | 0.53665 | 0.54626 | 0.54626 | 0.54626 | 0.54626 | 0.54626 | 0.54626 | 0.54626 | 0.54626 | 1.6317e-06 | 2.0676e-05 | 6.5921e-05 | 0.00015427 | 0.00030319 | 0.00053097 | 0.00085148 | 0.0012684 | 0.0017687 | 0.002317 | 0.0028524 | 0.003281 | 0.0035114 | 0.0034606 | 0.0030851 | 0.0024427 | 0.0015541 | 0.00048973 | 0 | 0 | 0 | 0 | 0 | 0 | 0 | 1.6317e-06 | 2.2259e-05 | 8.8068e-05 | 0.00024201 | 0.00054442 | 0.0010739 | 0.0019232 | 0.0031887 | 0.0049538 | 0.0072656 | 0.01011 | 0.01338 | 0.016877 | 0.02032 | 0.023384 | 0.025803 | 0.027342 | 0.027817 | 0.027804 | 0.027794 | 0.027816 | 0.027836 | 0.027855 | 0.027872 | 0.027887 | 3.0234e-05 | 0.00039487 | 0.0012653 | 0.0029719 | 0.0058598 | 0.010291 | 0.016536 | 0.024668 | 0.034438 | 0.045163 | 0.055657 | 0.06409 | 0.068664 | 0.067742 | 0.060455 | 0.047916 | 0.030504 | 0.0096173 | 0 | 0 | 0 | 0 | 0 | 0 | 0 | 3.0234e-05 | 0.00042511 | 0.0016904 | 0.0046623 | 0.010522 | 0.020813 | 0.037349 | 0.062017 | 0.096455 | 0.14162 | 0.19727 | 0.26137 | 0.33003 | 0.39777 | 0.45823 | 0.50614 | 0.53665 | 0.54626 | 0.54626 | 0.54626 | 0.54626 | 0.54626 | 0.54626 | 0.54626 | 0.54626 | -38.331 | -39.3949 | -39.4832 | -39.5171 | -39.5346 | -39.5455 | -39.5528 | -39.5582 | -39.5622 | -39.5653 | -39.5679 | -39.57 | -39.5717 | -39.5732 | -39.5745 | -39.5756 | -39.5765 | -39.5777 | -39.5796 | -39.5812 | -39.5827 | -39.5839 | -39.585 | -39.5859 | -39.5867 | 15.2265 | 15.6491 | 15.6842 | 15.6976 | 15.7046 | 15.7089 | 15.7119 | 15.714 | 15.7156 | 15.7168 | 15.7178 | 15.7187 | 15.7194 | 15.7199 | 15.7204 | 15.7209 | 15.7213 | 15.7217 | 15.7225 | 15.7231 | 15.7237 | 15.7242 | 15.7246 | 15.725 | 15.7253
ID_Industrial_Industrial - ID_New_Space Heating_Natural Gas_Ventilation - Demand Controlled_A | ID | Industrial | Industrial - ID | New | Space Heating | Natural Gas | Ventilation - Demand Controlled | A | IIM108 | No occupancy based outdoor air controls. | Outdoor air controlled based on occupancy to meet ASHRAE 62.1 | 10 | 0.035924 | 0 | 0 | 0.15 | 0.02 | 0 | 0 | 0.27803 | 0.45 | sqft | 100% | 100% | Discretionary | Retro12Med | 75.44% | Furnace | 0% | 392.976 |  | 481.9021 |  | 0 | IL TRM - CI-HVC-DCV-V05-190101 | VENT_DCV-Heating-7PLN-v5-8 | IL TRM - CI-HVC-DCV-V05-190101 | No occupancy based outdoor air controls. | No occupancy based outdoor air controls. | No occupancy based outdoor air controls. | No occupancy based outdoor air controls. | No occupancy based outdoor air controls. | No occupancy based outdoor air controls. | No occupancy based outdoor air controls. | No occupancy based outdoor air controls. | No occupancy based outdoor air controls. | No occupancy based outdoor air controls. | No occupancy based outdoor air controls. | No occupancy based outdoor air controls. | No occupancy based outdoor air controls. | No occupancy based outdoor air controls. | No occupancy based outdoor air controls. | No occupancy based outdoor air controls. | No occupancy based outdoor air controls. | No occupancy based outdoor air controls. | No occupancy based outdoor air controls. | No occupancy based outdoor air controls. | No occupancy based outdoor air controls. | No occupancy based outdoor air controls. | No occupancy based outdoor air controls. | No occupancy based outdoor air controls. | No occupancy based outdoor air controls. | No occupancy based outdoor air controls. | No occupancy based outdoor air controls. | Outdoor air controlled based on occupancy to meet ASHRAE 62.1 | Outdoor air controlled based on occupancy to meet ASHRAE 62.1 | Outdoor air controlled based on occupancy to meet ASHRAE 62.1 | Outdoor air controlled based on occupancy to meet ASHRAE 62.1 | Outdoor air controlled based on occupancy to meet ASHRAE 62.1 | Outdoor air controlled based on occupancy to meet ASHRAE 62.1 | Outdoor air controlled based on occupancy to meet ASHRAE 62.1 | Outdoor air controlled based on occupancy to meet ASHRAE 62.1 | Outdoor air controlled based on occupancy to meet ASHRAE 62.1 | Outdoor air controlled based on occupancy to meet ASHRAE 62.1 | Outdoor air controlled based on occupancy to meet ASHRAE 62.1 | Outdoor air controlled based on occupancy to meet ASHRAE 62.1 | Outdoor air controlled based on occupancy to meet ASHRAE 62.1 | Outdoor air controlled based on occupancy to meet ASHRAE 62.1 | Outdoor air controlled based on occupancy to meet ASHRAE 62.1 | Outdoor air controlled based on occupancy to meet ASHRAE 62.1 | Outdoor air controlled based on occupancy to meet ASHRAE 62.1 | Outdoor air controlled based on occupancy to meet ASHRAE 62.1 | Outdoor air controlled based on occupancy to meet ASHRAE 62.1 | Outdoor air controlled based on occupancy to meet ASHRAE 62.1 | Outdoor air controlled based on occupancy to meet ASHRAE 62.1 | Outdoor air controlled based on occupancy to meet ASHRAE 62.1 | Outdoor air controlled based on occupancy to meet ASHRAE 62.1 | Outdoor air controlled based on occupancy to meet ASHRAE 62.1 | Outdoor air controlled based on occupancy to meet ASHRAE 62.1 | Outdoor air controlled based on occupancy to meet ASHRAE 62.1 | Outdoor air controlled based on occupancy to meet ASHRAE 62.1 | 0.15 | 0.15 | 0.15 | 0.15 | 0.15 | 0.15 | 0.15 | 0.15 | 0.15 | 0.15 | 0.15 | 0.15 | 0.15 | 0.15 | 0.15 | 0.15 | 0.15 | 0.15 | 0.15 | 0.15 | 0.15 | 0.15 | 0.15 | 0.15 | 0.15 | 0.15 | 0.15 | 0 | 0 | 0.028299 | 0.024227 | 0.023814 | 0.02363 | 0.023513 | 0.023432 | 0.023384 | 0.023358 | 0.023347 | 0.023342 | 0.02334 | 0.023339 | 0.023339 | 0.023337 | 0.023331 | 0.023327 | 0.023345 | 0.023356 | 0.023359 | 0.023355 | 0.023373 | 0.023386 | 0.023358 | 0.023304 | 0.023244 | 0 | 0 | 0 | 0 | 0 | 0 | 0 | 0 | 0 | 0 | 0 | 0 | 0 | 0 | 0 | 0 | 0 | 0 | 0 | 0 | 0 | 0 | 0 | 0 | 0 | 0 | 0 | 0 | 0 | 0 | 0 | 0 | 0 | 0 | 0 | 0 | 0 | 0 | 0 | 0 | 0 | 0 | 0 | 0 | 0 | 0 | 0 | 0 | 0 | 0 | 0 | 0 | 0 | 0 | 0 | 0 | 0 | 0 | 0 | 0 | 0 | 0 | 0 | 0 | 0 | 0 | 0 | 0 | 0 | 0 | 0 | 0 | 0 | 0 | 0 | 0 | 0 | 0 | 0 | 0 | 0 | 0 | 0 | 0 | 0 | 0 | 0 | 0 | 0 | 0 | 0 | 0 | 0 | 0 | 0 | 0 | 0 | 0 | 0 | 0 | 0 | 0 | 0 | 0 | 0 | 0 | 0 | 0 | 0 | 0 | 0 | 0 | 0 | 0 | 0 | 0 | 0 | 0 | 0 | 0 | 0 | 0 | 0 | 0 | 0 | 0 | 0 | 0 | 0 | 0 | 0 | 0 | 0 | 0 | 0 | 0 | 0 | 0 | 0 | 0 | 0 | 0 | 0 | 0 | 0 | 0 | 0 | 0 | 0 | 0 | 0 | 0 | 0 | 0 | 0 | 0 | 0 | 0 | 0 | 0 | 0 | 0 | 0 | 0 | 0 | 0 | 0 | 0 | 0 | 0 | 0 | 0 | 0 | 0 | 0 | 0 | 0 | 0 | 0 | 0 | 0 | 0 | 0 | 0 | 0 | 0 | 0 | 0 | 0 | 0 | 0 | 0 | 0 | 0 | 0 | 0 | 0 | 0 | 0 | 0 | 0 | 0 | 0 | 0 | 0 | 0 | 0 | 0 | 0 | 0 | 0 | 0 | 0 | 0 | 0 | 0 | 0 | 0 | 0 | 0 | 0 | 0 | 0 | 0 | 0 | 0 | 0 | 0 | 0 | 0 | 0 | 0 | 0 | 0 | 0 | 0 | 0 | 0 | 0 | 0 | 0 | 0 | 0 | 0 | 0 | 0 | 0 | 0 | 0 | 0 | 0 | 0 | 0 | 0 | 0 | 0 | 0 | 0 | 0 | 0 | 0 | 0 | 0 | 0 | 0 | 0 | 0 | 0 | 0 | 0 | 0 | 0 | 0 | 0 | 0 | 0 | 0 | 0 | 0 | 0 | 0 | 0 | 0 | 0 | 0 | 0 | 0 | 0 | 0 | 0 | 0 | 0 | 0 | 0 | 0 | 0 | 0 | 0 | 0 | 0 | 0 | 0 | 0 | 0 | 0 | 0 | 0 | 0 | 0 | 0 | 0 | 0 | 0 | 0 | 0 | 0 | 0 | 0 | 0 | 0 | 0 | 0 | 0 | 0 | 0 | 0 | 0 | 0 | 0 | 0 | 0 | 0 | 0 | 0 | 0 | 0 | 0 | 0 | 0 | 0 | 0 | 0 | 0 | 0 | 0 | 0 | 0 | 0 | 0 | 0 | 0 | 0 | 0 | 0 | 0 | 0 | 0 | 0 | 0 | 0 | 0 | 0 | 0 | 0 | 0 | 0 | 0 | 0 | 0 | 0 | 0 | 0 | 0 | 0 | 0 | 0 | 0 | 0 | 0 | 0 | 0 | 0 | 0 | 0 | 0 | 0 | 0 | 0 | 0 | 0 | 0 | 0 | 0 | 0 | 0 | 0 | 0 | 0 | 0 | 0 | 352.847 | 389.5168 | 392.8063 | 394.0777 | 394.7402 | 395.1501 | 395.4286 | 395.6301 | 395.7827 | 395.9023 | 395.9985 | 396.0775 | 396.1435 | 396.1996 | 396.2478 | 396.2896 | 396.3262 | 396.3712 | 396.4434 | 396.5055 | 396.5592 | 396.6059 | 396.6466 | 396.6822 | 396.7134 | 432.6923 | 477.6601 | 481.6939 | 483.2531 | 484.0655 | 484.5681 | 484.9096 | 485.1568 | 485.344 | 485.4906 | 485.6085 | 485.7054 | 485.7864 | 485.8552 | 485.9142 | 485.9655 | 486.0104 | 486.0655 | 486.1541 | 486.2303 | 486.2962 | 486.3534 | 486.4033 | 486.4469 | 486.4852
ID_Industrial_Industrial - ID_New_Space Heating_Natural Gas_Destratification Fans (HVLS)_A | ID | Industrial | Industrial - ID | New | Space Heating | Natural Gas | Destratification Fans (HVLS) | A | IIM109 | No destratification fans. | High volume low speed destratification fans. | 15 | 134351.5336 | 0 | 0 | 9799.26 | 0 | 0 | 0 | 0.27803 | 0.45 | Strat Fan | 15% | 55% | Discretionary | RetroEven20 | 80.75% | Space Heating | 0% | 11.9406 |  | 5.9953 |  | 0.00059272 | DL20_IHVLS-Ag-2021PLN-v2-8 | DL20_IHVLS-Ag-2021PLN-v2-8 | HVLS-Heating-AEG-v5.0-121 | No destratification fans. | No destratification fans. | No destratification fans. | No destratification fans. | No destratification fans. | No destratification fans. | No destratification fans. | No destratification fans. | No destratification fans. | No destratification fans. | No destratification fans. | No destratification fans. | No destratification fans. | No destratification fans. | No destratification fans. | No destratification fans. | No destratification fans. | No destratification fans. | No destratification fans. | No destratification fans. | No destratification fans. | No destratification fans. | No destratification fans. | No destratification fans. | No destratification fans. | No destratification fans. | No destratification fans. | High volume low speed destratification fans. | High volume low speed destratification fans. | High volume low speed destratification fans. | High volume low speed destratification fans. | High volume low speed destratification fans. | High volume low speed destratification fans. | High volume low speed destratification fans. | High volume low speed destratification fans. | High volume low speed destratification fans. | High volume low speed destratification fans. | High volume low speed destratification fans. | High volume low speed destratification fans. | High volume low speed destratification fans. | High volume low speed destratification fans. | High volume low speed destratification fans. | High volume low speed destratification fans. | High volume low speed destratification fans. | High volume low speed destratification fans. | High volume low speed destratification fans. | High volume low speed destratification fans. | High volume low speed destratification fans. | High volume low speed destratification fans. | High volume low speed destratification fans. | High volume low speed destratification fans. | High volume low speed destratification fans. | High volume low speed destratification fans. | High volume low speed destratification fans. | 9799.26 | 9799.26 | 9799.26 | 9799.26 | 9799.26 | 9799.26 | 9799.26 | 9799.26 | 9799.26 | 9799.26 | 9799.26 | 9799.26 | 9799.26 | 9799.26 | 9799.26 | 9799.26 | 9799.26 | 9799.26 | 9799.26 | 9799.26 | 9799.26 | 9799.26 | 9799.26 | 9799.26 | 9799.26 | 9799.26 | 9799.26 | 0 | 0 | 106029.1416 | 97527.7351 | 96552.5898 | 96129.074 | 95875.4174 | 95729.346 | 95700.822 | 95751.0517 | 95859.4936 | 95988.3135 | 96123.0829 | 96258.5422 | 96387.1979 | 96500.7197 | 96591.7243 | 96679.2761 | 96837.8183 | 96954.0983 | 97033.0635 | 97075.1723 | 97075.6296 | 97057.461 | 96880.6135 | 96599.6053 | 96295.2732 | 0.00055667 | 0.0033455 | 0.0059773 | 0.0085929 | 0.011133 | 0.01363 | 0.016096 | 0.018533 | 0.020943 | 0.023321 | 0.025666 | 0.027978 | 0.030254 | 0.032493 | 0.03469 | 0.036344 | 0.035687 | 0.035116 | 0.034506 | 0.033921 | 0 | 0 | 0 | 0 | 0 | 0.00055667 | 0.0038575 | 0.0097963 | 0.018346 | 0.029431 | 0.043016 | 0.0591 | 0.077664 | 0.098694 | 0.12215 | 0.14799 | 0.17617 | 0.20666 | 0.2394 | 0.27431 | 0.31091 | 0.3471 | 0.38264 | 0.41745 | 0.45155 | 0.45156 | 0.45147 | 0.45065 | 0.44934 | 0.44793 | 5.2502e-06 | 3.4303e-05 | 6.1907e-05 | 8.9389e-05 | 0.00011612 | 0.00014238 | 0.00016819 | 0.00019355 | 0.00021847 | 0.00024296 | 0.00026702 | 0.00029066 | 0.00031388 | 0.00033671 | 0.00035914 | 0.00037592 | 0.00036852 | 0.00036219 | 0.00035562 | 0.00034943 | 0 | 0 | 0 | 0 | 0 | 5.2502e-06 | 3.9553e-05 | 0.00010146 | 0.00019085 | 0.00030697 | 0.00044935 | 0.00061755 | 0.0008111 | 0.0010296 | 0.0012725 | 0.0015395 | 0.0018302 | 0.0021441 | 0.0024808 | 0.0028399 | 0.0032158 | 0.0035844 | 0.0039466 | 0.0043022 | 0.0046516 | 0.0046516 | 0.0046516 | 0.0046516 | 0.0046516 | 0.0046516 | 0.00059272 | 0.0037448 | 0.0067133 | 0.0096446 | 0.012473 | 0.015237 | 0.017951 | 0.02062 | 0.023249 | 0.025836 | 0.028381 | 0.030884 | 0.033345 | 0.035762 | 0.038133 | 0.0399 | 0.039105 | 0.038417 | 0.037699 | 0.037019 | 0 | 0 | 0 | 0 | 0 | 0.00059272 | 0.004318 | 0.011003 | 0.020592 | 0.032973 | 0.048086 | 0.065908 | 0.086409 | 0.10956 | 0.13532 | 0.16364 | 0.19447 | 0.22778 | 0.26349 | 0.30155 | 0.34133 | 0.38035 | 0.41861 | 0.45608 | 0.4928 | 0.49243 | 0.49206 | 0.49164 | 0.49118 | 0.49077 | 4.4627e-06 | 2.9158e-05 | 5.2621e-05 | 7.5981e-05 | 9.8701e-05 | 0.00012103 | 0.00014296 | 0.00016452 | 0.0001857 | 0.00020651 | 0.00022696 | 0.00024706 | 0.0002668 | 0.0002862 | 0.00030527 | 0.00031953 | 0.00031324 | 0.00030786 | 0.00030227 | 0.00029701 | 0 | 0 | 0 | 0 | 0 | 4.4627e-06 | 3.362e-05 | 8.6242e-05 | 0.00016222 | 0.00026092 | 0.00038195 | 0.00052491 | 0.00068943 | 0.00087513 | 0.0010816 | 0.0013086 | 0.0015557 | 0.0018225 | 0.0021087 | 0.0024139 | 0.0027335 | 0.0030467 | 0.0033546 | 0.0036568 | 0.0039539 | 0.0039539 | 0.0039539 | 0.0039539 | 0.0039539 | 0.0039539 | 0.00059523 | 0.0037742 | 0.0067821 | 0.0097646 | 0.012653 | 0.015485 | 0.018269 | 0.021009 | 0.023707 | 0.026357 | 0.02896 | 0.031516 | 0.034026 | 0.036492 | 0.038915 | 0.040726 | 0.039929 | 0.039248 | 0.038539 | 0.037873 | 0 | 0 | 0 | 0 | 0 | 0.00059523 | 0.0043518 | 0.011115 | 0.020848 | 0.03345 | 0.048868 | 0.067078 | 0.088041 | 0.11172 | 0.13805 | 0.16697 | 0.19845 | 0.23243 | 0.26887 | 0.30773 | 0.3484 | 0.38837 | 0.42765 | 0.46624 | 0.50417 | 0.50425 | 0.50432 | 0.50439 | 0.50445 | 0.5045 | 4.4627e-06 | 2.9158e-05 | 5.2621e-05 | 7.5981e-05 | 9.8701e-05 | 0.00012103 | 0.00014296 | 0.00016452 | 0.0001857 | 0.00020651 | 0.00022696 | 0.00024706 | 0.0002668 | 0.0002862 | 0.00030527 | 0.00031953 | 0.00031324 | 0.00030786 | 0.00030227 | 0.00029701 | 0 | 0 | 0 | 0 | 0 | 4.4627e-06 | 3.362e-05 | 8.6242e-05 | 0.00016222 | 0.00026092 | 0.00038195 | 0.00052491 | 0.00068943 | 0.00087513 | 0.0010816 | 0.0013086 | 0.0015557 | 0.0018225 | 0.0021087 | 0.0024139 | 0.0027335 | 0.0030467 | 0.0033546 | 0.0036568 | 0.0039539 | 0.0039539 | 0.0039539 | 0.0039539 | 0.0039539 | 0.0039539 | 0.00059523 | 0.0037742 | 0.0067821 | 0.0097646 | 0.012653 | 0.015485 | 0.018269 | 0.021009 | 0.023707 | 0.026357 | 0.02896 | 0.031516 | 0.034026 | 0.036492 | 0.038915 | 0.040726 | 0.039929 | 0.039248 | 0.038539 | 0.037873 | 0 | 0 | 0 | 0 | 0 | 0.00059523 | 0.0043518 | 0.011115 | 0.020848 | 0.03345 | 0.048868 | 0.067078 | 0.088041 | 0.11172 | 0.13805 | 0.16697 | 0.19845 | 0.23243 | 0.26887 | 0.30773 | 0.3484 | 0.38837 | 0.42765 | 0.46624 | 0.50417 | 0.50425 | 0.50432 | 0.50439 | 0.50445 | 0.5045 | 4.4627e-06 | 2.9158e-05 | 5.2621e-05 | 7.5981e-05 | 9.8701e-05 | 0.00012103 | 0.00014296 | 0.00016452 | 0.0001857 | 0.00020651 | 0.00022696 | 0.00024706 | 0.0002668 | 0.0002862 | 0.00030527 | 0.00031953 | 0.00031324 | 0.00030786 | 0.00030227 | 0.00029701 | 0 | 0 | 0 | 0 | 0 | 4.4627e-06 | 3.362e-05 | 8.6242e-05 | 0.00016222 | 0.00026092 | 0.00038195 | 0.00052491 | 0.00068943 | 0.00087513 | 0.0010816 | 0.0013086 | 0.0015557 | 0.0018225 | 0.0021087 | 0.0024139 | 0.0027335 | 0.0030467 | 0.0033546 | 0.0036568 | 0.0039539 | 0.0039539 | 0.0039539 | 0.0039539 | 0.0039539 | 0.0039539 | 11.5908 | 11.9125 | 11.9392 | 11.9495 | 11.9548 | 11.9581 | 11.9603 | 11.9619 | 11.9631 | 11.9641 | 11.9648 | 11.9655 | 11.966 | 11.9664 | 11.9668 | 11.9672 | 11.9674 | 11.9678 | 11.9684 | 11.9689 | 11.9693 | 11.9697 | 11.97 | 11.9703 | 11.9705 | 5.8197 | 5.9812 | 5.9946 | 5.9997 | 6.0024 | 6.004 | 6.0052 | 6.006 | 6.0066 | 6.0071 | 6.0074 | 6.0078 | 6.008 | 6.0082 | 6.0084 | 6.0086 | 6.0088 | 6.0089 | 6.0092 | 6.0095 | 6.0097 | 6.0099 | 6.01 | 6.0102 | 6.0103
ID_Industrial_Industrial - ID_New_Space Heating_Natural Gas_Condensing RTU_A | ID | Industrial | Industrial - ID | New | Space Heating | Natural Gas | Condensing RTU | A | IIM110 | TBD | TBD | 5 | 0.057843 | 0 | 0 | 0.28 | 0 | 0 | 0 | 0.27803 | 0.45 | sqft cond | 100% | 100% | Discretionary | Retro5Med | 81.71% | Furnace | 0% | 1909.3773 |  | 958.6817 |  | 0 | NEEA Condensing Rooftop Unit Field Study - October 28, 2019 | NEEA Condensing Rooftop Unit Field Study - October 28, 2019 | NEEA Condensing Rooftop Unit Field Study - October 28, 2019 | TBD | TBD | TBD | TBD | TBD | TBD | TBD | TBD | TBD | TBD | TBD | TBD | TBD | TBD | TBD | TBD | TBD | TBD | TBD | TBD | TBD | TBD | TBD | TBD | TBD | TBD | TBD | TBD | TBD | TBD | TBD | TBD | TBD | TBD | TBD | TBD | TBD | TBD | TBD | TBD | TBD | TBD | TBD | TBD | TBD | TBD | TBD | TBD | TBD | TBD | TBD | TBD | TBD | TBD | 0.28 | 0.28 | 0.28 | 0.28 | 0.28 | 0.28 | 0.28 | 0.28 | 0.28 | 0.28 | 0.28 | 0.28 | 0.28 | 0.28 | 0.28 | 0.28 | 0.28 | 0.28 | 0.28 | 0.28 | 0.28 | 0.28 | 0.28 | 0.28 | 0.28 | 0.28 | 0.28 | 0 | 0 | 0.045531 | 0.038975 | 0.0383 | 0.037991 | 0.037791 | 0.037652 | 0.03757 | 0.037524 | 0.037505 | 0.037497 | 0.037495 | 0.037495 | 0.037497 | 0.037496 | 0.037489 | 0.037485 | 0.037518 | 0.037538 | 0.037546 | 0.037543 | 0.037575 | 0.037597 | 0.037555 | 0.03747 | 0.037375 | 0 | 0 | 0 | 0 | 0 | 0 | 0 | 0 | 0 | 0 | 0 | 0 | 0 | 0 | 0 | 0 | 0 | 0 | 0 | 0 | 0 | 0 | 0 | 0 | 0 | 0 | 0 | 0 | 0 | 0 | 0 | 0 | 0 | 0 | 0 | 0 | 0 | 0 | 0 | 0 | 0 | 0 | 0 | 0 | 0 | 0 | 0 | 0 | 0 | 0 | 0 | 0 | 0 | 0 | 0 | 0 | 0 | 0 | 0 | 0 | 0 | 0 | 0 | 0 | 0 | 0 | 0 | 0 | 0 | 0 | 0 | 0 | 0 | 0 | 0 | 0 | 0 | 0 | 0 | 0 | 0 | 0 | 0 | 0 | 0 | 0 | 0 | 0 | 0 | 0 | 0 | 0 | 0 | 0 | 0 | 0 | 0 | 0 | 0 | 0 | 0 | 0 | 0 | 0 | 0 | 0 | 0 | 0 | 0 | 0 | 0 | 0 | 0 | 0 | 0 | 0 | 0 | 0 | 0 | 0 | 0 | 0 | 0 | 0 | 0 | 0 | 0 | 0 | 0 | 0 | 0 | 0 | 0 | 0 | 0 | 0 | 0 | 0 | 0 | 0 | 0 | 0 | 0 | 0 | 0 | 0 | 0 | 0 | 0 | 0 | 0 | 0 | 0 | 0 | 0 | 0 | 0 | 0 | 0 | 0 | 0 | 0 | 0 | 0 | 0 | 0 | 0 | 0 | 0 | 0 | 0 | 0 | 0 | 0 | 0 | 0 | 0 | 0 | 0 | 0 | 0 | 0 | 0 | 0 | 0 | 0 | 0 | 0 | 0 | 0 | 0 | 0 | 0 | 0 | 0 | 0 | 0 | 0 | 0 | 0 | 0 | 0 | 0 | 0 | 0 | 0 | 0 | 0 | 0 | 0 | 0 | 0 | 0 | 0 | 0 | 0 | 0 | 0 | 0 | 0 | 0 | 0 | 0 | 0 | 0 | 0 | 0 | 0 | 0 | 0 | 0 | 0 | 0 | 0 | 0 | 0 | 0 | 0 | 0 | 0 | 0 | 0 | 0 | 0 | 0 | 0 | 0 | 0 | 0 | 0 | 0 | 0 | 0 | 0 | 0 | 0 | 0 | 0 | 0 | 0 | 0 | 0 | 0 | 0 | 0 | 0 | 0 | 0 | 0 | 0 | 0 | 0 | 0 | 0 | 0 | 0 | 0 | 0 | 0 | 0 | 0 | 0 | 0 | 0 | 0 | 0 | 0 | 0 | 0 | 0 | 0 | 0 | 0 | 0 | 0 | 0 | 0 | 0 | 0 | 0 | 0 | 0 | 0 | 0 | 0 | 0 | 0 | 0 | 0 | 0 | 0 | 0 | 0 | 0 | 0 | 0 | 0 | 0 | 0 | 0 | 0 | 0 | 0 | 0 | 0 | 0 | 0 | 0 | 0 | 0 | 0 | 0 | 0 | 0 | 0 | 0 | 0 | 0 | 0 | 0 | 0 | 0 | 0 | 0 | 0 | 0 | 0 | 0 | 0 | 0 | 0 | 0 | 0 | 0 | 0 | 0 | 0 | 0 | 0 | 0 | 0 | 0 | 0 | 0 | 0 | 0 | 0 | 0 | 0 | 0 | 0 | 0 | 0 | 0 | 0 | 0 | 0 | 0 | 0 | 0 | 0 | 0 | 0 | 0 | 0 | 0 | 0 | 0 | 0 | 0 | 0 | 0 | 0 | 0 | 0 | 0 | 0 | 0 | 0 | 0 | 1714.4001 | 1892.5702 | 1908.5527 | 1914.7302 | 1917.9494 | 1919.9407 | 1921.2939 | 1922.2732 | 1923.0147 | 1923.5956 | 1924.0628 | 1924.4467 | 1924.7678 | 1925.0402 | 1925.2741 | 1925.4773 | 1925.6553 | 1925.8737 | 1926.2245 | 1926.5264 | 1926.7875 | 1927.0143 | 1927.212 | 1927.3849 | 1927.5367 | 860.7853 | 950.2429 | 958.2676 | 961.3693 | 962.9856 | 963.9854 | 964.6649 | 965.1566 | 965.5289 | 965.8205 | 966.0551 | 966.2479 | 966.4091 | 966.5458 | 966.6633 | 966.7653 | 966.8547 | 966.9644 | 967.1405 | 967.2921 | 967.4232 | 967.537 | 967.6363 | 967.7231 | 967.7993
ID_Industrial_Industrial - ID_New_Space Heating_Natural Gas_Industrial Air Curtains_A | ID | Industrial | Industrial - ID | New | Space Heating | Natural Gas | Industrial Air Curtains | A | IIM111 | No air curtains. | Air curtains on large industrial doors. | 15 | -0.017002 | 0 | 0 | 0.27 | 0 | 0.01 | 0 | 0.27803 | 0.45 | sqft | 15% | 75% | Discretionary | Retro1Slow | 84.81% | Space Heating | 0% | 9999 |  | 9999 |  | -1.4546e-05 | IL TRM - CI-HVC-AIRC-V03-200101 | IL TRM - CI-HVC-AIRC-V03-200101 | IL TRM - CI-HVC-AIRC-V03-200101 | No air curtains. | No air curtains. | No air curtains. | No air curtains. | No air curtains. | No air curtains. | No air curtains. | No air curtains. | No air curtains. | No air curtains. | No air curtains. | No air curtains. | No air curtains. | No air curtains. | No air curtains. | No air curtains. | No air curtains. | No air curtains. | No air curtains. | No air curtains. | No air curtains. | No air curtains. | No air curtains. | No air curtains. | No air curtains. | No air curtains. | No air curtains. | Air curtains on large industrial doors. | Air curtains on large industrial doors. | Air curtains on large industrial doors. | Air curtains on large industrial doors. | Air curtains on large industrial doors. | Air curtains on large industrial doors. | Air curtains on large industrial doors. | Air curtains on large industrial doors. | Air curtains on large industrial doors. | Air curtains on large industrial doors. | Air curtains on large industrial doors. | Air curtains on large industrial doors. | Air curtains on large industrial doors. | Air curtains on large industrial doors. | Air curtains on large industrial doors. | Air curtains on large industrial doors. | Air curtains on large industrial doors. | Air curtains on large industrial doors. | Air curtains on large industrial doors. | Air curtains on large industrial doors. | Air curtains on large industrial doors. | Air curtains on large industrial doors. | Air curtains on large industrial doors. | Air curtains on large industrial doors. | Air curtains on large industrial doors. | Air curtains on large industrial doors. | Air curtains on large industrial doors. | 0.27 | 0.27 | 0.27 | 0.27 | 0.27 | 0.27 | 0.27 | 0.27 | 0.27 | 0.27 | 0.27 | 0.27 | 0.27 | 0.27 | 0.27 | 0.27 | 0.27 | 0.27 | 0.27 | 0.27 | 0.27 | 0.27 | 0.27 | 0.27 | 0.27 | 0.27 | 0.27 | 0 | 0 | -0.013447 | -0.012372 | -0.01226 | -0.012217 | -0.012195 | -0.012182 | -0.012172 | -0.012166 | -0.01216 | -0.012157 | -0.012153 | -0.012151 | -0.012149 | -0.012147 | -0.012145 | -0.012146 | -0.01216 | -0.012172 | -0.012183 | -0.01219 | -0.012194 | -0.012195 | -0.012176 | -0.012144 | -0.012108 | -1.3666e-05 | -0.00016422 | -0.00052144 | -0.0012205 | -0.0024021 | -0.0042137 | -0.0067656 | -0.010088 | -0.014077 | -0.018454 | -0.022749 | -0.026338 | -0.028556 | -0.028872 | -0.027072 | -0.023752 | -0.019066 | -0.013511 | -0.0081952 | -0.0040246 | 0 | 0 | 0 | 0 | 0 | -1.3666e-05 | -0.00017679 | -0.00069663 | -0.0019147 | -0.0043133 | -0.0085221 | -0.015281 | -0.02536 | -0.039427 | -0.057868 | -0.080602 | -0.10692 | -0.13546 | -0.16431 | -0.19136 | -0.21513 | -0.23445 | -0.24819 | -0.2566 | -0.26078 | -0.26086 | -0.26089 | -0.26048 | -0.25979 | -0.25903 | 1.0163 | 13.2731 | 42.5317 | 99.8952 | 196.9681 | 345.9095 | 555.8205 | 829.1858 | 1157.5936 | 1518.0681 | 1871.8321 | 2167.5751 | 2350.5772 | 2376.9405 | 2229.0606 | 1955.5029 | 1567.8784 | 1109.9257 | 672.6902 | 330.1489 | 0 | 0 | 0 | 0 | 0 | 1.0163 | 14.2894 | 56.821 | 156.7162 | 353.6843 | 699.5938 | 1255.4143 | 2084.6001 | 3242.1936 | 4760.2617 | 6632.0938 | 8799.6689 | 11150.2461 | 13527.1866 | 15756.2472 | 17711.75 | 19279.6285 | 20389.5542 | 21062.2443 | 21392.3932 | 21392.3932 | 21392.3932 | 21392.3932 | 21392.3932 | 21392.3932 | -1.4546e-05 | -0.00018375 | -0.00058535 | -0.001369 | -0.0026891 | -0.0047064 | -0.0075393 | -0.011217 | -0.015622 | -0.020442 | -0.025158 | -0.029084 | -0.031492 | -0.031803 | -0.029788 | -0.026105 | -0.020916 | -0.014798 | -0.008964 | -0.0043973 | 0 | 0 | 0 | 0 | 0 | -1.4546e-05 | -0.00019782 | -0.00078201 | -0.0021476 | -0.0048287 | -0.0095186 | -0.017029 | -0.028199 | -0.043753 | -0.064102 | -0.089139 | -0.11807 | -0.14939 | -0.18099 | -0.21056 | -0.23644 | -0.2572 | -0.27185 | -0.28067 | -0.28493 | -0.28479 | -0.28465 | -0.28447 | -0.28426 | -0.28407 | 0.86384 | 11.2821 | 36.1519 | 84.9109 | 167.4229 | 294.0231 | 472.4474 | 704.8079 | 983.9545 | 1290.3579 | 1591.0573 | 1842.4389 | 1997.9906 | 2020.3994 | 1894.7015 | 1662.1774 | 1332.6967 | 943.4369 | 571.7866 | 280.6265 | 0 | 0 | 0 | 0 | 0 | 0.86384 | 12.146 | 48.2979 | 133.2088 | 300.6317 | 594.6547 | 1067.1021 | 1771.9101 | 2755.8646 | 4046.2224 | 5637.2797 | 7479.7186 | 9477.7092 | 11498.1086 | 13392.8101 | 15054.9875 | 16387.6842 | 17331.121 | 17902.9077 | 18183.5342 | 18183.5342 | 18183.5342 | 18183.5342 | 18183.5342 | 18183.5342 | 0 | 0 | 0 | 0 | 0 | 0 | 0 | 0 | 0 | 0 | 0 | 0 | 0 | 0 | 0 | 0 | 0 | 0 | 0 | 0 | 0 | 0 | 0 | 0 | 0 | 0 | 0 | 0 | 0 | 0 | 0 | 0 | 0 | 0 | 0 | 0 | 0 | 0 | 0 | 0 | 0 | 0 | 0 | 0 | 0 | 0 | 0 | 0 | 0 | 0 | 0 | 0 | 0 | 0 | 0 | 0 | 0 | 0 | 0 | 0 | 0 | 0 | 0 | 0 | 0 | 0 | 0 | 0 | 0 | 0 | 0 | 0 | 0 | 0 | 0 | 0 | 0 | 0 | 0 | 0 | 0 | 0 | 0 | 0 | 0 | 0 | 0 | 0 | 0 | 0 | 0 | 0 | 0 | 0 | 0 | 0 | 0 | 0 | 0 | 0 | 0 | 0 | 0 | 0 | 0 | 0 | 0 | 0 | 0 | 0 | 0 | 0 | 0 | 0 | 0 | 0 | 0 | 0 | 0 | 0 | 0 | 0 | 0 | 0 | 0 | 0 | 0 | 0 | 0 | 0 | 0 | 0 | 0 | 0 | 0 | 0 | 0 | 0 | 0 | 0 | 0 | 0 | 0 | 0 | 0 | 0 | 0 | 0 | 0 | 0 | 0 | 0 | 0 | 0 | 0 | 0 | 0 | 0 | 0 | 0 | 0 | 0 | 0 | 0 | 0 | 0 | 0 | 0 | 0 | 0 | 0 | 0 | 0 | 0 | 0 | 0 | 0 | 0 | 0 | 0 | 0 | 0 | 0 | 0 | 0 | 0 | 0 | 0 | 0 | 0 | 0 | 0 | 0 | 0 | 0 | 0 | 0 | 0 | 0 | 0 | 9999 | 9999 | 9999 | 9999 | 9999 | 9999 | 9999 | 9999 | 9999 | 9999 | 9999 | 9999 | 9999 | 9999 | 9999 | 9999 | 9999 | 9999 | 9999 | 9999 | 9999 | 9999 | 9999 | 9999 | 9999 | 9999 | 9999 | 9999 | 9999 | 9999 | 9999 | 9999 | 9999 | 9999 | 9999 | 9999 | 9999 | 9999 | 9999 | 9999 | 9999 | 9999 | 9999 | 9999 | 9999 | 9999 | 9999 | 9999 | 9999 | 9999
ID_Industrial_Industrial - ID_New_Space Heating_Natural Gas_HVAC - Energy Recovery Ventilator_A | ID | Industrial | Industrial - ID | New | Space Heating | Natural Gas | HVAC - Energy Recovery Ventilator | A | IIM112 | No ERV | ERV | 20 | 0.17689 | 0 | 0 | 1.09 | 0 | 0 | 0 | 0.27803 | 0.45 | sqft | 100% | 100% | Discretionary | RetroEven20 | 80.75% | Space Heating | 0% | 866.114 |  | 434.8683 |  | 0 | HRV-Cooling/Heating-E3T-1 | HRV-Cooling/Heating-E3T-1 | HRV-Cooling/Heating-E3T-1 | No ERV | No ERV | No ERV | No ERV | No ERV | No ERV | No ERV | No ERV | No ERV | No ERV | No ERV | No ERV | No ERV | No ERV | No ERV | No ERV | No ERV | No ERV | No ERV | No ERV | No ERV | No ERV | No ERV | No ERV | No ERV | No ERV | No ERV | ERV | ERV | ERV | ERV | ERV | ERV | ERV | ERV | ERV | ERV | ERV | ERV | ERV | ERV | ERV | ERV | ERV | ERV | ERV | ERV | ERV | ERV | ERV | ERV | ERV | ERV | ERV | 1.09 | 1.09 | 1.09 | 1.09 | 1.09 | 1.09 | 1.09 | 1.09 | 1.09 | 1.09 | 1.09 | 1.09 | 1.09 | 1.09 | 1.09 | 1.09 | 1.09 | 1.09 | 1.09 | 1.09 | 1.09 | 1.09 | 1.09 | 1.09 | 1.09 | 1.09 | 1.09 | 0 | 0 | 0.13935 | 0.12814 | 0.12674 | 0.12605 | 0.12558 | 0.12525 | 0.12506 | 0.12496 | 0.12494 | 0.12494 | 0.12495 | 0.12497 | 0.12498 | 0.12498 | 0.12497 | 0.12495 | 0.12506 | 0.12512 | 0.12516 | 0.12515 | 0.12526 | 0.12534 | 0.1252 | 0.12492 | 0.1246 | 0 | 0 | 0 | 0 | 0 | 0 | 0 | 0 | 0 | 0 | 0 | 0 | 0 | 0 | 0 | 0 | 0 | 0 | 0 | 0 | 0 | 0 | 0 | 0 | 0 | 0 | 0 | 0 | 0 | 0 | 0 | 0 | 0 | 0 | 0 | 0 | 0 | 0 | 0 | 0 | 0 | 0 | 0 | 0 | 0 | 0 | 0 | 0 | 0 | 0 | 0 | 0 | 0 | 0 | 0 | 0 | 0 | 0 | 0 | 0 | 0 | 0 | 0 | 0 | 0 | 0 | 0 | 0 | 0 | 0 | 0 | 0 | 0 | 0 | 0 | 0 | 0 | 0 | 0 | 0 | 0 | 0 | 0 | 0 | 0 | 0 | 0 | 0 | 0 | 0 | 0 | 0 | 0 | 0 | 0 | 0 | 0 | 0 | 0 | 0 | 0 | 0 | 0 | 0 | 0 | 0 | 0 | 0 | 0 | 0 | 0 | 0 | 0 | 0 | 0 | 0 | 0 | 0 | 0 | 0 | 0 | 0 | 0 | 0 | 0 | 0 | 0 | 0 | 0 | 0 | 0 | 0 | 0 | 0 | 0 | 0 | 0 | 0 | 0 | 0 | 0 | 0 | 0 | 0 | 0 | 0 | 0 | 0 | 0 | 0 | 0 | 0 | 0 | 0 | 0 | 0 | 0 | 0 | 0 | 0 | 0 | 0 | 0 | 0 | 0 | 0 | 0 | 0 | 0 | 0 | 0 | 0 | 0 | 0 | 0 | 0 | 0 | 0 | 0 | 0 | 0 | 0 | 0 | 0 | 0 | 0 | 0 | 0 | 0 | 0 | 0 | 0 | 0 | 0 | 0 | 0 | 0 | 0 | 0 | 0 | 0 | 0 | 0 | 0 | 0 | 0 | 0 | 0 | 0 | 0 | 0 | 0 | 0 | 0 | 0 | 0 | 0 | 0 | 0 | 0 | 0 | 0 | 0 | 0 | 0 | 0 | 0 | 0 | 0 | 0 | 0 | 0 | 0 | 0 | 0 | 0 | 0 | 0 | 0 | 0 | 0 | 0 | 0 | 0 | 0 | 0 | 0 | 0 | 0 | 0 | 0 | 0 | 0 | 0 | 0 | 0 | 0 | 0 | 0 | 0 | 0 | 0 | 0 | 0 | 0 | 0 | 0 | 0 | 0 | 0 | 0 | 0 | 0 | 0 | 0 | 0 | 0 | 0 | 0 | 0 | 0 | 0 | 0 | 0 | 0 | 0 | 0 | 0 | 0 | 0 | 0 | 0 | 0 | 0 | 0 | 0 | 0 | 0 | 0 | 0 | 0 | 0 | 0 | 0 | 0 | 0 | 0 | 0 | 0 | 0 | 0 | 0 | 0 | 0 | 0 | 0 | 0 | 0 | 0 | 0 | 0 | 0 | 0 | 0 | 0 | 0 | 0 | 0 | 0 | 0 | 0 | 0 | 0 | 0 | 0 | 0 | 0 | 0 | 0 | 0 | 0 | 0 | 0 | 0 | 0 | 0 | 0 | 0 | 0 | 0 | 0 | 0 | 0 | 0 | 0 | 0 | 0 | 0 | 0 | 0 | 0 | 0 | 0 | 0 | 0 | 0 | 0 | 0 | 0 | 0 | 0 | 0 | 0 | 0 | 0 | 0 | 0 | 0 | 0 | 0 | 0 | 0 | 0 | 0 | 0 | 0 | 0 | 0 | 0 | 0 | 0 | 0 | 0 | 0 | 0 | 0 | 0 | 0 | 0 | 0 | 840.7429 | 864.0779 | 866.0147 | 866.757 | 867.1424 | 867.3803 | 867.5418 | 867.6585 | 867.7469 | 867.816 | 867.8717 | 867.9174 | 867.9555 | 867.9879 | 868.0158 | 868.0399 | 868.0611 | 868.087 | 868.1287 | 868.1646 | 868.1956 | 868.2225 | 868.246 | 868.2665 | 868.2845 | 422.1297 | 433.846 | 434.8184 | 435.1911 | 435.3846 | 435.5041 | 435.5851 | 435.6438 | 435.6881 | 435.7228 | 435.7508 | 435.7737 | 435.7929 | 435.8092 | 435.8231 | 435.8352 | 435.8459 | 435.8589 | 435.8798 | 435.8978 | 435.9134 | 435.9269 | 435.9387 | 435.949 | 435.9581
ID_Industrial_Industrial - ID_New_Space Heating_Natural Gas_Thermostat - Connected_A | ID | Industrial | Industrial - ID | New | Space Heating | Natural Gas | Thermostat - Connected | A | IIM113 | Standard thermostat. | Thermostat connected to building management control system. | 5 | 8527.0453 | 0 | 0 | 222.91 | 15.12 | 0 | 0 | 0.27803 | 0.45 | Stat Unit | 5% | 35% | Discretionary | Retro12Med | 75.44% | Space Heating | 0% | 7.7041 |  | 4.7888 |  | 0.00071726 | DL20_CSTAT_SMRT-Cool-RTF-v1.1-5 | IL TRM - CI-HVC-THST-V01-200101 | DL20_CSTAT_SMRT-Heat-RTF-v1.1-1 | Standard thermostat. | Standard thermostat. | Standard thermostat. | Standard thermostat. | Standard thermostat. | Standard thermostat. | Standard thermostat. | Standard thermostat. | Standard thermostat. | Standard thermostat. | Standard thermostat. | Standard thermostat. | Standard thermostat. | Standard thermostat. | Standard thermostat. | Standard thermostat. | Standard thermostat. | Standard thermostat. | Standard thermostat. | Standard thermostat. | Standard thermostat. | Standard thermostat. | Standard thermostat. | Standard thermostat. | Standard thermostat. | Standard thermostat. | Standard thermostat. | Thermostat connected to building management control system. | Thermostat connected to building management control system. | Thermostat connected to building management control system. | Thermostat connected to building management control system. | Thermostat connected to building management control system. | Thermostat connected to building management control system. | Thermostat connected to building management control system. | Thermostat connected to building management control system. | Thermostat connected to building management control system. | Thermostat connected to building management control system. | Thermostat connected to building management control system. | Thermostat connected to building management control system. | Thermostat connected to building management control system. | Thermostat connected to building management control system. | Thermostat connected to building management control system. | Thermostat connected to building management control system. | Thermostat connected to building management control system. | Thermostat connected to building management control system. | Thermostat connected to building management control system. | Thermostat connected to building management control system. | Thermostat connected to building management control system. | Thermostat connected to building management control system. | Thermostat connected to building management control system. | Thermostat connected to building management control system. | Thermostat connected to building management control system. | Thermostat connected to building management control system. | Thermostat connected to building management control system. | 222.91 | 222.91 | 222.91 | 222.91 | 222.91 | 222.91 | 222.91 | 222.91 | 222.91 | 222.91 | 222.91 | 222.91 | 222.91 | 222.91 | 222.91 | 222.91 | 222.91 | 222.91 | 222.91 | 222.91 | 222.91 | 222.91 | 222.91 | 222.91 | 222.91 | 222.91 | 222.91 | 0 | 0 | 6744.2288 | 6205.5594 | 6150.0654 | 6129.7658 | 6120.4317 | 6116.1599 | 6115.0483 | 6116.2868 | 6119.4139 | 6124.0476 | 6129.7588 | 6136.0244 | 6142.2412 | 6147.7912 | 6152.1419 | 6156.4617 | 6165.4555 | 6171.8847 | 6176.0446 | 6177.9487 | 6177.2793 | 6175.4915 | 6163.6662 | 6145.2666 | 6125.43 | 0.00067386 | 0.0040512 | 0.0072458 | 0.010428 | 0.013525 | 0.014305 | 0.010101 | 0.005771 | 0.001314 | 0 | 0 | 0 | 0 | 0 | 0 | 0 | 0 | 0 | 0 | 0 | 0 | 0 | 0 | 0 | 0 | 0.00067386 | 0.0046712 | 0.011875 | 0.022264 | 0.035755 | 0.050035 | 0.060127 | 0.06591 | 0.067258 | 0.067309 | 0.067372 | 0.067441 | 0.067509 | 0.06757 | 0.067618 | 0.067665 | 0.067764 | 0.067835 | 0.06788 | 0.067901 | 0.067894 | 0.067874 | 0.067744 | 0.067542 | 0.067324 | 9.9917e-05 | 0.00065283 | 0.0011782 | 0.0017012 | 0.0022099 | 0.0023389 | 0.0016518 | 0.00094355 | 0.00021472 | 0 | 0 | 0 | 0 | 0 | 0 | 0 | 0 | 0 | 0 | 0 | 0 | 0 | 0 | 0 | 0 | 9.9917e-05 | 0.00075275 | 0.0019309 | 0.0036321 | 0.005842 | 0.0081808 | 0.0098327 | 0.010776 | 0.010991 | 0.010991 | 0.010991 | 0.010991 | 0.010991 | 0.010991 | 0.010991 | 0.010991 | 0.010991 | 0.010991 | 0.010991 | 0.010991 | 0.010991 | 0.010991 | 0.010991 | 0.010991 | 0.010991 | 0.00071726 | 0.004533 | 0.0081337 | 0.011696 | 0.01514 | 0.015975 | 0.011253 | 0.0064147 | 0.0014574 | 0 | 0 | 0 | 0 | 0 | 0 | 0 | 0 | 0 | 0 | 0 | 0 | 0 | 0 | 0 | 0 | 0.00071726 | 0.0052267 | 0.01333 | 0.024971 | 0.040024 | 0.055876 | 0.066986 | 0.073262 | 0.074601 | 0.07451 | 0.074445 | 0.074397 | 0.074361 | 0.074328 | 0.074291 | 0.074249 | 0.074219 | 0.074179 | 0.07413 | 0.074073 | 0.07401 | 0.073949 | 0.07388 | 0.073805 | 0.073738 | 8.493e-05 | 0.0005549 | 0.0010014 | 0.001446 | 0.0018784 | 0.001988 | 0.0014041 | 0.00080201 | 0.00018251 | 0 | 0 | 0 | 0 | 0 | 0 | 0 | 0 | 0 | 0 | 0 | 0 | 0 | 0 | 0 | 0 | 8.493e-05 | 0.00063983 | 0.0016413 | 0.0030873 | 0.0049657 | 0.0069537 | 0.0083578 | 0.0091598 | 0.0093423 | 0.0093423 | 0.0093423 | 0.0093423 | 0.0093423 | 0.0093423 | 0.0093423 | 0.0093423 | 0.0093423 | 0.0093423 | 0.0093423 | 0.0093423 | 0.0093423 | 0.0093423 | 0.0093423 | 0.0093423 | 0.0093423 | 0.0007203 | 0.0045685 | 0.008217 | 0.011841 | 0.015359 | 0.016235 | 0.011453 | 0.0065358 | 0.0014861 | 0 | 0 | 0 | 0 | 0 | 0 | 0 | 0 | 0 | 0 | 0 | 0 | 0 | 0 | 0 | 0 | 0.0007203 | 0.0052677 | 0.013467 | 0.025282 | 0.040603 | 0.056786 | 0.068175 | 0.074645 | 0.076068 | 0.076012 | 0.075962 | 0.075918 | 0.075879 | 0.075845 | 0.075814 | 0.075787 | 0.075784 | 0.075782 | 0.075781 | 0.075783 | 0.075787 | 0.075791 | 0.075796 | 0.075799 | 0.075802 | 8.493e-05 | 0.0005549 | 0.0010014 | 0.001446 | 0.0018784 | 0.001988 | 0.0014041 | 0.00080201 | 0.00018251 | 0 | 0 | 0 | 0 | 0 | 0 | 0 | 0 | 0 | 0 | 0 | 0 | 0 | 0 | 0 | 0 | 8.493e-05 | 0.00063983 | 0.0016413 | 0.0030873 | 0.0049657 | 0.0069537 | 0.0083578 | 0.0091598 | 0.0093423 | 0.0093423 | 0.0093423 | 0.0093423 | 0.0093423 | 0.0093423 | 0.0093423 | 0.0093423 | 0.0093423 | 0.0093423 | 0.0093423 | 0.0093423 | 0.0093423 | 0.0093423 | 0.0093423 | 0.0093423 | 0.0093423 | 0.0007203 | 0.0045685 | 0.008217 | 0.011841 | 0.015359 | 0.016235 | 0.011453 | 0.0065358 | 0.0014861 | 0 | 0 | 0 | 0 | 0 | 0 | 0 | 0 | 0 | 0 | 0 | 0 | 0 | 0 | 0 | 0 | 0.0007203 | 0.0052677 | 0.013467 | 0.025282 | 0.040603 | 0.056786 | 0.068175 | 0.074645 | 0.076068 | 0.076012 | 0.075962 | 0.075918 | 0.075879 | 0.075845 | 0.075814 | 0.075787 | 0.075784 | 0.075782 | 0.075781 | 0.075783 | 0.075787 | 0.075791 | 0.075796 | 0.075799 | 0.075802 | 8.493e-05 | 0.0005549 | 0.0010014 | 0.001446 | 0.0018784 | 0.001988 | 0.0014041 | 0.00080201 | 0.00018251 | 0 | 0 | 0 | 0 | 0 | 0 | 0 | 0 | 0 | 0 | 0 | 0 | 0 | 0 | 0 | 0 | 8.493e-05 | 0.00063983 | 0.0016413 | 0.0030873 | 0.0049657 | 0.0069537 | 0.0083578 | 0.0091598 | 0.0093423 | 0.0093423 | 0.0093423 | 0.0093423 | 0.0093423 | 0.0093423 | 0.0093423 | 0.0093423 | 0.0093423 | 0.0093423 | 0.0093423 | 0.0093423 | 0.0093423 | 0.0093423 | 0.0093423 | 0.0093423 | 0.0093423 | 7.4784 | 7.686 | 7.7032 | 7.7098 | 7.7133 | 7.7154 | 7.7168 | 7.7179 | 7.7186 | 7.7193 | 7.7197 | 7.7202 | 7.7205 | 7.7208 | 7.721 | 7.7212 | 7.7214 | 7.7217 | 7.722 | 7.7224 | 7.7226 | 7.7229 | 7.7231 | 7.7233 | 7.7234 | 4.6485 | 4.7776 | 4.7883 | 4.7924 | 4.7945 | 4.7958 | 4.7967 | 4.7974 | 4.7979 | 4.7982 | 4.7985 | 4.7988 | 4.799 | 4.7992 | 4.7993 | 4.7995 | 4.7996 | 4.7997 | 4.8 | 4.8002 | 4.8003 | 4.8005 | 4.8006 | 4.8007 | 4.8008
ID_Industrial_Industrial - ID_New_Space Heating_Natural Gas_Gas Boiler - Maintenance_A | ID | Industrial | Industrial - ID | New | Space Heating | Natural Gas | Gas Boiler - Maintenance | A | IIM114 | Degrade performance | General cleaning and maintenance | 3 | 0.56117 | 0 | 0 | 0.95 | 0 | 0 | 0 | 0.27803 | 0.25 | kBtuh Heat | 5% | 10% | Discretionary | Retro20Fast | 65.82% | Boiler | 0% | 808.1508 |  | 341.3838 |  | 3.1503e-05 | GBLR_MNT-Heating-ILTRM-v4.0-43 | GBLR_MNT-Heating-ILTRM-v4.0-43 | GBLR_MNT-Heating-ILTRM-v4.0-1 | Degrade performance | Degrade performance | Degrade performance | Degrade performance | Degrade performance | Degrade performance | Degrade performance | Degrade performance | Degrade performance | Degrade performance | Degrade performance | Degrade performance | Degrade performance | Degrade performance | Degrade performance | Degrade performance | Degrade performance | Degrade performance | Degrade performance | Degrade performance | Degrade performance | Degrade performance | Degrade performance | Degrade performance | Degrade performance | Degrade performance | Degrade performance | General cleaning and maintenance | General cleaning and maintenance | General cleaning and maintenance | General cleaning and maintenance | General cleaning and maintenance | General cleaning and maintenance | General cleaning and maintenance | General cleaning and maintenance | General cleaning and maintenance | General cleaning and maintenance | General cleaning and maintenance | General cleaning and maintenance | General cleaning and maintenance | General cleaning and maintenance | General cleaning and maintenance | General cleaning and maintenance | General cleaning and maintenance | General cleaning and maintenance | General cleaning and maintenance | General cleaning and maintenance | General cleaning and maintenance | General cleaning and maintenance | General cleaning and maintenance | General cleaning and maintenance | General cleaning and maintenance | General cleaning and maintenance | General cleaning and maintenance | 0.95 | 0.95 | 0.95 | 0.95 | 0.95 | 0.95 | 0.95 | 0.95 | 0.95 | 0.95 | 0.95 | 0.95 | 0.95 | 0.95 | 0.95 | 0.95 | 0.95 | 0.95 | 0.95 | 0.95 | 0.95 | 0.95 | 0.95 | 0.95 | 0.95 | 0.95 | 0.95 | 0 | 0 | 0.44179 | 0.41748 | 0.41371 | 0.41171 | 0.41023 | 0.40913 | 0.40852 | 0.40823 | 0.40817 | 0.40821 | 0.40828 | 0.40836 | 0.40845 | 0.40849 | 0.40846 | 0.40846 | 0.40885 | 0.40913 | 0.40929 | 0.40932 | 0.40972 | 0.41001 | 0.40959 | 0.4087 | 0.40769 | 2.9576e-05 | 0.00012799 | 0.00015847 | 0.00014977 | 7.5336e-05 | 5.6107e-05 | 3.908e-05 | 9.9696e-06 | 0 | 0 | 0 | 0 | 0 | 0 | 0 | 0 | 0 | 0 | 0 | 0 | 0 | 0 | 0 | 0 | 0 | 2.9576e-05 | 0.00015594 | 0.000313 | 0.00046126 | 0.00053493 | 0.00058961 | 0.00062781 | 0.00063733 | 0.00063725 | 0.0006373 | 0.00063741 | 0.00063755 | 0.00063767 | 0.00063774 | 0.0006377 | 0.0006377 | 0.00063831 | 0.00063874 | 0.00063899 | 0.00063903 | 0.00063966 | 0.00064011 | 0.00063946 | 0.00063807 | 0.00063649 | 0.066946 | 0.30659 | 0.38303 | 0.36378 | 0.18365 | 0.13714 | 0.095663 | 0.024422 | 0 | 0 | 0 | 0 | 0 | 0 | 0 | 0 | 0 | 0 | 0 | 0 | 0 | 0 | 0 | 0 | 0 | 0.066946 | 0.37353 | 0.75657 | 1.1203 | 1.304 | 1.4411 | 1.5368 | 1.5612 | 1.5612 | 1.5612 | 1.5612 | 1.5612 | 1.5612 | 1.5612 | 1.5612 | 1.5612 | 1.5612 | 1.5612 | 1.5612 | 1.5612 | 1.5612 | 1.5612 | 1.5612 | 1.5612 | 1.5612 | 3.1503e-05 | 0.00014333 | 0.00017809 | 0.00016824 | 8.4491e-05 | 6.2797e-05 | 4.3646e-05 | 1.1111e-05 | 0 | 0 | 0 | 0 | 0 | 0 | 0 | 0 | 0 | 0 | 0 | 0 | 0 | 0 | 0 | 0 | 0 | 3.1503e-05 | 0.00017463 | 0.00035176 | 0.00051813 | 0.00059993 | 0.00065992 | 0.00070115 | 0.00071028 | 0.00070875 | 0.0007075 | 0.00070642 | 0.0007055 | 0.00070467 | 0.00070388 | 0.00070308 | 0.00070226 | 0.00070169 | 0.00070109 | 0.00070046 | 0.00069979 | 0.00069985 | 0.00069986 | 0.00069975 | 0.00069953 | 0.00069934 | 0.056904 | 0.2606 | 0.32558 | 0.30922 | 0.1561 | 0.11657 | 0.081314 | 0.020758 | 0 | 0 | 0 | 0 | 0 | 0 | 0 | 0 | 0 | 0 | 0 | 0 | 0 | 0 | 0 | 0 | 0 | 0.056904 | 0.3175 | 0.64308 | 0.9523 | 1.1084 | 1.225 | 1.3063 | 1.327 | 1.327 | 1.327 | 1.327 | 1.327 | 1.327 | 1.327 | 1.327 | 1.327 | 1.327 | 1.327 | 1.327 | 1.327 | 1.327 | 1.327 | 1.327 | 1.327 | 1.327 | 3.1653e-05 | 0.00014454 | 0.00018007 | 0.00017053 | 8.5835e-05 | 6.3924e-05 | 4.45e-05 | 1.1341e-05 | 0 | 0 | 0 | 0 | 0 | 0 | 0 | 0 | 0 | 0 | 0 | 0 | 0 | 0 | 0 | 0 | 0 | 3.1653e-05 | 0.00017611 | 0.00035567 | 0.00052518 | 0.00060948 | 0.00067176 | 0.00071487 | 0.00072503 | 0.00072406 | 0.00072313 | 0.00072218 | 0.00072126 | 0.00072037 | 0.00071952 | 0.00071873 | 0.00071801 | 0.00071762 | 0.00071732 | 0.00071709 | 0.00071692 | 0.00071759 | 0.0007182 | 0.00071876 | 0.00071927 | 0.00071972 | 0.056904 | 0.2606 | 0.32558 | 0.30922 | 0.1561 | 0.11657 | 0.081314 | 0.020758 | 0 | 0 | 0 | 0 | 0 | 0 | 0 | 0 | 0 | 0 | 0 | 0 | 0 | 0 | 0 | 0 | 0 | 0.056904 | 0.3175 | 0.64308 | 0.9523 | 1.1084 | 1.225 | 1.3063 | 1.327 | 1.327 | 1.327 | 1.327 | 1.327 | 1.327 | 1.327 | 1.327 | 1.327 | 1.327 | 1.327 | 1.327 | 1.327 | 1.327 | 1.327 | 1.327 | 1.327 | 1.327 | 3.1636e-05 | 0.00014445 | 0.00017991 | 0.00017033 | 8.5713e-05 | 6.3819e-05 | 4.4421e-05 | 1.1321e-05 | 0 | 0 | 0 | 0 | 0 | 0 | 0 | 0 | 0 | 0 | 0 | 0 | 0 | 0 | 0 | 0 | 0 | 3.1636e-05 | 0.000176 | 0.00035536 | 0.00052458 | 0.00060861 | 0.00067066 | 0.0007136 | 0.00072369 | 0.0007227 | 0.00072176 | 0.00072082 | 0.00071992 | 0.00071906 | 0.00071825 | 0.00071749 | 0.00071681 | 0.00071648 | 0.00071624 | 0.00071607 | 0.00071594 | 0.00071665 | 0.0007173 | 0.00071789 | 0.00071842 | 0.00071891 | 0.056904 | 0.2606 | 0.32558 | 0.30922 | 0.1561 | 0.11657 | 0.081314 | 0.020758 | 0 | 0 | 0 | 0 | 0 | 0 | 0 | 0 | 0 | 0 | 0 | 0 | 0 | 0 | 0 | 0 | 0 | 0.056904 | 0.3175 | 0.64308 | 0.9523 | 1.1084 | 1.225 | 1.3063 | 1.327 | 1.327 | 1.327 | 1.327 | 1.327 | 1.327 | 1.327 | 1.327 | 1.327 | 1.327 | 1.327 | 1.327 | 1.327 | 1.327 | 1.327 | 1.327 | 1.327 | 1.327 | 808.1508 | 808.1508 | 808.1508 | 808.1508 | 808.1508 | 808.1508 | 808.1508 | 808.1508 | 808.1508 | 808.1508 | 808.1508 | 808.1508 | 808.1508 | 808.1508 | 808.1508 | 808.1508 | 808.1508 | 808.1508 | 808.1508 | 808.1508 | 808.1508 | 808.1508 | 808.1508 | 808.1508 | 808.1508 | 341.3838 | 341.3838 | 341.3838 | 341.3838 | 341.3838 | 341.3838 | 341.3838 | 341.3838 | 341.3838 | 341.3838 | 341.3838 | 341.3838 | 341.3838 | 341.3838 | 341.3838 | 341.3838 | 341.3838 | 341.3838 | 341.3838 | 341.3838 | 341.3838 | 341.3838 | 341.3838 | 341.3838 | 341.3838
ID_Industrial_Industrial - ID_New_Space Heating_Natural Gas_Gas Furnace - Maintenance_A | ID | Industrial | Industrial - ID | New | Space Heating | Natural Gas | Gas Furnace - Maintenance | A | IIM115 | Degrade performance | General cleaning and maintenance | 3 | 0.49285 | 0 | 0 | 0.95 | 0 | 0 | 0 | 0.27803 | 0.25 | kBtuh Heat | 5% | 10% | Discretionary | Retro20Fast | 65.82% | Furnace | 0% | 1024.8457 |  | 432.9213 |  | 1.7335e-05 | IL TRM - CI-HVC-FTUN-V03-200101 | GBLR_MNT-Heating-ILTRM-v4.0-43 | IL TRM - CI-HVC-FTUN-V03-200101 | Degrade performance | Degrade performance | Degrade performance | Degrade performance | Degrade performance | Degrade performance | Degrade performance | Degrade performance | Degrade performance | Degrade performance | Degrade performance | Degrade performance | Degrade performance | Degrade performance | Degrade performance | Degrade performance | Degrade performance | Degrade performance | Degrade performance | Degrade performance | Degrade performance | Degrade performance | Degrade performance | Degrade performance | Degrade performance | Degrade performance | Degrade performance | General cleaning and maintenance | General cleaning and maintenance | General cleaning and maintenance | General cleaning and maintenance | General cleaning and maintenance | General cleaning and maintenance | General cleaning and maintenance | General cleaning and maintenance | General cleaning and maintenance | General cleaning and maintenance | General cleaning and maintenance | General cleaning and maintenance | General cleaning and maintenance | General cleaning and maintenance | General cleaning and maintenance | General cleaning and maintenance | General cleaning and maintenance | General cleaning and maintenance | General cleaning and maintenance | General cleaning and maintenance | General cleaning and maintenance | General cleaning and maintenance | General cleaning and maintenance | General cleaning and maintenance | General cleaning and maintenance | General cleaning and maintenance | General cleaning and maintenance | 0.95 | 0.95 | 0.95 | 0.95 | 0.95 | 0.95 | 0.95 | 0.95 | 0.95 | 0.95 | 0.95 | 0.95 | 0.95 | 0.95 | 0.95 | 0.95 | 0.95 | 0.95 | 0.95 | 0.95 | 0.95 | 0.95 | 0.95 | 0.95 | 0.95 | 0.95 | 0.95 | 0 | 0 | 0.38796 | 0.3321 | 0.32635 | 0.32372 | 0.32201 | 0.32082 | 0.32012 | 0.31973 | 0.31957 | 0.3195 | 0.31948 | 0.31948 | 0.3195 | 0.31948 | 0.31943 | 0.31939 | 0.31967 | 0.31985 | 0.31992 | 0.31989 | 0.32016 | 0.32035 | 0.31999 | 0.31927 | 0.31845 | 1.6275e-05 | 6.38e-05 | 7.8327e-05 | 7.3791e-05 | 3.7056e-05 | 2.7569e-05 | 1.9189e-05 | 4.8928e-06 | 0 | 0 | 0 | 0 | 0 | 0 | 0 | 0 | 0 | 0 | 0 | 0 | 0 | 0 | 0 | 0 | 0 | 1.6275e-05 | 7.7731e-05 | 0.00015471 | 0.00022726 | 0.00026312 | 0.00028971 | 0.00030827 | 0.00031279 | 0.00031263 | 0.00031256 | 0.00031254 | 0.00031254 | 0.00031256 | 0.00031254 | 0.00031249 | 0.00031246 | 0.00031273 | 0.0003129 | 0.00031297 | 0.00031294 | 0.00031321 | 0.00031339 | 0.00031304 | 0.00031233 | 0.00031153 | 0.041949 | 0.19211 | 0.24001 | 0.22795 | 0.11507 | 0.085932 | 0.059944 | 0.015303 | 0 | 0 | 0 | 0 | 0 | 0 | 0 | 0 | 0 | 0 | 0 | 0 | 0 | 0 | 0 | 0 | 0 | 0.041949 | 0.23406 | 0.47407 | 0.70202 | 0.8171 | 0.90303 | 0.96297 | 0.97828 | 0.97828 | 0.97828 | 0.97828 | 0.97828 | 0.97828 | 0.97828 | 0.97828 | 0.97828 | 0.97828 | 0.97828 | 0.97828 | 0.97828 | 0.97828 | 0.97828 | 0.97828 | 0.97828 | 0.97828 | 1.7335e-05 | 7.1446e-05 | 8.8028e-05 | 8.2892e-05 | 4.1559e-05 | 3.0857e-05 | 2.1431e-05 | 5.4529e-06 | 0 | 0 | 0 | 0 | 0 | 0 | 0 | 0 | 0 | 0 | 0 | 0 | 0 | 0 | 0 | 0 | 0 | 1.7335e-05 | 8.7047e-05 | 0.00017387 | 0.00025528 | 0.00029509 | 0.00032426 | 0.00034428 | 0.00034859 | 0.00034771 | 0.00034699 | 0.00034638 | 0.00034586 | 0.0003454 | 0.00034496 | 0.00034453 | 0.00034409 | 0.00034378 | 0.00034345 | 0.00034308 | 0.00034269 | 0.00034268 | 0.00034264 | 0.00034255 | 0.00034242 | 0.00034229 | 0.035657 | 0.16329 | 0.20401 | 0.19376 | 0.097814 | 0.073042 | 0.050952 | 0.013007 | 0 | 0 | 0 | 0 | 0 | 0 | 0 | 0 | 0 | 0 | 0 | 0 | 0 | 0 | 0 | 0 | 0 | 0.035657 | 0.19895 | 0.40296 | 0.59672 | 0.69453 | 0.76758 | 0.81853 | 0.83154 | 0.83154 | 0.83154 | 0.83154 | 0.83154 | 0.83154 | 0.83154 | 0.83154 | 0.83154 | 0.83154 | 0.83154 | 0.83154 | 0.83154 | 0.83154 | 0.83154 | 0.83154 | 0.83154 | 0.83154 | 1.7418e-05 | 7.2051e-05 | 8.9008e-05 | 8.4019e-05 | 4.222e-05 | 3.141e-05 | 2.185e-05 | 5.5662e-06 | 0 | 0 | 0 | 0 | 0 | 0 | 0 | 0 | 0 | 0 | 0 | 0 | 0 | 0 | 0 | 0 | 0 | 1.7418e-05 | 8.7784e-05 | 0.00017581 | 0.00025876 | 0.00029979 | 0.00033008 | 0.00035102 | 0.00035583 | 0.00035522 | 0.00035466 | 0.00035411 | 0.00035358 | 0.00035309 | 0.00035263 | 0.0003522 | 0.00035181 | 0.00035158 | 0.0003514 | 0.00035122 | 0.00035108 | 0.00035136 | 0.00035162 | 0.00035186 | 0.00035208 | 0.00035227 | 0.035657 | 0.16329 | 0.20401 | 0.19376 | 0.097814 | 0.073042 | 0.050952 | 0.013007 | 0 | 0 | 0 | 0 | 0 | 0 | 0 | 0 | 0 | 0 | 0 | 0 | 0 | 0 | 0 | 0 | 0 | 0.035657 | 0.19895 | 0.40296 | 0.59672 | 0.69453 | 0.76758 | 0.81853 | 0.83154 | 0.83154 | 0.83154 | 0.83154 | 0.83154 | 0.83154 | 0.83154 | 0.83154 | 0.83154 | 0.83154 | 0.83154 | 0.83154 | 0.83154 | 0.83154 | 0.83154 | 0.83154 | 0.83154 | 0.83154 | 1.7408e-05 | 7.2006e-05 | 8.893e-05 | 8.3923e-05 | 4.216e-05 | 3.1359e-05 | 2.1812e-05 | 5.5559e-06 | 0 | 0 | 0 | 0 | 0 | 0 | 0 | 0 | 0 | 0 | 0 | 0 | 0 | 0 | 0 | 0 | 0 | 1.7408e-05 | 8.773e-05 | 0.00017565 | 0.00025846 | 0.00029936 | 0.00032954 | 0.0003504 | 0.00035517 | 0.00035455 | 0.00035398 | 0.00035344 | 0.00035293 | 0.00035245 | 0.000352 | 0.00035159 | 0.00035122 | 0.00035103 | 0.00035087 | 0.00035072 | 0.0003506 | 0.0003509 | 0.00035118 | 0.00035143 | 0.00035166 | 0.00035187 | 0.035657 | 0.16329 | 0.20401 | 0.19376 | 0.097814 | 0.073042 | 0.050952 | 0.013007 | 0 | 0 | 0 | 0 | 0 | 0 | 0 | 0 | 0 | 0 | 0 | 0 | 0 | 0 | 0 | 0 | 0 | 0.035657 | 0.19895 | 0.40296 | 0.59672 | 0.69453 | 0.76758 | 0.81853 | 0.83154 | 0.83154 | 0.83154 | 0.83154 | 0.83154 | 0.83154 | 0.83154 | 0.83154 | 0.83154 | 0.83154 | 0.83154 | 0.83154 | 0.83154 | 0.83154 | 0.83154 | 0.83154 | 0.83154 | 0.83154 | 920.193 | 1015.8246 | 1024.4031 | 1027.7188 | 1029.4467 | 1030.5155 | 1031.2418 | 1031.7675 | 1032.1655 | 1032.4772 | 1032.728 | 1032.9341 | 1033.1064 | 1033.2526 | 1033.3782 | 1033.4872 | 1033.5828 | 1033.7 | 1033.8883 | 1034.0504 | 1034.1905 | 1034.3122 | 1034.4183 | 1034.5111 | 1034.5926 | 388.7133 | 429.1106 | 432.7343 | 434.135 | 434.8649 | 435.3164 | 435.6232 | 435.8453 | 436.0134 | 436.1451 | 436.251 | 436.3381 | 436.4109 | 436.4726 | 436.5257 | 436.5717 | 436.6121 | 436.6616 | 436.7411 | 436.8096 | 436.8688 | 436.9202 | 436.965 | 437.0043 | 437.0387
ID_Industrial_Industrial - ID_New_Space Heating_Natural Gas_Gas Furnace - Tube Inserts_A | ID | Industrial | Industrial - ID | New | Space Heating | Natural Gas | Gas Furnace - Tube Inserts | A | IIM116 | None | Tube inserts installed | 5 | 0 | 0 | 0 | 1 | 0 | 0 | 0 | 0.27803 | 0.25 | sqft | 0% | 0% | Discretionary | Retro3Slow | 84.16% | Furnace | 0% | 0 |  | 0 |  | 0 | n/a | n/a | n/a | None | None | None | None | None | None | None | None | None | None | None | None | None | None | None | None | None | None | None | None | None | None | None | None | None | None | None | Tube inserts installed | Tube inserts installed | Tube inserts installed | Tube inserts installed | Tube inserts installed | Tube inserts installed | Tube inserts installed | Tube inserts installed | Tube inserts installed | Tube inserts installed | Tube inserts installed | Tube inserts installed | Tube inserts installed | Tube inserts installed | Tube inserts installed | Tube inserts installed | Tube inserts installed | Tube inserts installed | Tube inserts installed | Tube inserts installed | Tube inserts installed | Tube inserts installed | Tube inserts installed | Tube inserts installed | Tube inserts installed | Tube inserts installed | Tube inserts installed | 1 | 1 | 1 | 1 | 1 | 1 | 1 | 1 | 1 | 1 | 1 | 1 | 1 | 1 | 1 | 1 | 1 | 1 | 1 | 1 | 1 | 1 | 1 | 1 | 1 | 1 | 1 | 0 | 0 | 0 | 0 | 0 | 0 | 0 | 0 | 0 | 0 | 0 | 0 | 0 | 0 | 0 | 0 | 0 | 0 | 0 | 0 | 0 | 0 | 0 | 0 | 0 | 0 | 0 | 0 | 0 | 0 | 0 | 0 | 0 | 0 | 0 | 0 | 0 | 0 | 0 | 0 | 0 | 0 | 0 | 0 | 0 | 0 | 0 | 0 | 0 | 0 | 0 | 0 | 0 | 0 | 0 | 0 | 0 | 0 | 0 | 0 | 0 | 0 | 0 | 0 | 0 | 0 | 0 | 0 | 0 | 0 | 0 | 0 | 0 | 0 | 0 | 0 | 0 | 0 | 0 | 0 | 0 | 0 | 0 | 0 | 0 | 0 | 0 | 0 | 0 | 0 | 0 | 0 | 0 | 0 | 0 | 0 | 0 | 0 | 0 | 0 | 0 | 0 | 0 | 0 | 0 | 0 | 0 | 0 | 0 | 0 | 0 | 0 | 0 | 0 | 0 | 0 | 0 | 0 | 0 | 0 | 0 | 0 | 0 | 0 | 0 | 0 | 0 | 0 | 0 | 0 | 0 | 0 | 0 | 0 | 0 | 0 | 0 | 0 | 0 | 0 | 0 | 0 | 0 | 0 | 0 | 0 | 0 | 0 | 0 | 0 | 0 | 0 | 0 | 0 | 0 | 0 | 0 | 0 | 0 | 0 | 0 | 0 | 0 | 0 | 0 | 0 | 0 | 0 | 0 | 0 | 0 | 0 | 0 | 0 | 0 | 0 | 0 | 0 | 0 | 0 | 0 | 0 | 0 | 0 | 0 | 0 | 0 | 0 | 0 | 0 | 0 | 0 | 0 | 0 | 0 | 0 | 0 | 0 | 0 | 0 | 0 | 0 | 0 | 0 | 0 | 0 | 0 | 0 | 0 | 0 | 0 | 0 | 0 | 0 | 0 | 0 | 0 | 0 | 0 | 0 | 0 | 0 | 0 | 0 | 0 | 0 | 0 | 0 | 0 | 0 | 0 | 0 | 0 | 0 | 0 | 0 | 0 | 0 | 0 | 0 | 0 | 0 | 0 | 0 | 0 | 0 | 0 | 0 | 0 | 0 | 0 | 0 | 0 | 0 | 0 | 0 | 0 | 0 | 0 | 0 | 0 | 0 | 0 | 0 | 0 | 0 | 0 | 0 | 0 | 0 | 0 | 0 | 0 | 0 | 0 | 0 | 0 | 0 | 0 | 0 | 0 | 0 | 0 | 0 | 0 | 0 | 0 | 0 | 0 | 0 | 0 | 0 | 0 | 0 | 0 | 0 | 0 | 0 | 0 | 0 | 0 | 0 | 0 | 0 | 0 | 0 | 0 | 0 | 0 | 0 | 0 | 0 | 0 | 0 | 0 | 0 | 0 | 0 | 0 | 0 | 0 | 0 | 0 | 0 | 0 | 0 | 0 | 0 | 0 | 0 | 0 | 0 | 0 | 0 | 0 | 0 | 0 | 0 | 0 | 0 | 0 | 0 | 0 | 0 | 0 | 0 | 0 | 0 | 0 | 0 | 0 | 0 | 0 | 0 | 0 | 0 | 0 | 0 | 0 | 0 | 0 | 0 | 0 | 0 | 0 | 0 | 0 | 0 | 0 | 0 | 0 | 0 | 0 | 0 | 0 | 0 | 0 | 0 | 0 | 0 | 0 | 0 | 0 | 0 | 0 | 0 | 0 | 0 | 0 | 0 | 0 | 0 | 0 | 0 | 0 | 0 | 0 | 0 | 0 | 0 | 0 | 0 | 0 | 0 | 0 | 0 | 0 | 0 | 0 | 0 | 0 | 0 | 0 | 0 | 0 | 0 | 0 | 0 | 0 | 0 | 0 | 0 | 0 | 0 | 0 | 0 | 0 | 0 | 0 | 0 | 0 | 0 | 0 | 0 | 0 | 0 | 0 | 0 | 0 | 0 | 0 | 0 | 0 | 0 | 0 | 0 | 0 | 0 | 0 | 0 | 0 | 0 | 0 | 0 | 0 | 0 | 0 | 0 | 0 | 0 | 0 | 0 | 0 | 0 | 0 | 0 | 0 | 0 | 0 | 0 | 0 | 0 | 0 | 0 | 0 | 0 | 0
ID_Industrial_Industrial - ID_New_Space Heating_Natural Gas_Gas Boiler - Burner Control Optimization_A | ID | Industrial | Industrial - ID | New | Space Heating | Natural Gas | Gas Boiler - Burner Control Optimization | A | IIM117 | Average performance | Optimized burner controls | 18 | 0.27123 | 0 | 0 | 0.94 | 0 | 0 | 0 | 0.27803 | 0.25 | kBtuh heat | 5% | 85% | Discretionary | Retro3Slow | 84.16% | Boiler | 0% | 429.5325 |  | 181.4456 |  | 6.0961e-06 | GBLR_O2TRM-Heating-ILTRM-v4.0-1 | GBLR_O2TRM-Heating-MEMD-2018-1 | GBLR_O2TRM-Heating-ILTRM-v4.0-1 | Average performance | Average performance | Average performance | Average performance | Average performance | Average performance | Average performance | Average performance | Average performance | Average performance | Average performance | Average performance | Average performance | Average performance | Average performance | Average performance | Average performance | Average performance | Average performance | Average performance | Average performance | Average performance | Average performance | Average performance | Average performance | Average performance | Average performance | Optimized burner controls | Optimized burner controls | Optimized burner controls | Optimized burner controls | Optimized burner controls | Optimized burner controls | Optimized burner controls | Optimized burner controls | Optimized burner controls | Optimized burner controls | Optimized burner controls | Optimized burner controls | Optimized burner controls | Optimized burner controls | Optimized burner controls | Optimized burner controls | Optimized burner controls | Optimized burner controls | Optimized burner controls | Optimized burner controls | Optimized burner controls | Optimized burner controls | Optimized burner controls | Optimized burner controls | Optimized burner controls | Optimized burner controls | Optimized burner controls | 0.94 | 0.94 | 0.94 | 0.94 | 0.94 | 0.94 | 0.94 | 0.94 | 0.94 | 0.94 | 0.94 | 0.94 | 0.94 | 0.94 | 0.94 | 0.94 | 0.94 | 0.94 | 0.94 | 0.94 | 0.94 | 0.94 | 0.94 | 0.94 | 0.94 | 0.94 | 0.94 | 0 | 0 | 0.21367 | 0.20193 | 0.20018 | 0.19929 | 0.19866 | 0.19822 | 0.198 | 0.19793 | 0.19796 | 0.19803 | 0.1981 | 0.19817 | 0.19822 | 0.19825 | 0.19823 | 0.19821 | 0.19837 | 0.19847 | 0.19852 | 0.19851 | 0.19868 | 0.19879 | 0.19857 | 0.19811 | 0.1976 | 5.7238e-06 | 5.5557e-05 | 0.00019879 | 0.00050008 | 0.0010073 | 0.0017254 | 0.0025911 | 0.0034775 | 0.0042279 | 0.0047033 | 0.0048262 | 0.0045984 | 0.0040907 | 0.0034134 | 0.0026824 | 0.0019927 | 0.0014051 | 0.00094186 | 0.0005964 | 0.00037157 | 0 | 0 | 0 | 0 | 0 | 5.7238e-06 | 6.0967e-05 | 0.00025923 | 0.00075816 | 0.0017631 | 0.0034846 | 0.0060718 | 0.0095471 | 0.013777 | 0.018485 | 0.023318 | 0.027924 | 0.032022 | 0.03544 | 0.038118 | 0.040108 | 0.041546 | 0.042509 | 0.043116 | 0.043484 | 0.043521 | 0.043546 | 0.043497 | 0.043398 | 0.043286 | 0.026788 | 0.27513 | 0.99305 | 2.5093 | 5.0706 | 8.7045 | 13.0865 | 17.5696 | 21.3571 | 23.7507 | 24.3625 | 23.2045 | 20.6368 | 17.218 | 13.532 | 10.0536 | 7.0831 | 4.7455 | 3.0042 | 1.8718 | 0 | 0 | 0 | 0 | 0 | 0.026788 | 0.30192 | 1.295 | 3.8043 | 8.8748 | 17.5793 | 30.6659 | 48.2355 | 69.5926 | 93.3433 | 117.7058 | 140.9103 | 161.547 | 178.765 | 192.297 | 202.3506 | 209.4337 | 214.1792 | 217.1834 | 219.0552 | 219.0552 | 219.0552 | 219.0552 | 219.0552 | 219.0552 | 6.0961e-06 | 6.2208e-05 | 0.00022337 | 0.00056162 | 0.0011294 | 0.0019305 | 0.0028926 | 0.0038737 | 0.0046999 | 0.0052185 | 0.0053457 | 0.0050855 | 0.0045177 | 0.0037651 | 0.0029556 | 0.0021932 | 0.0015437 | 0.0010332 | 0.00065343 | 0.00040669 | 0 | 0 | 0 | 0 | 0 | 6.0961e-06 | 6.8265e-05 | 0.00029128 | 0.00085146 | 0.0019768 | 0.0038987 | 0.0067783 | 0.010635 | 0.015315 | 0.020509 | 0.025827 | 0.030882 | 0.035365 | 0.039091 | 0.042001 | 0.044142 | 0.045645 | 0.046633 | 0.047239 | 0.047594 | 0.047593 | 0.047588 | 0.047576 | 0.047557 | 0.04754 | 0.02277 | 0.23386 | 0.8441 | 2.1329 | 4.31 | 7.3988 | 11.1236 | 14.9342 | 18.1535 | 20.1881 | 20.7081 | 19.7238 | 17.5413 | 14.6353 | 11.5022 | 8.5456 | 6.0207 | 4.0337 | 2.5535 | 1.591 | 0 | 0 | 0 | 0 | 0 | 0.02277 | 0.25663 | 1.1007 | 3.2336 | 7.5436 | 14.9424 | 26.066 | 41.0002 | 59.1537 | 79.3418 | 100.0499 | 119.7737 | 137.315 | 151.9503 | 163.4524 | 171.998 | 178.0186 | 182.0523 | 184.6059 | 186.1969 | 186.1969 | 186.1969 | 186.1969 | 186.1969 | 186.1969 | 6.1219e-06 | 6.2695e-05 | 0.00022566 | 0.00056861 | 0.0011458 | 0.0019619 | 0.002944 | 0.0039468 | 0.0047923 | 0.0053237 | 0.0054546 | 0.0051895 | 0.00461 | 0.0038419 | 0.0030162 | 0.0022386 | 0.0015763 | 0.0010556 | 0.00066798 | 0.00041608 | 0 | 0 | 0 | 0 | 0 | 6.1219e-06 | 6.88e-05 | 0.00029427 | 0.00086205 | 0.0020054 | 0.0039621 | 0.0068987 | 0.010836 | 0.015616 | 0.020923 | 0.026354 | 0.031513 | 0.036087 | 0.039889 | 0.042862 | 0.045057 | 0.046607 | 0.047641 | 0.048291 | 0.048693 | 0.048735 | 0.048774 | 0.048809 | 0.048842 | 0.04887 | 0.02277 | 0.23386 | 0.8441 | 2.1329 | 4.31 | 7.3988 | 11.1236 | 14.9342 | 18.1535 | 20.1881 | 20.7081 | 19.7238 | 17.5413 | 14.6353 | 11.5022 | 8.5456 | 6.0207 | 4.0337 | 2.5535 | 1.591 | 0 | 0 | 0 | 0 | 0 | 0.02277 | 0.25663 | 1.1007 | 3.2336 | 7.5436 | 14.9424 | 26.066 | 41.0002 | 59.1537 | 79.3418 | 100.0499 | 119.7737 | 137.315 | 151.9503 | 163.4524 | 171.998 | 178.0186 | 182.0523 | 184.6059 | 186.1969 | 186.1969 | 186.1969 | 186.1969 | 186.1969 | 186.1969 | 6.1219e-06 | 6.2695e-05 | 0.00022566 | 0.00056861 | 0.0011458 | 0.0019619 | 0.002944 | 0.0039468 | 0.0047923 | 0.0053237 | 0.0054546 | 0.0051895 | 0.00461 | 0.0038419 | 0.0030162 | 0.0022386 | 0.0015763 | 0.0010556 | 0.00066798 | 0.00041608 | 0 | 0 | 0 | 0 | 0 | 6.1219e-06 | 6.88e-05 | 0.00029427 | 0.00086205 | 0.0020054 | 0.0039621 | 0.0068987 | 0.010836 | 0.015616 | 0.020923 | 0.026354 | 0.031513 | 0.036087 | 0.039889 | 0.042862 | 0.045057 | 0.046607 | 0.047641 | 0.048291 | 0.048693 | 0.048735 | 0.048774 | 0.048809 | 0.048842 | 0.04887 | 0.02277 | 0.23386 | 0.8441 | 2.1329 | 4.31 | 7.3988 | 11.1236 | 14.9342 | 18.1535 | 20.1881 | 20.7081 | 19.7238 | 17.5413 | 14.6353 | 11.5022 | 8.5456 | 6.0207 | 4.0337 | 2.5535 | 1.591 | 0 | 0 | 0 | 0 | 0 | 0.02277 | 0.25663 | 1.1007 | 3.2336 | 7.5436 | 14.9424 | 26.066 | 41.0002 | 59.1537 | 79.3418 | 100.0499 | 119.7737 | 137.315 | 151.9503 | 163.4524 | 171.998 | 178.0186 | 182.0523 | 184.6059 | 186.1969 | 186.1969 | 186.1969 | 186.1969 | 186.1969 | 186.1969 | 429.5325 | 429.5325 | 429.5325 | 429.5325 | 429.5325 | 429.5325 | 429.5325 | 429.5325 | 429.5325 | 429.5325 | 429.5325 | 429.5325 | 429.5325 | 429.5325 | 429.5325 | 429.5325 | 429.5325 | 429.5325 | 429.5325 | 429.5325 | 429.5325 | 429.5325 | 429.5325 | 429.5325 | 429.5325 | 181.4456 | 181.4456 | 181.4456 | 181.4456 | 181.4456 | 181.4456 | 181.4456 | 181.4456 | 181.4456 | 181.4456 | 181.4456 | 181.4456 | 181.4456 | 181.4456 | 181.4456 | 181.4456 | 181.4456 | 181.4456 | 181.4456 | 181.4456 | 181.4456 | 181.4456 | 181.4456 | 181.4456 | 181.4456
ID_Industrial_Industrial - ID_New_Space Heating_Natural Gas_Gas Boiler - High Turndown Burner_A | ID | Industrial | Industrial - ID | New | Space Heating | Natural Gas | Gas Boiler - High Turndown Burner | A | IIM118 | No control | Turndown control installed | 15 | 0.93529 | 0 | 0 | 2.8 | 0 | 0 | 0 | 0.27803 | 0.25 | kbtuh heat | 100% | 100% | Discretionary | Retro12Med | 75.44% | Boiler | 0% | 410.126 |  | 173.2478 |  | 0 | GBLR_TRN-Heating-MNTRM-v2.1-1 | GBLR_TRN-Heating-MNTRM-v2.1-1 | GBLR_TRN-Heating-MNTRM-v2.1-1 | No control | No control | No control | No control | No control | No control | No control | No control | No control | No control | No control | No control | No control | No control | No control | No control | No control | No control | No control | No control | No control | No control | No control | No control | No control | No control | No control | Turndown control installed | Turndown control installed | Turndown control installed | Turndown control installed | Turndown control installed | Turndown control installed | Turndown control installed | Turndown control installed | Turndown control installed | Turndown control installed | Turndown control installed | Turndown control installed | Turndown control installed | Turndown control installed | Turndown control installed | Turndown control installed | Turndown control installed | Turndown control installed | Turndown control installed | Turndown control installed | Turndown control installed | Turndown control installed | Turndown control installed | Turndown control installed | Turndown control installed | Turndown control installed | Turndown control installed | 2.8 | 2.8 | 2.8 | 2.8 | 2.8 | 2.8 | 2.8 | 2.8 | 2.8 | 2.8 | 2.8 | 2.8 | 2.8 | 2.8 | 2.8 | 2.8 | 2.8 | 2.8 | 2.8 | 2.8 | 2.8 | 2.8 | 2.8 | 2.8 | 2.8 | 2.8 | 2.8 | 0 | 0 | 0.73678 | 0.69632 | 0.69029 | 0.68721 | 0.68505 | 0.68352 | 0.68276 | 0.6825 | 0.68262 | 0.68286 | 0.68311 | 0.68334 | 0.68353 | 0.68361 | 0.68354 | 0.68348 | 0.68404 | 0.68439 | 0.68456 | 0.68451 | 0.68509 | 0.68548 | 0.68471 | 0.68315 | 0.68139 | 0 | 0 | 0 | 0 | 0 | 0 | 0 | 0 | 0 | 0 | 0 | 0 | 0 | 0 | 0 | 0 | 0 | 0 | 0 | 0 | 0 | 0 | 0 | 0 | 0 | 0 | 0 | 0 | 0 | 0 | 0 | 0 | 0 | 0 | 0 | 0 | 0 | 0 | 0 | 0 | 0 | 0 | 0 | 0 | 0 | 0 | 0 | 0 | 0 | 0 | 0 | 0 | 0 | 0 | 0 | 0 | 0 | 0 | 0 | 0 | 0 | 0 | 0 | 0 | 0 | 0 | 0 | 0 | 0 | 0 | 0 | 0 | 0 | 0 | 0 | 0 | 0 | 0 | 0 | 0 | 0 | 0 | 0 | 0 | 0 | 0 | 0 | 0 | 0 | 0 | 0 | 0 | 0 | 0 | 0 | 0 | 0 | 0 | 0 | 0 | 0 | 0 | 0 | 0 | 0 | 0 | 0 | 0 | 0 | 0 | 0 | 0 | 0 | 0 | 0 | 0 | 0 | 0 | 0 | 0 | 0 | 0 | 0 | 0 | 0 | 0 | 0 | 0 | 0 | 0 | 0 | 0 | 0 | 0 | 0 | 0 | 0 | 0 | 0 | 0 | 0 | 0 | 0 | 0 | 0 | 0 | 0 | 0 | 0 | 0 | 0 | 0 | 0 | 0 | 0 | 0 | 0 | 0 | 0 | 0 | 0 | 0 | 0 | 0 | 0 | 0 | 0 | 0 | 0 | 0 | 0 | 0 | 0 | 0 | 0 | 0 | 0 | 0 | 0 | 0 | 0 | 0 | 0 | 0 | 0 | 0 | 0 | 0 | 0 | 0 | 0 | 0 | 0 | 0 | 0 | 0 | 0 | 0 | 0 | 0 | 0 | 0 | 0 | 0 | 0 | 0 | 0 | 0 | 0 | 0 | 0 | 0 | 0 | 0 | 0 | 0 | 0 | 0 | 0 | 0 | 0 | 0 | 0 | 0 | 0 | 0 | 0 | 0 | 0 | 0 | 0 | 0 | 0 | 0 | 0 | 0 | 0 | 0 | 0 | 0 | 0 | 0 | 0 | 0 | 0 | 0 | 0 | 0 | 0 | 0 | 0 | 0 | 0 | 0 | 0 | 0 | 0 | 0 | 0 | 0 | 0 | 0 | 0 | 0 | 0 | 0 | 0 | 0 | 0 | 0 | 0 | 0 | 0 | 0 | 0 | 0 | 0 | 0 | 0 | 0 | 0 | 0 | 0 | 0 | 0 | 0 | 0 | 0 | 0 | 0 | 0 | 0 | 0 | 0 | 0 | 0 | 0 | 0 | 0 | 0 | 0 | 0 | 0 | 0 | 0 | 0 | 0 | 0 | 0 | 0 | 0 | 0 | 0 | 0 | 0 | 0 | 0 | 0 | 0 | 0 | 0 | 0 | 0 | 0 | 0 | 0 | 0 | 0 | 0 | 0 | 0 | 0 | 0 | 0 | 0 | 0 | 0 | 0 | 0 | 0 | 0 | 0 | 0 | 0 | 0 | 0 | 0 | 0 | 0 | 0 | 0 | 0 | 0 | 0 | 0 | 0 | 0 | 0 | 0 | 0 | 0 | 0 | 0 | 0 | 0 | 0 | 0 | 0 | 0 | 0 | 0 | 0 | 0 | 0 | 0 | 0 | 0 | 0 | 0 | 0 | 0 | 0 | 0 | 0 | 0 | 0 | 0 | 0 | 0 | 0 | 0 | 0 | 0 | 0 | 0 | 0 | 0 | 0 | 0 | 0 | 410.126 | 410.126 | 410.126 | 410.126 | 410.126 | 410.126 | 410.126 | 410.126 | 410.126 | 410.126 | 410.126 | 410.126 | 410.126 | 410.126 | 410.126 | 410.126 | 410.126 | 410.126 | 410.126 | 410.126 | 410.126 | 410.126 | 410.126 | 410.126 | 410.126 | 173.2478 | 173.2478 | 173.2478 | 173.2478 | 173.2478 | 173.2478 | 173.2478 | 173.2478 | 173.2478 | 173.2478 | 173.2478 | 173.2478 | 173.2478 | 173.2478 | 173.2478 | 173.2478 | 173.2478 | 173.2478 | 173.2478 | 173.2478 | 173.2478 | 173.2478 | 173.2478 | 173.2478 | 173.2478
ID_Industrial_Industrial - ID_New_Space Heating_Natural Gas_Gas Boiler - Hot Water Reset_A | ID | Industrial | Industrial - ID | New | Space Heating | Natural Gas | Gas Boiler - Hot Water Reset | A | IIM119 | No control | Reset control installed | 20 | 997.6435 | 0 | 0 | 799.38 | 0 | 0 | 0 | 0.27803 | 0.25 | BoilerCtrl | 100% | 100% | Discretionary | Retro5Med | 81.71% | Boiler | 0% | 94.2477 |  | 39.8127 |  | 0 | GBLR_HWRST-Heating-ILTRM-v4.0-43 | GBLR_HWRST-Heating-ILTRM-v4.0-1 | GBLR_HWRST-Heating-ILTRM-v4.0-1 | No control | No control | No control | No control | No control | No control | No control | No control | No control | No control | No control | No control | No control | No control | No control | No control | No control | No control | No control | No control | No control | No control | No control | No control | No control | No control | No control | Reset control installed | Reset control installed | Reset control installed | Reset control installed | Reset control installed | Reset control installed | Reset control installed | Reset control installed | Reset control installed | Reset control installed | Reset control installed | Reset control installed | Reset control installed | Reset control installed | Reset control installed | Reset control installed | Reset control installed | Reset control installed | Reset control installed | Reset control installed | Reset control installed | Reset control installed | Reset control installed | Reset control installed | Reset control installed | Reset control installed | Reset control installed | 799.38 | 799.38 | 799.38 | 799.38 | 799.38 | 799.38 | 799.38 | 799.38 | 799.38 | 799.38 | 799.38 | 799.38 | 799.38 | 799.38 | 799.38 | 799.38 | 799.38 | 799.38 | 799.38 | 799.38 | 799.38 | 799.38 | 799.38 | 799.38 | 799.38 | 799.38 | 799.38 | 0 | 0 | 785.9023 | 742.7421 | 736.3046 | 733.0262 | 730.7165 | 729.088 | 728.2738 | 728.0028 | 728.1309 | 728.3792 | 728.6461 | 728.9011 | 729.0974 | 729.1827 | 729.1108 | 729.0498 | 729.6407 | 730.0184 | 730.199 | 730.1439 | 730.7634 | 731.183 | 730.3548 | 728.6944 | 726.8165 | 0 | 0 | 0 | 0 | 0 | 0 | 0 | 0 | 0 | 0 | 0 | 0 | 0 | 0 | 0 | 0 | 0 | 0 | 0 | 0 | 0 | 0 | 0 | 0 | 0 | 0 | 0 | 0 | 0 | 0 | 0 | 0 | 0 | 0 | 0 | 0 | 0 | 0 | 0 | 0 | 0 | 0 | 0 | 0 | 0 | 0 | 0 | 0 | 0 | 0 | 0 | 0 | 0 | 0 | 0 | 0 | 0 | 0 | 0 | 0 | 0 | 0 | 0 | 0 | 0 | 0 | 0 | 0 | 0 | 0 | 0 | 0 | 0 | 0 | 0 | 0 | 0 | 0 | 0 | 0 | 0 | 0 | 0 | 0 | 0 | 0 | 0 | 0 | 0 | 0 | 0 | 0 | 0 | 0 | 0 | 0 | 0 | 0 | 0 | 0 | 0 | 0 | 0 | 0 | 0 | 0 | 0 | 0 | 0 | 0 | 0 | 0 | 0 | 0 | 0 | 0 | 0 | 0 | 0 | 0 | 0 | 0 | 0 | 0 | 0 | 0 | 0 | 0 | 0 | 0 | 0 | 0 | 0 | 0 | 0 | 0 | 0 | 0 | 0 | 0 | 0 | 0 | 0 | 0 | 0 | 0 | 0 | 0 | 0 | 0 | 0 | 0 | 0 | 0 | 0 | 0 | 0 | 0 | 0 | 0 | 0 | 0 | 0 | 0 | 0 | 0 | 0 | 0 | 0 | 0 | 0 | 0 | 0 | 0 | 0 | 0 | 0 | 0 | 0 | 0 | 0 | 0 | 0 | 0 | 0 | 0 | 0 | 0 | 0 | 0 | 0 | 0 | 0 | 0 | 0 | 0 | 0 | 0 | 0 | 0 | 0 | 0 | 0 | 0 | 0 | 0 | 0 | 0 | 0 | 0 | 0 | 0 | 0 | 0 | 0 | 0 | 0 | 0 | 0 | 0 | 0 | 0 | 0 | 0 | 0 | 0 | 0 | 0 | 0 | 0 | 0 | 0 | 0 | 0 | 0 | 0 | 0 | 0 | 0 | 0 | 0 | 0 | 0 | 0 | 0 | 0 | 0 | 0 | 0 | 0 | 0 | 0 | 0 | 0 | 0 | 0 | 0 | 0 | 0 | 0 | 0 | 0 | 0 | 0 | 0 | 0 | 0 | 0 | 0 | 0 | 0 | 0 | 0 | 0 | 0 | 0 | 0 | 0 | 0 | 0 | 0 | 0 | 0 | 0 | 0 | 0 | 0 | 0 | 0 | 0 | 0 | 0 | 0 | 0 | 0 | 0 | 0 | 0 | 0 | 0 | 0 | 0 | 0 | 0 | 0 | 0 | 0 | 0 | 0 | 0 | 0 | 0 | 0 | 0 | 0 | 0 | 0 | 0 | 0 | 0 | 0 | 0 | 0 | 0 | 0 | 0 | 0 | 0 | 0 | 0 | 0 | 0 | 0 | 0 | 0 | 0 | 0 | 0 | 0 | 0 | 0 | 0 | 0 | 0 | 0 | 0 | 0 | 0 | 0 | 0 | 0 | 0 | 0 | 0 | 0 | 0 | 0 | 0 | 0 | 0 | 0 | 0 | 0 | 0 | 0 | 0 | 0 | 0 | 0 | 0 | 0 | 0 | 0 | 0 | 0 | 0 | 0 | 0 | 0 | 0 | 0 | 0 | 0 | 0 | 0 | 0 | 0 | 0 | 0 | 0 | 0 | 0 | 0 | 0 | 0 | 0 | 0 | 0 | 0 | 0 | 94.2477 | 94.2477 | 94.2477 | 94.2477 | 94.2477 | 94.2477 | 94.2477 | 94.2477 | 94.2477 | 94.2477 | 94.2477 | 94.2477 | 94.2477 | 94.2477 | 94.2477 | 94.2477 | 94.2477 | 94.2477 | 94.2477 | 94.2477 | 94.2477 | 94.2477 | 94.2477 | 94.2477 | 94.2477 | 39.8127 | 39.8127 | 39.8127 | 39.8127 | 39.8127 | 39.8127 | 39.8127 | 39.8127 | 39.8127 | 39.8127 | 39.8127 | 39.8127 | 39.8127 | 39.8127 | 39.8127 | 39.8127 | 39.8127 | 39.8127 | 39.8127 | 39.8127 | 39.8127 | 39.8127 | 39.8127 | 39.8127 | 39.8127
ID_Industrial_Industrial - ID_New_Space Heating_Natural Gas_Gas Boiler - Insulate Hot Water Lines_A | ID | Industrial | Industrial - ID | New | Space Heating | Natural Gas | Gas Boiler - Insulate Hot Water Lines | A | IIM120 | No insulation | Insulated water lines | 11 | 4.4456 | 0 | 0 | 26.08 | 0 | 0 | 0 | 0.27803 | 0.25 | boiler pipe | 100% | 100% | Discretionary | RetroEven20 | 80.75% | Boiler | 0% | 977.3301 |  | 412.8495 |  | 0 | GBLR_PINS_HW-Heating-PGE-R7-1 | GBLR_PINS_HW-Heating-PGE-R7-1 | GBLR_PINS_HW-Heating-PGE-R7-1 | No insulation | No insulation | No insulation | No insulation | No insulation | No insulation | No insulation | No insulation | No insulation | No insulation | No insulation | No insulation | No insulation | No insulation | No insulation | No insulation | No insulation | No insulation | No insulation | No insulation | No insulation | No insulation | No insulation | No insulation | No insulation | No insulation | No insulation | Insulated water lines | Insulated water lines | Insulated water lines | Insulated water lines | Insulated water lines | Insulated water lines | Insulated water lines | Insulated water lines | Insulated water lines | Insulated water lines | Insulated water lines | Insulated water lines | Insulated water lines | Insulated water lines | Insulated water lines | Insulated water lines | Insulated water lines | Insulated water lines | Insulated water lines | Insulated water lines | Insulated water lines | Insulated water lines | Insulated water lines | Insulated water lines | Insulated water lines | Insulated water lines | Insulated water lines | 26.08 | 26.08 | 26.08 | 26.08 | 26.08 | 26.08 | 26.08 | 26.08 | 26.08 | 26.08 | 26.08 | 26.08 | 26.08 | 26.08 | 26.08 | 26.08 | 26.08 | 26.08 | 26.08 | 26.08 | 26.08 | 26.08 | 26.08 | 26.08 | 26.08 | 26.08 | 26.08 | 0 | 0 | 3.502 | 3.3096 | 3.2808 | 3.2659 | 3.2552 | 3.2474 | 3.243 | 3.241 | 3.2407 | 3.241 | 3.2415 | 3.2421 | 3.2426 | 3.2428 | 3.2424 | 3.2422 | 3.245 | 3.2468 | 3.2478 | 3.2478 | 3.2508 | 3.2529 | 3.2494 | 3.2422 | 3.234 | 0 | 0 | 0 | 0 | 0 | 0 | 0 | 0 | 0 | 0 | 0 | 0 | 0 | 0 | 0 | 0 | 0 | 0 | 0 | 0 | 0 | 0 | 0 | 0 | 0 | 0 | 0 | 0 | 0 | 0 | 0 | 0 | 0 | 0 | 0 | 0 | 0 | 0 | 0 | 0 | 0 | 0 | 0 | 0 | 0 | 0 | 0 | 0 | 0 | 0 | 0 | 0 | 0 | 0 | 0 | 0 | 0 | 0 | 0 | 0 | 0 | 0 | 0 | 0 | 0 | 0 | 0 | 0 | 0 | 0 | 0 | 0 | 0 | 0 | 0 | 0 | 0 | 0 | 0 | 0 | 0 | 0 | 0 | 0 | 0 | 0 | 0 | 0 | 0 | 0 | 0 | 0 | 0 | 0 | 0 | 0 | 0 | 0 | 0 | 0 | 0 | 0 | 0 | 0 | 0 | 0 | 0 | 0 | 0 | 0 | 0 | 0 | 0 | 0 | 0 | 0 | 0 | 0 | 0 | 0 | 0 | 0 | 0 | 0 | 0 | 0 | 0 | 0 | 0 | 0 | 0 | 0 | 0 | 0 | 0 | 0 | 0 | 0 | 0 | 0 | 0 | 0 | 0 | 0 | 0 | 0 | 0 | 0 | 0 | 0 | 0 | 0 | 0 | 0 | 0 | 0 | 0 | 0 | 0 | 0 | 0 | 0 | 0 | 0 | 0 | 0 | 0 | 0 | 0 | 0 | 0 | 0 | 0 | 0 | 0 | 0 | 0 | 0 | 0 | 0 | 0 | 0 | 0 | 0 | 0 | 0 | 0 | 0 | 0 | 0 | 0 | 0 | 0 | 0 | 0 | 0 | 0 | 0 | 0 | 0 | 0 | 0 | 0 | 0 | 0 | 0 | 0 | 0 | 0 | 0 | 0 | 0 | 0 | 0 | 0 | 0 | 0 | 0 | 0 | 0 | 0 | 0 | 0 | 0 | 0 | 0 | 0 | 0 | 0 | 0 | 0 | 0 | 0 | 0 | 0 | 0 | 0 | 0 | 0 | 0 | 0 | 0 | 0 | 0 | 0 | 0 | 0 | 0 | 0 | 0 | 0 | 0 | 0 | 0 | 0 | 0 | 0 | 0 | 0 | 0 | 0 | 0 | 0 | 0 | 0 | 0 | 0 | 0 | 0 | 0 | 0 | 0 | 0 | 0 | 0 | 0 | 0 | 0 | 0 | 0 | 0 | 0 | 0 | 0 | 0 | 0 | 0 | 0 | 0 | 0 | 0 | 0 | 0 | 0 | 0 | 0 | 0 | 0 | 0 | 0 | 0 | 0 | 0 | 0 | 0 | 0 | 0 | 0 | 0 | 0 | 0 | 0 | 0 | 0 | 0 | 0 | 0 | 0 | 0 | 0 | 0 | 0 | 0 | 0 | 0 | 0 | 0 | 0 | 0 | 0 | 0 | 0 | 0 | 0 | 0 | 0 | 0 | 0 | 0 | 0 | 0 | 0 | 0 | 0 | 0 | 0 | 0 | 0 | 0 | 0 | 0 | 0 | 0 | 0 | 0 | 0 | 0 | 0 | 0 | 0 | 0 | 0 | 0 | 0 | 0 | 0 | 0 | 0 | 0 | 0 | 0 | 0 | 0 | 0 | 0 | 0 | 0 | 0 | 0 | 0 | 0 | 0 | 0 | 0 | 0 | 0 | 0 | 0 | 0 | 0 | 0 | 0 | 0 | 0 | 0 | 0 | 0 | 0 | 0 | 0 | 977.3301 | 977.3301 | 977.3301 | 977.3301 | 977.3301 | 977.3301 | 977.3301 | 977.3301 | 977.3301 | 977.3301 | 977.3301 | 977.3301 | 977.3301 | 977.3301 | 977.3301 | 977.3301 | 977.3301 | 977.3301 | 977.3301 | 977.3301 | 977.3301 | 977.3301 | 977.3301 | 977.3301 | 977.3301 | 412.8495 | 412.8495 | 412.8495 | 412.8495 | 412.8495 | 412.8495 | 412.8495 | 412.8495 | 412.8495 | 412.8495 | 412.8495 | 412.8495 | 412.8495 | 412.8495 | 412.8495 | 412.8495 | 412.8495 | 412.8495 | 412.8495 | 412.8495 | 412.8495 | 412.8495 | 412.8495 | 412.8495 | 412.8495
ID_Industrial_Industrial - ID_New_Space Heating_Natural Gas_Gas Boiler - Insulate Steam Lines/Condensate Tank_A | ID | Industrial | Industrial - ID | New | Space Heating | Natural Gas | Gas Boiler - Insulate Steam Lines/Condensate Tank | A | IIM121 | No insulation | Lines and condenstate tank insulated | 15 | 6.6407 | 0 | 0 | 13.96 | 0 | 0 | 0 | 0.27803 | 0.25 | boiler pipe | 100% | 100% | Discretionary | RetroEven20 | 80.75% | Boiler | 0% | 287.991 |  | 121.6548 |  | 0 | GBLR_PINS-Heating-ILTRM-v4.0-1 | GBLR_PINS_STM-Heating-PGE-R7-1 | GBLR_PINS_STM-Heating-PGE-R7-1 | No insulation | No insulation | No insulation | No insulation | No insulation | No insulation | No insulation | No insulation | No insulation | No insulation | No insulation | No insulation | No insulation | No insulation | No insulation | No insulation | No insulation | No insulation | No insulation | No insulation | No insulation | No insulation | No insulation | No insulation | No insulation | No insulation | No insulation | Lines and condenstate tank insulated | Lines and condenstate tank insulated | Lines and condenstate tank insulated | Lines and condenstate tank insulated | Lines and condenstate tank insulated | Lines and condenstate tank insulated | Lines and condenstate tank insulated | Lines and condenstate tank insulated | Lines and condenstate tank insulated | Lines and condenstate tank insulated | Lines and condenstate tank insulated | Lines and condenstate tank insulated | Lines and condenstate tank insulated | Lines and condenstate tank insulated | Lines and condenstate tank insulated | Lines and condenstate tank insulated | Lines and condenstate tank insulated | Lines and condenstate tank insulated | Lines and condenstate tank insulated | Lines and condenstate tank insulated | Lines and condenstate tank insulated | Lines and condenstate tank insulated | Lines and condenstate tank insulated | Lines and condenstate tank insulated | Lines and condenstate tank insulated | Lines and condenstate tank insulated | Lines and condenstate tank insulated | 13.96 | 13.96 | 13.96 | 13.96 | 13.96 | 13.96 | 13.96 | 13.96 | 13.96 | 13.96 | 13.96 | 13.96 | 13.96 | 13.96 | 13.96 | 13.96 | 13.96 | 13.96 | 13.96 | 13.96 | 13.96 | 13.96 | 13.96 | 13.96 | 13.96 | 13.96 | 13.96 | 0 | 0 | 5.2313 | 4.944 | 4.9011 | 4.8793 | 4.8639 | 4.8531 | 4.8477 | 4.8459 | 4.8467 | 4.8484 | 4.8501 | 4.8518 | 4.8531 | 4.8537 | 4.8532 | 4.8528 | 4.8568 | 4.8593 | 4.8605 | 4.8601 | 4.8642 | 4.867 | 4.8615 | 4.8505 | 4.838 | 0 | 0 | 0 | 0 | 0 | 0 | 0 | 0 | 0 | 0 | 0 | 0 | 0 | 0 | 0 | 0 | 0 | 0 | 0 | 0 | 0 | 0 | 0 | 0 | 0 | 0 | 0 | 0 | 0 | 0 | 0 | 0 | 0 | 0 | 0 | 0 | 0 | 0 | 0 | 0 | 0 | 0 | 0 | 0 | 0 | 0 | 0 | 0 | 0 | 0 | 0 | 0 | 0 | 0 | 0 | 0 | 0 | 0 | 0 | 0 | 0 | 0 | 0 | 0 | 0 | 0 | 0 | 0 | 0 | 0 | 0 | 0 | 0 | 0 | 0 | 0 | 0 | 0 | 0 | 0 | 0 | 0 | 0 | 0 | 0 | 0 | 0 | 0 | 0 | 0 | 0 | 0 | 0 | 0 | 0 | 0 | 0 | 0 | 0 | 0 | 0 | 0 | 0 | 0 | 0 | 0 | 0 | 0 | 0 | 0 | 0 | 0 | 0 | 0 | 0 | 0 | 0 | 0 | 0 | 0 | 0 | 0 | 0 | 0 | 0 | 0 | 0 | 0 | 0 | 0 | 0 | 0 | 0 | 0 | 0 | 0 | 0 | 0 | 0 | 0 | 0 | 0 | 0 | 0 | 0 | 0 | 0 | 0 | 0 | 0 | 0 | 0 | 0 | 0 | 0 | 0 | 0 | 0 | 0 | 0 | 0 | 0 | 0 | 0 | 0 | 0 | 0 | 0 | 0 | 0 | 0 | 0 | 0 | 0 | 0 | 0 | 0 | 0 | 0 | 0 | 0 | 0 | 0 | 0 | 0 | 0 | 0 | 0 | 0 | 0 | 0 | 0 | 0 | 0 | 0 | 0 | 0 | 0 | 0 | 0 | 0 | 0 | 0 | 0 | 0 | 0 | 0 | 0 | 0 | 0 | 0 | 0 | 0 | 0 | 0 | 0 | 0 | 0 | 0 | 0 | 0 | 0 | 0 | 0 | 0 | 0 | 0 | 0 | 0 | 0 | 0 | 0 | 0 | 0 | 0 | 0 | 0 | 0 | 0 | 0 | 0 | 0 | 0 | 0 | 0 | 0 | 0 | 0 | 0 | 0 | 0 | 0 | 0 | 0 | 0 | 0 | 0 | 0 | 0 | 0 | 0 | 0 | 0 | 0 | 0 | 0 | 0 | 0 | 0 | 0 | 0 | 0 | 0 | 0 | 0 | 0 | 0 | 0 | 0 | 0 | 0 | 0 | 0 | 0 | 0 | 0 | 0 | 0 | 0 | 0 | 0 | 0 | 0 | 0 | 0 | 0 | 0 | 0 | 0 | 0 | 0 | 0 | 0 | 0 | 0 | 0 | 0 | 0 | 0 | 0 | 0 | 0 | 0 | 0 | 0 | 0 | 0 | 0 | 0 | 0 | 0 | 0 | 0 | 0 | 0 | 0 | 0 | 0 | 0 | 0 | 0 | 0 | 0 | 0 | 0 | 0 | 0 | 0 | 0 | 0 | 0 | 0 | 0 | 0 | 0 | 0 | 0 | 0 | 0 | 0 | 0 | 0 | 0 | 0 | 0 | 0 | 0 | 0 | 0 | 0 | 0 | 0 | 0 | 0 | 0 | 0 | 0 | 0 | 0 | 0 | 0 | 0 | 0 | 0 | 0 | 0 | 0 | 0 | 0 | 0 | 0 | 0 | 0 | 0 | 0 | 0 | 0 | 0 | 0 | 0 | 0 | 0 | 0 | 0 | 0 | 0 | 0 | 0 | 0 | 0 | 287.991 | 287.991 | 287.991 | 287.991 | 287.991 | 287.991 | 287.991 | 287.991 | 287.991 | 287.991 | 287.991 | 287.991 | 287.991 | 287.991 | 287.991 | 287.991 | 287.991 | 287.991 | 287.991 | 287.991 | 287.991 | 287.991 | 287.991 | 287.991 | 287.991 | 121.6548 | 121.6548 | 121.6548 | 121.6548 | 121.6548 | 121.6548 | 121.6548 | 121.6548 | 121.6548 | 121.6548 | 121.6548 | 121.6548 | 121.6548 | 121.6548 | 121.6548 | 121.6548 | 121.6548 | 121.6548 | 121.6548 | 121.6548 | 121.6548 | 121.6548 | 121.6548 | 121.6548 | 121.6548
ID_Industrial_Industrial - ID_New_Space Heating_Natural Gas_Gas Boiler - Stack Economizer_A | ID | Industrial | Industrial - ID | New | Space Heating | Natural Gas | Gas Boiler - Stack Economizer | A | IIM122 | None | Economizer installed | 15 | 0.89788 | 0 | 0 | 10.35 | 0 | 0 | 0 | 0.27803 | 0.25 | kBtuh Heat | 15% | 55% | Discretionary | Retro12Med | 75.44% | Boiler | 0% | 1579.1681 |  | 667.0815 |  | 0.00019949 | IL TRM - CI-HVC-BECO-V01-150601 | IL TRM - CI-HVC-BECO-V01-150601 | IL TRM - CI-HVC-BECO-V01-150601 | None | None | None | None | None | None | None | None | None | None | None | None | None | None | None | None | None | None | None | None | None | None | None | None | None | None | None | Economizer installed | Economizer installed | Economizer installed | Economizer installed | Economizer installed | Economizer installed | Economizer installed | Economizer installed | Economizer installed | Economizer installed | Economizer installed | Economizer installed | Economizer installed | Economizer installed | Economizer installed | Economizer installed | Economizer installed | Economizer installed | Economizer installed | Economizer installed | Economizer installed | Economizer installed | Economizer installed | Economizer installed | Economizer installed | Economizer installed | Economizer installed | 10.35 | 10.35 | 10.35 | 10.35 | 10.35 | 10.35 | 10.35 | 10.35 | 10.35 | 10.35 | 10.35 | 10.35 | 10.35 | 10.35 | 10.35 | 10.35 | 10.35 | 10.35 | 10.35 | 10.35 | 10.35 | 10.35 | 10.35 | 10.35 | 10.35 | 10.35 | 10.35 | 0 | 0 | 0.7073 | 0.66845 | 0.66262 | 0.65962 | 0.65746 | 0.65587 | 0.655 | 0.65459 | 0.65453 | 0.65459 | 0.65469 | 0.65481 | 0.65491 | 0.65495 | 0.65487 | 0.65483 | 0.65539 | 0.65576 | 0.65597 | 0.65596 | 0.65657 | 0.65699 | 0.65628 | 0.65483 | 0.65317 | 0.00018731 | 0.0011566 | 0.0020691 | 0.0029741 | 0.0038507 | 0.0042393 | 0.0040008 | 0.003681 | 0.0033236 | 0.0029572 | 0.0026004 | 0.0022649 | 0.001957 | 0.0016796 | 0.001433 | 0.0010432 | 0 | 0 | 0 | 0 | 0 | 0 | 0 | 0 | 0 | 0.00018731 | 0.0013336 | 0.0033911 | 0.0063498 | 0.01018 | 0.014395 | 0.018376 | 0.022046 | 0.025367 | 0.028327 | 0.030932 | 0.033202 | 0.035164 | 0.036846 | 0.038275 | 0.039315 | 0.039349 | 0.039371 | 0.039384 | 0.039383 | 0.03942 | 0.039445 | 0.039403 | 0.039315 | 0.039216 | 0.26482 | 1.7302 | 3.1226 | 4.5088 | 5.857 | 6.4637 | 6.1082 | 5.6233 | 5.0779 | 4.5176 | 3.9719 | 3.4589 | 2.9882 | 2.5644 | 2.1882 | 1.5931 | 0 | 0 | 0 | 0 | 0 | 0 | 0 | 0 | 0 | 0.26482 | 1.9951 | 5.1177 | 9.6264 | 15.4834 | 21.9471 | 28.0553 | 33.6787 | 38.7565 | 43.2741 | 47.246 | 50.7049 | 53.6931 | 56.2575 | 58.4457 | 60.0389 | 60.0389 | 60.0389 | 60.0389 | 60.0389 | 60.0389 | 60.0389 | 60.0389 | 60.0389 | 60.0389 | 0.00019949 | 0.001295 | 0.002325 | 0.0033401 | 0.0043176 | 0.0047435 | 0.0044668 | 0.0041009 | 0.0036953 | 0.0032818 | 0.002881 | 0.0025055 | 0.002162 | 0.0018532 | 0.0015794 | 0.0011485 | 0 | 0 | 0 | 0 | 0 | 0 | 0 | 0 | 0 | 0.00019949 | 0.0014932 | 0.0038104 | 0.0071313 | 0.011414 | 0.016106 | 0.020516 | 0.024561 | 0.028204 | 0.031436 | 0.034269 | 0.036729 | 0.038846 | 0.040655 | 0.042186 | 0.043283 | 0.043244 | 0.043203 | 0.043162 | 0.043117 | 0.043118 | 0.043117 | 0.043108 | 0.043093 | 0.043079 | 0.2251 | 1.4707 | 2.6542 | 3.8324 | 4.9785 | 5.4941 | 5.192 | 4.7798 | 4.3162 | 3.8399 | 3.3761 | 2.94 | 2.54 | 2.1798 | 1.86 | 1.3542 | 0 | 0 | 0 | 0 | 0 | 0 | 0 | 0 | 0 | 0.2251 | 1.6958 | 4.35 | 8.1825 | 13.1609 | 18.655 | 23.847 | 28.6269 | 32.943 | 36.783 | 40.1591 | 43.0991 | 45.6392 | 47.8189 | 49.6789 | 51.033 | 51.033 | 51.033 | 51.033 | 51.033 | 51.033 | 51.033 | 51.033 | 51.033 | 51.033 | 0 | 0 | 0 | 0 | 0 | 0 | 0 | 0 | 0 | 0 | 0 | 0 | 0 | 0 | 0 | 0 | 0 | 0 | 0 | 0 | 0 | 0 | 0 | 0 | 0 | 0 | 0 | 0 | 0 | 0 | 0 | 0 | 0 | 0 | 0 | 0 | 0 | 0 | 0 | 0 | 0 | 0 | 0 | 0 | 0 | 0 | 0 | 0 | 0 | 0 | 0 | 0 | 0 | 0 | 0 | 0 | 0 | 0 | 0 | 0 | 0 | 0 | 0 | 0 | 0 | 0 | 0 | 0 | 0 | 0 | 0 | 0 | 0 | 0 | 0 | 0 | 0 | 0 | 0 | 0 | 0 | 0 | 0 | 0 | 0 | 0 | 0 | 0 | 0 | 0 | 0 | 0 | 0 | 0 | 0 | 0 | 0 | 0 | 0 | 0 | 0.00020033 | 0.0013052 | 0.0023488 | 0.0033817 | 0.00438 | 0.0048207 | 0.0045461 | 0.0041784 | 0.003768 | 0.0033479 | 0.0029397 | 0.0025567 | 0.0022061 | 0.001891 | 0.0016118 | 0.0011723 | 0 | 0 | 0 | 0 | 0 | 0 | 0 | 0 | 0 | 0.00020033 | 0.0015049 | 0.0038494 | 0.0072201 | 0.011579 | 0.016368 | 0.020881 | 0.025025 | 0.028759 | 0.03207 | 0.034968 | 0.03748 | 0.03964 | 0.041484 | 0.04305 | 0.04418 | 0.044155 | 0.044137 | 0.044123 | 0.044113 | 0.044154 | 0.044191 | 0.044226 | 0.044257 | 0.044285 | 0.2251 | 1.4707 | 2.6542 | 3.8324 | 4.9785 | 5.4941 | 5.192 | 4.7798 | 4.3162 | 3.8399 | 3.3761 | 2.94 | 2.54 | 2.1798 | 1.86 | 1.3542 | 0 | 0 | 0 | 0 | 0 | 0 | 0 | 0 | 0 | 0.2251 | 1.6958 | 4.35 | 8.1825 | 13.1609 | 18.655 | 23.847 | 28.6269 | 32.943 | 36.783 | 40.1591 | 43.0991 | 45.6392 | 47.8189 | 49.6789 | 51.033 | 51.033 | 51.033 | 51.033 | 51.033 | 51.033 | 51.033 | 51.033 | 51.033 | 51.033 | 1579.1681 | 1579.1681 | 1579.1681 | 1579.1681 | 1579.1681 | 1579.1681 | 1579.1681 | 1579.1681 | 1579.1681 | 1579.1681 | 1579.1681 | 1579.1681 | 1579.1681 | 1579.1681 | 1579.1681 | 1579.1681 | 1579.1681 | 1579.1681 | 1579.1681 | 1579.1681 | 1579.1681 | 1579.1681 | 1579.1681 | 1579.1681 | 1579.1681 | 667.0815 | 667.0815 | 667.0815 | 667.0815 | 667.0815 | 667.0815 | 667.0815 | 667.0815 | 667.0815 | 667.0815 | 667.0815 | 667.0815 | 667.0815 | 667.0815 | 667.0815 | 667.0815 | 667.0815 | 667.0815 | 667.0815 | 667.0815 | 667.0815 | 667.0815 | 667.0815 | 667.0815 | 667.0815
ID_Industrial_Industrial - ID_New_Space Heating_Natural Gas_Gas Boiler - Steam Trap Replacement_A | ID | Industrial | Industrial - ID | New | Space Heating | Natural Gas | Gas Boiler - Steam Trap Replacement | A | IIM123 | Degrade performance | Cleaning and maintenance | 6 | 40207.792 | 0 | 0 | 89.84 | 0 | 0 | 0 | 0.27803 | 0.25 | perBLDg | 0% | 10% | Discretionary | RetroEven20 | 80.75% | Boiler | 0% | 0.58661 |  | 0.2478 |  | 2.6567e-06 | IL TRM v9, Section 4.4.16 | IL TRM v9, Section 4.4.16 | IL TRM - CI-HVC-STRE-V06-200101 | Degrade performance | Degrade performance | Degrade performance | Degrade performance | Degrade performance | Degrade performance | Degrade performance | Degrade performance | Degrade performance | Degrade performance | Degrade performance | Degrade performance | Degrade performance | Degrade performance | Degrade performance | Degrade performance | Degrade performance | Degrade performance | Degrade performance | Degrade performance | Degrade performance | Degrade performance | Degrade performance | Degrade performance | Degrade performance | Degrade performance | Degrade performance | Cleaning and maintenance | Cleaning and maintenance | Cleaning and maintenance | Cleaning and maintenance | Cleaning and maintenance | Cleaning and maintenance | Cleaning and maintenance | Cleaning and maintenance | Cleaning and maintenance | Cleaning and maintenance | Cleaning and maintenance | Cleaning and maintenance | Cleaning and maintenance | Cleaning and maintenance | Cleaning and maintenance | Cleaning and maintenance | Cleaning and maintenance | Cleaning and maintenance | Cleaning and maintenance | Cleaning and maintenance | Cleaning and maintenance | Cleaning and maintenance | Cleaning and maintenance | Cleaning and maintenance | Cleaning and maintenance | Cleaning and maintenance | Cleaning and maintenance | 89.84 | 89.84 | 89.84 | 89.84 | 89.84 | 89.84 | 89.84 | 89.84 | 89.84 | 89.84 | 89.84 | 89.84 | 89.84 | 89.84 | 89.84 | 89.84 | 89.84 | 89.84 | 89.84 | 89.84 | 89.84 | 89.84 | 89.84 | 89.84 | 89.84 | 89.84 | 89.84 | 0 | 0 | 31801.4897 | 30073.6724 | 29871.6635 | 29798.7075 | 29766.688 | 29754.2009 | 29754.4522 | 29764.5698 | 29782.885 | 29807.8637 | 29837.6152 | 29869.7203 | 29901.327 | 29929.4861 | 29951.6474 | 29973.5305 | 30018.0652 | 30050.28 | 30071.9874 | 30082.4944 | 30080.255 | 30072.4324 | 30015.6137 | 29926.6788 | 29830.6585 | 2.496e-06 | 1.5422e-05 | 2.7645e-05 | 3.982e-05 | 5.1671e-05 | 6.3332e-05 | 7.2477e-05 | 7.0859e-05 | 6.9706e-05 | 6.843e-05 | 6.7306e-05 | 6.6207e-05 | 6.5124e-05 | 6.4051e-05 | 6.2982e-05 | 6.1931e-05 | 6.0943e-05 | 5.9946e-05 | 5.6585e-05 | 4.2512e-05 | 0 | 0 | 0 | 0 | 0 | 2.496e-06 | 1.7782e-05 | 4.5308e-05 | 8.5017e-05 | 0.0001366 | 0.00019987 | 0.00027235 | 0.0003433 | 0.00041322 | 0.000482 | 0.00054978 | 0.00061658 | 0.00068236 | 0.00074705 | 0.00081059 | 0.00087311 | 0.00093535 | 0.0009963 | 0.0010536 | 0.0010965 | 0.0010964 | 0.0010961 | 0.001094 | 0.0010908 | 0.0010873 | 7.8485e-08 | 5.128e-07 | 9.2546e-07 | 1.3363e-06 | 1.7359e-06 | 2.1285e-06 | 2.4358e-06 | 2.3806e-06 | 2.3405e-06 | 2.2957e-06 | 2.2558e-06 | 2.2165e-06 | 2.178e-06 | 2.14e-06 | 2.1028e-06 | 2.0662e-06 | 2.0302e-06 | 1.9949e-06 | 1.8816e-06 | 1.4132e-06 | 0 | 0 | 0 | 0 | 0 | 7.8485e-08 | 5.9129e-07 | 1.5167e-06 | 2.853e-06 | 4.5889e-06 | 6.7174e-06 | 9.1533e-06 | 1.1534e-05 | 1.3874e-05 | 1.617e-05 | 1.8426e-05 | 2.0642e-05 | 2.282e-05 | 2.496e-05 | 2.7063e-05 | 2.9129e-05 | 3.116e-05 | 3.3154e-05 | 3.5036e-05 | 3.6449e-05 | 3.6449e-05 | 3.6449e-05 | 3.6449e-05 | 3.6449e-05 | 3.6449e-05 | 2.6567e-06 | 1.7256e-05 | 3.1032e-05 | 4.4662e-05 | 5.784e-05 | 7.0725e-05 | 8.0745e-05 | 7.8762e-05 | 7.7316e-05 | 7.575e-05 | 7.4372e-05 | 7.3036e-05 | 7.1733e-05 | 7.0456e-05 | 6.9198e-05 | 6.7957e-05 | 6.6749e-05 | 6.5552e-05 | 6.1794e-05 | 4.6376e-05 | 0 | 0 | 0 | 0 | 0 | 2.6567e-06 | 1.9897e-05 | 5.0859e-05 | 9.5355e-05 | 0.0001529 | 0.0002232 | 0.00030342 | 0.00038159 | 0.00045833 | 0.00053356 | 0.0006075 | 0.00068018 | 0.00075161 | 0.00082176 | 0.00089058 | 0.00095805 | 0.0010244 | 0.0010895 | 0.0011506 | 0.0011961 | 0.0011952 | 0.0011942 | 0.0011931 | 0.001192 | 0.0011909 | 6.6713e-08 | 4.3588e-07 | 7.8664e-07 | 1.1358e-06 | 1.4755e-06 | 1.8092e-06 | 2.0705e-06 | 2.0235e-06 | 1.9894e-06 | 1.9513e-06 | 1.9174e-06 | 1.884e-06 | 1.8513e-06 | 1.819e-06 | 1.7874e-06 | 1.7563e-06 | 1.7257e-06 | 1.6956e-06 | 1.5994e-06 | 1.2012e-06 | 0 | 0 | 0 | 0 | 0 | 6.6713e-08 | 5.0259e-07 | 1.2892e-06 | 2.4251e-06 | 3.9006e-06 | 5.7098e-06 | 7.7803e-06 | 9.8038e-06 | 1.1793e-05 | 1.3745e-05 | 1.5662e-05 | 1.7546e-05 | 1.9397e-05 | 2.1216e-05 | 2.3004e-05 | 2.476e-05 | 2.6486e-05 | 2.8181e-05 | 2.9781e-05 | 3.0982e-05 | 3.0982e-05 | 3.0982e-05 | 3.0982e-05 | 3.0982e-05 | 3.0982e-05 | 2.6679e-06 | 1.7391e-05 | 3.135e-05 | 4.5218e-05 | 5.8677e-05 | 7.1876e-05 | 8.2178e-05 | 8.0249e-05 | 7.8837e-05 | 7.7277e-05 | 7.5888e-05 | 7.4529e-05 | 7.3198e-05 | 7.1894e-05 | 7.0616e-05 | 6.9364e-05 | 6.8156e-05 | 6.6969e-05 | 6.317e-05 | 4.7446e-05 | 0 | 0 | 0 | 0 | 0 | 2.6679e-06 | 2.0053e-05 | 5.138e-05 | 9.6541e-05 | 0.00015512 | 0.00022684 | 0.0003088 | 0.0003888 | 0.00046735 | 0.00054431 | 0.00061988 | 0.00069409 | 0.00076696 | 0.00083853 | 0.00090883 | 0.0009779 | 0.001046 | 0.001113 | 0.0011762 | 0.0012237 | 0.0012239 | 0.001224 | 0.0012241 | 0.0012242 | 0.0012242 | 6.6713e-08 | 4.3588e-07 | 7.8664e-07 | 1.1358e-06 | 1.4755e-06 | 1.8092e-06 | 2.0705e-06 | 2.0235e-06 | 1.9894e-06 | 1.9513e-06 | 1.9174e-06 | 1.884e-06 | 1.8513e-06 | 1.819e-06 | 1.7874e-06 | 1.7563e-06 | 1.7257e-06 | 1.6956e-06 | 1.5994e-06 | 1.2012e-06 | 0 | 0 | 0 | 0 | 0 | 6.6713e-08 | 5.0259e-07 | 1.2892e-06 | 2.4251e-06 | 3.9006e-06 | 5.7098e-06 | 7.7803e-06 | 9.8038e-06 | 1.1793e-05 | 1.3745e-05 | 1.5662e-05 | 1.7546e-05 | 1.9397e-05 | 2.1216e-05 | 2.3004e-05 | 2.476e-05 | 2.6486e-05 | 2.8181e-05 | 2.9781e-05 | 3.0982e-05 | 3.0982e-05 | 3.0982e-05 | 3.0982e-05 | 3.0982e-05 | 3.0982e-05 | 2.6679e-06 | 1.7391e-05 | 3.135e-05 | 4.5218e-05 | 5.8677e-05 | 7.1876e-05 | 8.2178e-05 | 8.0249e-05 | 7.8837e-05 | 7.7277e-05 | 7.5888e-05 | 7.4529e-05 | 7.3198e-05 | 7.1894e-05 | 7.0616e-05 | 6.9364e-05 | 6.8156e-05 | 6.6969e-05 | 6.317e-05 | 4.7446e-05 | 0 | 0 | 0 | 0 | 0 | 2.6679e-06 | 2.0053e-05 | 5.138e-05 | 9.6541e-05 | 0.00015512 | 0.00022684 | 0.0003088 | 0.0003888 | 0.00046735 | 0.00054431 | 0.00061988 | 0.00069409 | 0.00076696 | 0.00083853 | 0.00090883 | 0.0009779 | 0.001046 | 0.001113 | 0.0011762 | 0.0012237 | 0.0012239 | 0.001224 | 0.0012241 | 0.0012242 | 0.0012242 | 6.6713e-08 | 4.3588e-07 | 7.8664e-07 | 1.1358e-06 | 1.4755e-06 | 1.8092e-06 | 2.0705e-06 | 2.0235e-06 | 1.9894e-06 | 1.9513e-06 | 1.9174e-06 | 1.884e-06 | 1.8513e-06 | 1.819e-06 | 1.7874e-06 | 1.7563e-06 | 1.7257e-06 | 1.6956e-06 | 1.5994e-06 | 1.2012e-06 | 0 | 0 | 0 | 0 | 0 | 6.6713e-08 | 5.0259e-07 | 1.2892e-06 | 2.4251e-06 | 3.9006e-06 | 5.7098e-06 | 7.7803e-06 | 9.8038e-06 | 1.1793e-05 | 1.3745e-05 | 1.5662e-05 | 1.7546e-05 | 1.9397e-05 | 2.1216e-05 | 2.3004e-05 | 2.476e-05 | 2.6486e-05 | 2.8181e-05 | 2.9781e-05 | 3.0982e-05 | 3.0982e-05 | 3.0982e-05 | 3.0982e-05 | 3.0982e-05 | 3.0982e-05 | 0.58661 | 0.58661 | 0.58661 | 0.58661 | 0.58661 | 0.58661 | 0.58661 | 0.58661 | 0.58661 | 0.58661 | 0.58661 | 0.58661 | 0.58661 | 0.58661 | 0.58661 | 0.58661 | 0.58661 | 0.58661 | 0.58661 | 0.58661 | 0.58661 | 0.58661 | 0.58661 | 0.58661 | 0.58661 | 0.2478 | 0.2478 | 0.2478 | 0.2478 | 0.2478 | 0.2478 | 0.2478 | 0.2478 | 0.2478 | 0.2478 | 0.2478 | 0.2478 | 0.2478 | 0.2478 | 0.2478 | 0.2478 | 0.2478 | 0.2478 | 0.2478 | 0.2478 | 0.2478 | 0.2478 | 0.2478 | 0.2478 | 0.2478
ID_Industrial_Industrial - ID_New_Process_Natural Gas_Process Boiler - Hot Water Reset_A | ID | Industrial | Industrial - ID | New | Process | Natural Gas | Process Boiler - Hot Water Reset | A | IIM124 | No control | Reset control installed | 20 | 8529.0556 | 0 | 0 | 799.38 | 0 | 0 | 0 | 0.27803 | 0.45 | BoilerCtrl | 100% | 100% | Discretionary | Retro5Med | 81.71% | Process Boiler | 0% | 12.7384 |  | 6.3959 |  | 0 | GBLR_HWRST-Heating-ILTRM-v4.0-43 | GBLR_HWRST-Heating-ILTRM-v4.0-1 | GBLR_HWRST-Heating-ILTRM-v4.0-1 | No control | No control | No control | No control | No control | No control | No control | No control | No control | No control | No control | No control | No control | No control | No control | No control | No control | No control | No control | No control | No control | No control | No control | No control | No control | No control | No control | Reset control installed | Reset control installed | Reset control installed | Reset control installed | Reset control installed | Reset control installed | Reset control installed | Reset control installed | Reset control installed | Reset control installed | Reset control installed | Reset control installed | Reset control installed | Reset control installed | Reset control installed | Reset control installed | Reset control installed | Reset control installed | Reset control installed | Reset control installed | Reset control installed | Reset control installed | Reset control installed | Reset control installed | Reset control installed | Reset control installed | Reset control installed | 799.38 | 799.38 | 799.38 | 799.38 | 799.38 | 799.38 | 799.38 | 799.38 | 799.38 | 799.38 | 799.38 | 799.38 | 799.38 | 799.38 | 799.38 | 799.38 | 799.38 | 799.38 | 799.38 | 799.38 | 799.38 | 799.38 | 799.38 | 799.38 | 799.38 | 799.38 | 799.38 | 0 | 0 | 8528.9849 | 8528.974 | 8528.9397 | 8528.9046 | 8528.8686 | 8528.8324 | 8528.7981 | 8528.7736 | 8528.7551 | 8528.7407 | 8528.7291 | 8528.7196 | 8528.7116 | 8528.7049 | 8528.6991 | 8528.694 | 8528.6896 | 8528.6857 | 8528.6831 | 8528.6852 | 8528.7006 | 8528.7145 | 8528.7271 | 8528.7387 | 8528.7493 | 0 | 0 | 0 | 0 | 0 | 0 | 0 | 0 | 0 | 0 | 0 | 0 | 0 | 0 | 0 | 0 | 0 | 0 | 0 | 0 | 0 | 0 | 0 | 0 | 0 | 0 | 0 | 0 | 0 | 0 | 0 | 0 | 0 | 0 | 0 | 0 | 0 | 0 | 0 | 0 | 0 | 0 | 0 | 0 | 0 | 0 | 0 | 0 | 0 | 0 | 0 | 0 | 0 | 0 | 0 | 0 | 0 | 0 | 0 | 0 | 0 | 0 | 0 | 0 | 0 | 0 | 0 | 0 | 0 | 0 | 0 | 0 | 0 | 0 | 0 | 0 | 0 | 0 | 0 | 0 | 0 | 0 | 0 | 0 | 0 | 0 | 0 | 0 | 0 | 0 | 0 | 0 | 0 | 0 | 0 | 0 | 0 | 0 | 0 | 0 | 0 | 0 | 0 | 0 | 0 | 0 | 0 | 0 | 0 | 0 | 0 | 0 | 0 | 0 | 0 | 0 | 0 | 0 | 0 | 0 | 0 | 0 | 0 | 0 | 0 | 0 | 0 | 0 | 0 | 0 | 0 | 0 | 0 | 0 | 0 | 0 | 0 | 0 | 0 | 0 | 0 | 0 | 0 | 0 | 0 | 0 | 0 | 0 | 0 | 0 | 0 | 0 | 0 | 0 | 0 | 0 | 0 | 0 | 0 | 0 | 0 | 0 | 0 | 0 | 0 | 0 | 0 | 0 | 0 | 0 | 0 | 0 | 0 | 0 | 0 | 0 | 0 | 0 | 0 | 0 | 0 | 0 | 0 | 0 | 0 | 0 | 0 | 0 | 0 | 0 | 0 | 0 | 0 | 0 | 0 | 0 | 0 | 0 | 0 | 0 | 0 | 0 | 0 | 0 | 0 | 0 | 0 | 0 | 0 | 0 | 0 | 0 | 0 | 0 | 0 | 0 | 0 | 0 | 0 | 0 | 0 | 0 | 0 | 0 | 0 | 0 | 0 | 0 | 0 | 0 | 0 | 0 | 0 | 0 | 0 | 0 | 0 | 0 | 0 | 0 | 0 | 0 | 0 | 0 | 0 | 0 | 0 | 0 | 0 | 0 | 0 | 0 | 0 | 0 | 0 | 0 | 0 | 0 | 0 | 0 | 0 | 0 | 0 | 0 | 0 | 0 | 0 | 0 | 0 | 0 | 0 | 0 | 0 | 0 | 0 | 0 | 0 | 0 | 0 | 0 | 0 | 0 | 0 | 0 | 0 | 0 | 0 | 0 | 0 | 0 | 0 | 0 | 0 | 0 | 0 | 0 | 0 | 0 | 0 | 0 | 0 | 0 | 0 | 0 | 0 | 0 | 0 | 0 | 0 | 0 | 0 | 0 | 0 | 0 | 0 | 0 | 0 | 0 | 0 | 0 | 0 | 0 | 0 | 0 | 0 | 0 | 0 | 0 | 0 | 0 | 0 | 0 | 0 | 0 | 0 | 0 | 0 | 0 | 0 | 0 | 0 | 0 | 0 | 0 | 0 | 0 | 0 | 0 | 0 | 0 | 0 | 0 | 0 | 0 | 0 | 0 | 0 | 0 | 0 | 0 | 0 | 0 | 0 | 0 | 0 | 0 | 0 | 0 | 0 | 0 | 0 | 0 | 0 | 0 | 0 | 0 | 0 | 0 | 0 | 0 | 0 | 0 | 0 | 0 | 0 | 0 | 0 | 0 | 0 | 0 | 0 | 0 | 0 | 0 | 0 | 0 | 0 | 0 | 0 | 0 | 12.7384 | 12.7384 | 12.7384 | 12.7384 | 12.7384 | 12.7384 | 12.7384 | 12.7384 | 12.7384 | 12.7384 | 12.7384 | 12.7384 | 12.7384 | 12.7384 | 12.7384 | 12.7384 | 12.7384 | 12.7384 | 12.7384 | 12.7384 | 12.7384 | 12.7384 | 12.7384 | 12.7384 | 12.7384 | 6.3959 | 6.3959 | 6.3959 | 6.3959 | 6.3959 | 6.3959 | 6.3959 | 6.3959 | 6.3959 | 6.3959 | 6.3959 | 6.3959 | 6.3959 | 6.3959 | 6.3959 | 6.3959 | 6.3959 | 6.3959 | 6.3959 | 6.3959 | 6.3959 | 6.3959 | 6.3959 | 6.3959 | 6.3959
ID_Industrial_Industrial - ID_New_Process_Natural Gas_Process Boiler - Burner Control Optimization_A | ID | Industrial | Industrial - ID | New | Process | Natural Gas | Process Boiler - Burner Control Optimization | A | IIM125 | Average performance | Optimized burner controls | 18 | 2.3188 | 0 | 0 | 0.94 | 0 | 0 | 0 | 0.27803 | 0.45 | kBtuh heat | 5% | 85% | Discretionary | Retro3Slow | 84.16% | Process Boiler | 0% | 58.0552 |  | 29.149 |  | 0.00010243 | GBLR_O2TRM-Heating-ILTRM-v4.0-1 | GBLR_O2TRM-Heating-MEMD-2018-1 | GBLR_O2TRM-Heating-ILTRM-v4.0-1 | Average performance | Average performance | Average performance | Average performance | Average performance | Average performance | Average performance | Average performance | Average performance | Average performance | Average performance | Average performance | Average performance | Average performance | Average performance | Average performance | Average performance | Average performance | Average performance | Average performance | Average performance | Average performance | Average performance | Average performance | Average performance | Average performance | Average performance | Optimized burner controls | Optimized burner controls | Optimized burner controls | Optimized burner controls | Optimized burner controls | Optimized burner controls | Optimized burner controls | Optimized burner controls | Optimized burner controls | Optimized burner controls | Optimized burner controls | Optimized burner controls | Optimized burner controls | Optimized burner controls | Optimized burner controls | Optimized burner controls | Optimized burner controls | Optimized burner controls | Optimized burner controls | Optimized burner controls | Optimized burner controls | Optimized burner controls | Optimized burner controls | Optimized burner controls | Optimized burner controls | Optimized burner controls | Optimized burner controls | 0.94 | 0.94 | 0.94 | 0.94 | 0.94 | 0.94 | 0.94 | 0.94 | 0.94 | 0.94 | 0.94 | 0.94 | 0.94 | 0.94 | 0.94 | 0.94 | 0.94 | 0.94 | 0.94 | 0.94 | 0.94 | 0.94 | 0.94 | 0.94 | 0.94 | 0.94 | 0.94 | 0 | 0 | 2.3188 | 2.3188 | 2.3188 | 2.3188 | 2.3188 | 2.3188 | 2.3188 | 2.3188 | 2.3188 | 2.3188 | 2.3187 | 2.3187 | 2.3187 | 2.3187 | 2.3187 | 2.3187 | 2.3187 | 2.3187 | 2.3187 | 2.3187 | 2.3187 | 2.3187 | 2.3187 | 2.3188 | 2.3188 | 0.0001205 | 0.0012376 | 0.004467 | 0.011288 | 0.022809 | 0.039155 | 0.058866 | 0.079032 | 0.096068 | 0.10684 | 0.10959 | 0.10438 | 0.092828 | 0.077449 | 0.060869 | 0.045223 | 0.031861 | 0.021346 | 0.013513 | 0.0084197 | 0 | 0 | 0 | 0 | 0 | 0.0001205 | 0.0013581 | 0.0058251 | 0.017113 | 0.039921 | 0.079076 | 0.13794 | 0.21697 | 0.31304 | 0.41988 | 0.52946 | 0.63384 | 0.72667 | 0.80412 | 0.86498 | 0.91021 | 0.94207 | 0.96341 | 0.97693 | 0.98535 | 0.98535 | 0.98535 | 0.98535 | 0.98535 | 0.98535 | 0.051967 | 0.53372 | 1.9264 | 4.8678 | 9.8365 | 16.886 | 25.3868 | 34.0837 | 41.4311 | 46.0744 | 47.2612 | 45.0148 | 40.0337 | 33.4015 | 26.2509 | 19.5031 | 13.7407 | 9.2059 | 5.8278 | 3.6312 | 0 | 0 | 0 | 0 | 0 | 0.051967 | 0.58569 | 2.5121 | 7.38 | 17.2165 | 34.1025 | 59.4893 | 93.573 | 135.004 | 181.0785 | 228.3396 | 273.3544 | 313.3881 | 346.7896 | 373.0405 | 392.5436 | 406.2843 | 415.4902 | 421.318 | 424.9492 | 424.9492 | 424.9492 | 424.9492 | 424.9492 | 424.9492 | 0.00010243 | 0.001052 | 0.003797 | 0.0095944 | 0.019387 | 0.033282 | 0.050036 | 0.067177 | 0.081659 | 0.09081 | 0.093149 | 0.088722 | 0.078904 | 0.065832 | 0.051739 | 0.03844 | 0.027082 | 0.018144 | 0.011486 | 0.0071568 | 0 | 0 | 0 | 0 | 0 | 0.00010243 | 0.0011544 | 0.0049514 | 0.014546 | 0.033933 | 0.067215 | 0.11725 | 0.18443 | 0.26609 | 0.3569 | 0.45005 | 0.53877 | 0.61767 | 0.6835 | 0.73524 | 0.77368 | 0.80076 | 0.81891 | 0.83039 | 0.83755 | 0.83755 | 0.83755 | 0.83755 | 0.83755 | 0.83755 | 0.044172 | 0.45367 | 1.6375 | 4.1377 | 8.361 | 14.3531 | 21.5788 | 28.9711 | 35.2164 | 39.1633 | 40.172 | 38.2626 | 34.0286 | 28.3912 | 22.3133 | 16.5777 | 11.6796 | 7.825 | 4.9537 | 3.0865 | 0 | 0 | 0 | 0 | 0 | 0.044172 | 0.49784 | 2.1353 | 6.273 | 14.634 | 28.9871 | 50.5659 | 79.537 | 114.7534 | 153.9167 | 194.0887 | 232.3513 | 266.3799 | 294.7711 | 317.0844 | 333.6621 | 345.3416 | 353.1667 | 358.1203 | 361.2068 | 361.2068 | 361.2068 | 361.2068 | 361.2068 | 361.2068 | 0.00010243 | 0.001052 | 0.003797 | 0.0095944 | 0.019387 | 0.033282 | 0.050036 | 0.067177 | 0.081659 | 0.09081 | 0.093149 | 0.088722 | 0.078904 | 0.065832 | 0.051739 | 0.03844 | 0.027082 | 0.018144 | 0.011486 | 0.0071568 | 0 | 0 | 0 | 0 | 0 | 0.00010243 | 0.0011544 | 0.0049514 | 0.014546 | 0.033933 | 0.067215 | 0.11725 | 0.18443 | 0.26609 | 0.3569 | 0.45005 | 0.53877 | 0.61767 | 0.6835 | 0.73524 | 0.77368 | 0.80076 | 0.81891 | 0.83039 | 0.83755 | 0.83755 | 0.83755 | 0.83755 | 0.83755 | 0.83755 | 0.044172 | 0.45367 | 1.6375 | 4.1377 | 8.361 | 14.3531 | 21.5788 | 28.9711 | 35.2164 | 39.1633 | 40.172 | 38.2626 | 34.0286 | 28.3912 | 22.3133 | 16.5777 | 11.6796 | 7.825 | 4.9537 | 3.0865 | 0 | 0 | 0 | 0 | 0 | 0.044172 | 0.49784 | 2.1353 | 6.273 | 14.634 | 28.9871 | 50.5659 | 79.537 | 114.7534 | 153.9167 | 194.0887 | 232.3513 | 266.3799 | 294.7711 | 317.0844 | 333.6621 | 345.3416 | 353.1667 | 358.1203 | 361.2068 | 361.2068 | 361.2068 | 361.2068 | 361.2068 | 361.2068 | 0.00010243 | 0.001052 | 0.003797 | 0.0095944 | 0.019387 | 0.033282 | 0.050036 | 0.067177 | 0.081659 | 0.09081 | 0.093149 | 0.088722 | 0.078904 | 0.065832 | 0.051739 | 0.03844 | 0.027082 | 0.018144 | 0.011486 | 0.0071568 | 0 | 0 | 0 | 0 | 0 | 0.00010243 | 0.0011544 | 0.0049514 | 0.014546 | 0.033933 | 0.067215 | 0.11725 | 0.18443 | 0.26609 | 0.3569 | 0.45005 | 0.53877 | 0.61767 | 0.6835 | 0.73524 | 0.77368 | 0.80076 | 0.81891 | 0.83039 | 0.83755 | 0.83755 | 0.83755 | 0.83755 | 0.83755 | 0.83755 | 0.044172 | 0.45367 | 1.6375 | 4.1377 | 8.361 | 14.3531 | 21.5788 | 28.9711 | 35.2164 | 39.1633 | 40.172 | 38.2626 | 34.0286 | 28.3912 | 22.3133 | 16.5777 | 11.6796 | 7.825 | 4.9537 | 3.0865 | 0 | 0 | 0 | 0 | 0 | 0.044172 | 0.49784 | 2.1353 | 6.273 | 14.634 | 28.9871 | 50.5659 | 79.537 | 114.7534 | 153.9167 | 194.0887 | 232.3513 | 266.3799 | 294.7711 | 317.0844 | 333.6621 | 345.3416 | 353.1667 | 358.1203 | 361.2068 | 361.2068 | 361.2068 | 361.2068 | 361.2068 | 361.2068 | 58.0552 | 58.0552 | 58.0552 | 58.0552 | 58.0552 | 58.0552 | 58.0552 | 58.0552 | 58.0552 | 58.0552 | 58.0552 | 58.0552 | 58.0552 | 58.0552 | 58.0552 | 58.0552 | 58.0552 | 58.0552 | 58.0552 | 58.0552 | 58.0552 | 58.0552 | 58.0552 | 58.0552 | 58.0552 | 29.149 | 29.149 | 29.149 | 29.149 | 29.149 | 29.149 | 29.149 | 29.149 | 29.149 | 29.149 | 29.149 | 29.149 | 29.149 | 29.149 | 29.149 | 29.149 | 29.149 | 29.149 | 29.149 | 29.149 | 29.149 | 29.149 | 29.149 | 29.149 | 29.149
ID_Industrial_Industrial - ID_New_Process_Natural Gas_Process Boiler - Insulate Hot Water Lines_A | ID | Industrial | Industrial - ID | New | Process | Natural Gas | Process Boiler - Insulate Hot Water Lines | A | IIM126 | No insulation | Insulated water lines | 11 | 38.0063 | 0 | 0 | 26.08 | 0 | 0 | 0 | 0.27803 | 0.45 | boiler pipe | 100% | 100% | Discretionary | RetroEven20 | 80.75% | Process Boiler | 0% | 132.095 |  | 66.3237 |  | 0 | GBLR_PINS_HW-Heating-PGE-R7-1 | GBLR_PINS_HW-Heating-PGE-R7-1 | GBLR_PINS_HW-Heating-PGE-R7-1 | No insulation | No insulation | No insulation | No insulation | No insulation | No insulation | No insulation | No insulation | No insulation | No insulation | No insulation | No insulation | No insulation | No insulation | No insulation | No insulation | No insulation | No insulation | No insulation | No insulation | No insulation | No insulation | No insulation | No insulation | No insulation | No insulation | No insulation | Insulated water lines | Insulated water lines | Insulated water lines | Insulated water lines | Insulated water lines | Insulated water lines | Insulated water lines | Insulated water lines | Insulated water lines | Insulated water lines | Insulated water lines | Insulated water lines | Insulated water lines | Insulated water lines | Insulated water lines | Insulated water lines | Insulated water lines | Insulated water lines | Insulated water lines | Insulated water lines | Insulated water lines | Insulated water lines | Insulated water lines | Insulated water lines | Insulated water lines | Insulated water lines | Insulated water lines | 26.08 | 26.08 | 26.08 | 26.08 | 26.08 | 26.08 | 26.08 | 26.08 | 26.08 | 26.08 | 26.08 | 26.08 | 26.08 | 26.08 | 26.08 | 26.08 | 26.08 | 26.08 | 26.08 | 26.08 | 26.08 | 26.08 | 26.08 | 26.08 | 26.08 | 26.08 | 26.08 | 0 | 0 | 38.0053 | 38.0047 | 38.0028 | 37.9996 | 37.9946 | 37.9877 | 37.9792 | 37.9696 | 37.9597 | 37.9503 | 37.9422 | 37.9359 | 37.9316 | 37.9292 | 37.9286 | 37.9292 | 37.9307 | 37.9328 | 37.9352 | 37.9377 | 37.9406 | 37.9432 | 37.9455 | 37.9476 | 37.9496 | 0 | 0 | 0 | 0 | 0 | 0 | 0 | 0 | 0 | 0 | 0 | 0 | 0 | 0 | 0 | 0 | 0 | 0 | 0 | 0 | 0 | 0 | 0 | 0 | 0 | 0 | 0 | 0 | 0 | 0 | 0 | 0 | 0 | 0 | 0 | 0 | 0 | 0 | 0 | 0 | 0 | 0 | 0 | 0 | 0 | 0 | 0 | 0 | 0 | 0 | 0 | 0 | 0 | 0 | 0 | 0 | 0 | 0 | 0 | 0 | 0 | 0 | 0 | 0 | 0 | 0 | 0 | 0 | 0 | 0 | 0 | 0 | 0 | 0 | 0 | 0 | 0 | 0 | 0 | 0 | 0 | 0 | 0 | 0 | 0 | 0 | 0 | 0 | 0 | 0 | 0 | 0 | 0 | 0 | 0 | 0 | 0 | 0 | 0 | 0 | 0 | 0 | 0 | 0 | 0 | 0 | 0 | 0 | 0 | 0 | 0 | 0 | 0 | 0 | 0 | 0 | 0 | 0 | 0 | 0 | 0 | 0 | 0 | 0 | 0 | 0 | 0 | 0 | 0 | 0 | 0 | 0 | 0 | 0 | 0 | 0 | 0 | 0 | 0 | 0 | 0 | 0 | 0 | 0 | 0 | 0 | 0 | 0 | 0 | 0 | 0 | 0 | 0 | 0 | 0 | 0 | 0 | 0 | 0 | 0 | 0 | 0 | 0 | 0 | 0 | 0 | 0 | 0 | 0 | 0 | 0 | 0 | 0 | 0 | 0 | 0 | 0 | 0 | 0 | 0 | 0 | 0 | 0 | 0 | 0 | 0 | 0 | 0 | 0 | 0 | 0 | 0 | 0 | 0 | 0 | 0 | 0 | 0 | 0 | 0 | 0 | 0 | 0 | 0 | 0 | 0 | 0 | 0 | 0 | 0 | 0 | 0 | 0 | 0 | 0 | 0 | 0 | 0 | 0 | 0 | 0 | 0 | 0 | 0 | 0 | 0 | 0 | 0 | 0 | 0 | 0 | 0 | 0 | 0 | 0 | 0 | 0 | 0 | 0 | 0 | 0 | 0 | 0 | 0 | 0 | 0 | 0 | 0 | 0 | 0 | 0 | 0 | 0 | 0 | 0 | 0 | 0 | 0 | 0 | 0 | 0 | 0 | 0 | 0 | 0 | 0 | 0 | 0 | 0 | 0 | 0 | 0 | 0 | 0 | 0 | 0 | 0 | 0 | 0 | 0 | 0 | 0 | 0 | 0 | 0 | 0 | 0 | 0 | 0 | 0 | 0 | 0 | 0 | 0 | 0 | 0 | 0 | 0 | 0 | 0 | 0 | 0 | 0 | 0 | 0 | 0 | 0 | 0 | 0 | 0 | 0 | 0 | 0 | 0 | 0 | 0 | 0 | 0 | 0 | 0 | 0 | 0 | 0 | 0 | 0 | 0 | 0 | 0 | 0 | 0 | 0 | 0 | 0 | 0 | 0 | 0 | 0 | 0 | 0 | 0 | 0 | 0 | 0 | 0 | 0 | 0 | 0 | 0 | 0 | 0 | 0 | 0 | 0 | 0 | 0 | 0 | 0 | 0 | 0 | 0 | 0 | 0 | 0 | 0 | 0 | 0 | 0 | 0 | 0 | 0 | 0 | 0 | 0 | 0 | 0 | 0 | 0 | 0 | 0 | 0 | 0 | 0 | 0 | 0 | 0 | 0 | 0 | 0 | 0 | 0 | 0 | 0 | 0 | 0 | 0 | 0 | 0 | 0 | 0 | 0 | 132.095 | 132.095 | 132.095 | 132.095 | 132.095 | 132.095 | 132.095 | 132.095 | 132.095 | 132.095 | 132.095 | 132.095 | 132.095 | 132.095 | 132.095 | 132.095 | 132.095 | 132.095 | 132.095 | 132.095 | 132.095 | 132.095 | 132.095 | 132.095 | 132.095 | 66.3237 | 66.3237 | 66.3237 | 66.3237 | 66.3237 | 66.3237 | 66.3237 | 66.3237 | 66.3237 | 66.3237 | 66.3237 | 66.3237 | 66.3237 | 66.3237 | 66.3237 | 66.3237 | 66.3237 | 66.3237 | 66.3237 | 66.3237 | 66.3237 | 66.3237 | 66.3237 | 66.3237 | 66.3237
ID_Industrial_Industrial - ID_New_Process_Natural Gas_Process Boiler - Insulate Steam Lines/Condensate Tank_A | ID | Industrial | Industrial - ID | New | Process | Natural Gas | Process Boiler - Insulate Steam Lines/Condensate Tank | A | IIM127 | No insulation | Lines and condenstate tank insulated | 15 | 56.7725 | 0 | 0 | 13.96 | 0 | 0 | 0 | 0.27803 | 0.45 | boiler pipe | 100% | 100% | Discretionary | RetroEven20 | 80.75% | Process Boiler | 0% | 38.9246 |  | 19.5437 |  | 0 | GBLR_PINS-Heating-ILTRM-v4.0-1 | GBLR_PINS_STM-Heating-PGE-R7-1 | GBLR_PINS_STM-Heating-PGE-R7-1 | No insulation | No insulation | No insulation | No insulation | No insulation | No insulation | No insulation | No insulation | No insulation | No insulation | No insulation | No insulation | No insulation | No insulation | No insulation | No insulation | No insulation | No insulation | No insulation | No insulation | No insulation | No insulation | No insulation | No insulation | No insulation | No insulation | No insulation | Lines and condenstate tank insulated | Lines and condenstate tank insulated | Lines and condenstate tank insulated | Lines and condenstate tank insulated | Lines and condenstate tank insulated | Lines and condenstate tank insulated | Lines and condenstate tank insulated | Lines and condenstate tank insulated | Lines and condenstate tank insulated | Lines and condenstate tank insulated | Lines and condenstate tank insulated | Lines and condenstate tank insulated | Lines and condenstate tank insulated | Lines and condenstate tank insulated | Lines and condenstate tank insulated | Lines and condenstate tank insulated | Lines and condenstate tank insulated | Lines and condenstate tank insulated | Lines and condenstate tank insulated | Lines and condenstate tank insulated | Lines and condenstate tank insulated | Lines and condenstate tank insulated | Lines and condenstate tank insulated | Lines and condenstate tank insulated | Lines and condenstate tank insulated | Lines and condenstate tank insulated | Lines and condenstate tank insulated | 13.96 | 13.96 | 13.96 | 13.96 | 13.96 | 13.96 | 13.96 | 13.96 | 13.96 | 13.96 | 13.96 | 13.96 | 13.96 | 13.96 | 13.96 | 13.96 | 13.96 | 13.96 | 13.96 | 13.96 | 13.96 | 13.96 | 13.96 | 13.96 | 13.96 | 13.96 | 13.96 | 0 | 0 | 56.772 | 56.772 | 56.7717 | 56.7715 | 56.7713 | 56.771 | 56.7708 | 56.7706 | 56.7705 | 56.7704 | 56.7703 | 56.7703 | 56.7702 | 56.7702 | 56.7701 | 56.7701 | 56.7701 | 56.77 | 56.77 | 56.77 | 56.7701 | 56.7702 | 56.7703 | 56.7704 | 56.7705 | 0 | 0 | 0 | 0 | 0 | 0 | 0 | 0 | 0 | 0 | 0 | 0 | 0 | 0 | 0 | 0 | 0 | 0 | 0 | 0 | 0 | 0 | 0 | 0 | 0 | 0 | 0 | 0 | 0 | 0 | 0 | 0 | 0 | 0 | 0 | 0 | 0 | 0 | 0 | 0 | 0 | 0 | 0 | 0 | 0 | 0 | 0 | 0 | 0 | 0 | 0 | 0 | 0 | 0 | 0 | 0 | 0 | 0 | 0 | 0 | 0 | 0 | 0 | 0 | 0 | 0 | 0 | 0 | 0 | 0 | 0 | 0 | 0 | 0 | 0 | 0 | 0 | 0 | 0 | 0 | 0 | 0 | 0 | 0 | 0 | 0 | 0 | 0 | 0 | 0 | 0 | 0 | 0 | 0 | 0 | 0 | 0 | 0 | 0 | 0 | 0 | 0 | 0 | 0 | 0 | 0 | 0 | 0 | 0 | 0 | 0 | 0 | 0 | 0 | 0 | 0 | 0 | 0 | 0 | 0 | 0 | 0 | 0 | 0 | 0 | 0 | 0 | 0 | 0 | 0 | 0 | 0 | 0 | 0 | 0 | 0 | 0 | 0 | 0 | 0 | 0 | 0 | 0 | 0 | 0 | 0 | 0 | 0 | 0 | 0 | 0 | 0 | 0 | 0 | 0 | 0 | 0 | 0 | 0 | 0 | 0 | 0 | 0 | 0 | 0 | 0 | 0 | 0 | 0 | 0 | 0 | 0 | 0 | 0 | 0 | 0 | 0 | 0 | 0 | 0 | 0 | 0 | 0 | 0 | 0 | 0 | 0 | 0 | 0 | 0 | 0 | 0 | 0 | 0 | 0 | 0 | 0 | 0 | 0 | 0 | 0 | 0 | 0 | 0 | 0 | 0 | 0 | 0 | 0 | 0 | 0 | 0 | 0 | 0 | 0 | 0 | 0 | 0 | 0 | 0 | 0 | 0 | 0 | 0 | 0 | 0 | 0 | 0 | 0 | 0 | 0 | 0 | 0 | 0 | 0 | 0 | 0 | 0 | 0 | 0 | 0 | 0 | 0 | 0 | 0 | 0 | 0 | 0 | 0 | 0 | 0 | 0 | 0 | 0 | 0 | 0 | 0 | 0 | 0 | 0 | 0 | 0 | 0 | 0 | 0 | 0 | 0 | 0 | 0 | 0 | 0 | 0 | 0 | 0 | 0 | 0 | 0 | 0 | 0 | 0 | 0 | 0 | 0 | 0 | 0 | 0 | 0 | 0 | 0 | 0 | 0 | 0 | 0 | 0 | 0 | 0 | 0 | 0 | 0 | 0 | 0 | 0 | 0 | 0 | 0 | 0 | 0 | 0 | 0 | 0 | 0 | 0 | 0 | 0 | 0 | 0 | 0 | 0 | 0 | 0 | 0 | 0 | 0 | 0 | 0 | 0 | 0 | 0 | 0 | 0 | 0 | 0 | 0 | 0 | 0 | 0 | 0 | 0 | 0 | 0 | 0 | 0 | 0 | 0 | 0 | 0 | 0 | 0 | 0 | 0 | 0 | 0 | 0 | 0 | 0 | 0 | 0 | 0 | 0 | 0 | 0 | 0 | 0 | 0 | 0 | 0 | 0 | 0 | 0 | 0 | 0 | 0 | 0 | 0 | 0 | 0 | 0 | 0 | 0 | 0 | 0 | 0 | 0 | 0 | 0 | 0 | 0 | 0 | 0 | 0 | 0 | 0 | 0 | 0 | 0 | 0 | 0 | 0 | 0 | 0 | 38.9246 | 38.9246 | 38.9246 | 38.9246 | 38.9246 | 38.9246 | 38.9246 | 38.9246 | 38.9246 | 38.9246 | 38.9246 | 38.9246 | 38.9246 | 38.9246 | 38.9246 | 38.9246 | 38.9246 | 38.9246 | 38.9246 | 38.9246 | 38.9246 | 38.9246 | 38.9246 | 38.9246 | 38.9246 | 19.5437 | 19.5437 | 19.5437 | 19.5437 | 19.5437 | 19.5437 | 19.5437 | 19.5437 | 19.5437 | 19.5437 | 19.5437 | 19.5437 | 19.5437 | 19.5437 | 19.5437 | 19.5437 | 19.5437 | 19.5437 | 19.5437 | 19.5437 | 19.5437 | 19.5437 | 19.5437 | 19.5437 | 19.5437
ID_Industrial_Industrial - ID_New_Process_Natural Gas_Process Boiler - Stack Economizer_A | ID | Industrial | Industrial - ID | New | Process | Natural Gas | Process Boiler - Stack Economizer | A | IIM128 | None | Economizer installed | 15 | 7.6762 | 0 | 0 | 10.35 | 0 | 0 | 0 | 0.27803 | 0.45 | kBtuh Heat | 15% | 55% | Discretionary | Retro12Med | 75.44% | Process Boiler | 0% | 213.4388 |  | 107.1658 |  | 0.0033516 | IL TRM - CI-HVC-BECO-V01-150601 | IL TRM - CI-HVC-BECO-V01-150601 | IL TRM - CI-HVC-BECO-V01-150601 | None | None | None | None | None | None | None | None | None | None | None | None | None | None | None | None | None | None | None | None | None | None | None | None | None | None | None | Economizer installed | Economizer installed | Economizer installed | Economizer installed | Economizer installed | Economizer installed | Economizer installed | Economizer installed | Economizer installed | Economizer installed | Economizer installed | Economizer installed | Economizer installed | Economizer installed | Economizer installed | Economizer installed | Economizer installed | Economizer installed | Economizer installed | Economizer installed | Economizer installed | Economizer installed | Economizer installed | Economizer installed | Economizer installed | Economizer installed | Economizer installed | 10.35 | 10.35 | 10.35 | 10.35 | 10.35 | 10.35 | 10.35 | 10.35 | 10.35 | 10.35 | 10.35 | 10.35 | 10.35 | 10.35 | 10.35 | 10.35 | 10.35 | 10.35 | 10.35 | 10.35 | 10.35 | 10.35 | 10.35 | 10.35 | 10.35 | 10.35 | 10.35 | 0 | 0 | 7.6752 | 7.6752 | 7.6747 | 7.674 | 7.6731 | 7.6718 | 7.6701 | 7.6683 | 7.6663 | 7.6645 | 7.6628 | 7.6616 | 7.6608 | 7.6603 | 7.6602 | 7.6603 | 7.6607 | 7.6611 | 7.6616 | 7.6621 | 7.6627 | 7.6632 | 7.6637 | 7.6641 | 7.6645 | 0.0039429 | 0.025762 | 0.04649 | 0.067122 | 0.087183 | 0.096196 | 0.090887 | 0.083652 | 0.075518 | 0.067169 | 0.059044 | 0.051409 | 0.044409 | 0.038108 | 0.032517 | 0.023675 | 0 | 0 | 0 | 0 | 0 | 0 | 0 | 0 | 0 | 0.0039429 | 0.029705 | 0.076193 | 0.14331 | 0.23047 | 0.32663 | 0.41745 | 0.501 | 0.57639 | 0.64342 | 0.70233 | 0.75362 | 0.79795 | 0.83601 | 0.86851 | 0.8922 | 0.89224 | 0.89229 | 0.89235 | 0.89241 | 0.89248 | 0.89254 | 0.89259 | 0.89265 | 0.89269 | 0.51373 | 3.3565 | 6.0576 | 8.7466 | 11.3621 | 12.539 | 11.8494 | 10.9088 | 9.8506 | 8.7637 | 7.7052 | 6.7099 | 5.7969 | 4.9748 | 4.2449 | 3.0906 | 0 | 0 | 0 | 0 | 0 | 0 | 0 | 0 | 0 | 0.51373 | 3.8703 | 9.9278 | 18.6745 | 30.0366 | 42.5756 | 54.425 | 65.3339 | 75.1845 | 83.9482 | 91.6534 | 98.3633 | 104.1603 | 109.135 | 113.3799 | 116.4705 | 116.4705 | 116.4705 | 116.4705 | 116.4705 | 116.4705 | 116.4705 | 116.4705 | 116.4705 | 116.4705 | 0.0033516 | 0.021898 | 0.039518 | 0.057056 | 0.07411 | 0.081774 | 0.077263 | 0.071115 | 0.064203 | 0.057107 | 0.0502 | 0.04371 | 0.037759 | 0.032402 | 0.027648 | 0.02013 | 0 | 0 | 0 | 0 | 0 | 0 | 0 | 0 | 0 | 0.0033516 | 0.02525 | 0.064766 | 0.12182 | 0.19592 | 0.27766 | 0.35487 | 0.42591 | 0.49002 | 0.54703 | 0.59713 | 0.64076 | 0.67846 | 0.71083 | 0.73847 | 0.75861 | 0.75863 | 0.75867 | 0.75871 | 0.75876 | 0.75881 | 0.75885 | 0.75889 | 0.75893 | 0.75896 | 0.43667 | 2.853 | 5.1489 | 7.4346 | 9.6578 | 10.6581 | 10.072 | 9.2725 | 8.373 | 7.4491 | 6.5494 | 5.7034 | 4.9274 | 4.2286 | 3.6082 | 2.627 | 0 | 0 | 0 | 0 | 0 | 0 | 0 | 0 | 0 | 0.43667 | 3.2897 | 8.4387 | 15.8733 | 25.5311 | 36.1893 | 46.2613 | 55.5338 | 63.9068 | 71.3559 | 77.9054 | 83.6088 | 88.5362 | 92.7648 | 96.373 | 98.9999 | 98.9999 | 98.9999 | 98.9999 | 98.9999 | 98.9999 | 98.9999 | 98.9999 | 98.9999 | 98.9999 | 0.0033516 | 0.021898 | 0.039518 | 0.057056 | 0.07411 | 0.081774 | 0.077263 | 0.071115 | 0.064203 | 0.057107 | 0.0502 | 0.04371 | 0.037759 | 0.032402 | 0.027648 | 0.02013 | 0 | 0 | 0 | 0 | 0 | 0 | 0 | 0 | 0 | 0.0033516 | 0.02525 | 0.064766 | 0.12182 | 0.19592 | 0.27766 | 0.35487 | 0.42591 | 0.49002 | 0.54703 | 0.59713 | 0.64076 | 0.67846 | 0.71083 | 0.73847 | 0.75861 | 0.75863 | 0.75867 | 0.75871 | 0.75876 | 0.75881 | 0.75885 | 0.75889 | 0.75893 | 0.75896 | 0.43667 | 2.853 | 5.1489 | 7.4346 | 9.6578 | 10.6581 | 10.072 | 9.2725 | 8.373 | 7.4491 | 6.5494 | 5.7034 | 4.9274 | 4.2286 | 3.6082 | 2.627 | 0 | 0 | 0 | 0 | 0 | 0 | 0 | 0 | 0 | 0.43667 | 3.2897 | 8.4387 | 15.8733 | 25.5311 | 36.1893 | 46.2613 | 55.5338 | 63.9068 | 71.3559 | 77.9054 | 83.6088 | 88.5362 | 92.7648 | 96.373 | 98.9999 | 98.9999 | 98.9999 | 98.9999 | 98.9999 | 98.9999 | 98.9999 | 98.9999 | 98.9999 | 98.9999 | 0.0033516 | 0.021898 | 0.039518 | 0.057056 | 0.07411 | 0.081774 | 0.077263 | 0.071115 | 0.064203 | 0.057107 | 0.0502 | 0.04371 | 0.037759 | 0.032402 | 0.027648 | 0.02013 | 0 | 0 | 0 | 0 | 0 | 0 | 0 | 0 | 0 | 0.0033516 | 0.02525 | 0.064766 | 0.12182 | 0.19592 | 0.27766 | 0.35487 | 0.42591 | 0.49002 | 0.54703 | 0.59713 | 0.64076 | 0.67846 | 0.71083 | 0.73847 | 0.75861 | 0.75863 | 0.75867 | 0.75871 | 0.75876 | 0.75881 | 0.75885 | 0.75889 | 0.75893 | 0.75896 | 0.43667 | 2.853 | 5.1489 | 7.4346 | 9.6578 | 10.6581 | 10.072 | 9.2725 | 8.373 | 7.4491 | 6.5494 | 5.7034 | 4.9274 | 4.2286 | 3.6082 | 2.627 | 0 | 0 | 0 | 0 | 0 | 0 | 0 | 0 | 0 | 0.43667 | 3.2897 | 8.4387 | 15.8733 | 25.5311 | 36.1893 | 46.2613 | 55.5338 | 63.9068 | 71.3559 | 77.9054 | 83.6088 | 88.5362 | 92.7648 | 96.373 | 98.9999 | 98.9999 | 98.9999 | 98.9999 | 98.9999 | 98.9999 | 98.9999 | 98.9999 | 98.9999 | 98.9999 | 213.4388 | 213.4388 | 213.4388 | 213.4388 | 213.4388 | 213.4388 | 213.4388 | 213.4388 | 213.4388 | 213.4388 | 213.4388 | 213.4388 | 213.4388 | 213.4388 | 213.4388 | 213.4388 | 213.4388 | 213.4388 | 213.4388 | 213.4388 | 213.4388 | 213.4388 | 213.4388 | 213.4388 | 213.4388 | 107.1658 | 107.1658 | 107.1658 | 107.1658 | 107.1658 | 107.1658 | 107.1658 | 107.1658 | 107.1658 | 107.1658 | 107.1658 | 107.1658 | 107.1658 | 107.1658 | 107.1658 | 107.1658 | 107.1658 | 107.1658 | 107.1658 | 107.1658 | 107.1658 | 107.1658 | 107.1658 | 107.1658 | 107.1658
ID_Industrial_Industrial - ID_New_Process_Natural Gas_Process Boiler - Steam Trap Replacement_A | ID | Industrial | Industrial - ID | New | Process | Natural Gas | Process Boiler - Steam Trap Replacement | A | IIM129 | Degrade performance | Cleaning and maintenance | 6 | 343744.5378 | 0 | 0 | 89.84 | 0 | 0 | 0 | 0.27803 | 0.45 | perBLDg | 0% | 10% | Discretionary | RetroEven20 | 80.75% | Process Boiler | 0% | 0.079285 |  | 0.039808 |  | 4.4486e-05 | IL TRM v9, Section 4.4.16 | IL TRM v9, Section 4.4.16 | IL TRM - CI-HVC-STRE-V06-200101 | Degrade performance | Degrade performance | Degrade performance | Degrade performance | Degrade performance | Degrade performance | Degrade performance | Degrade performance | Degrade performance | Degrade performance | Degrade performance | Degrade performance | Degrade performance | Degrade performance | Degrade performance | Degrade performance | Degrade performance | Degrade performance | Degrade performance | Degrade performance | Degrade performance | Degrade performance | Degrade performance | Degrade performance | Degrade performance | Degrade performance | Degrade performance | Cleaning and maintenance | Cleaning and maintenance | Cleaning and maintenance | Cleaning and maintenance | Cleaning and maintenance | Cleaning and maintenance | Cleaning and maintenance | Cleaning and maintenance | Cleaning and maintenance | Cleaning and maintenance | Cleaning and maintenance | Cleaning and maintenance | Cleaning and maintenance | Cleaning and maintenance | Cleaning and maintenance | Cleaning and maintenance | Cleaning and maintenance | Cleaning and maintenance | Cleaning and maintenance | Cleaning and maintenance | Cleaning and maintenance | Cleaning and maintenance | Cleaning and maintenance | Cleaning and maintenance | Cleaning and maintenance | Cleaning and maintenance | Cleaning and maintenance | 89.84 | 89.84 | 89.84 | 89.84 | 89.84 | 89.84 | 89.84 | 89.84 | 89.84 | 89.84 | 89.84 | 89.84 | 89.84 | 89.84 | 89.84 | 89.84 | 89.84 | 89.84 | 89.84 | 89.84 | 89.84 | 89.84 | 89.84 | 89.84 | 89.84 | 89.84 | 89.84 | 0 | 0 | 343744.5378 | 343744.5378 | 343744.5378 | 343744.5378 | 343744.5378 | 343744.5378 | 343744.5378 | 343744.5378 | 343744.5378 | 343744.5378 | 343744.5378 | 343744.5378 | 343744.5378 | 343744.5378 | 343744.5378 | 343744.5378 | 343744.5378 | 343744.5378 | 343744.5378 | 343744.5378 | 343744.5378 | 343744.5378 | 343744.5378 | 343744.5378 | 343744.5378 | 5.2337e-05 | 0.00034195 | 0.00061713 | 0.00089108 | 0.0011575 | 0.0014194 | 0.0016243 | 0.0015875 | 0.0015607 | 0.0015308 | 0.0015042 | 0.0014781 | 0.0014523 | 0.0014271 | 0.0014022 | 0.0013778 | 0.0013538 | 0.0013303 | 0.0012547 | 0.00094236 | 0 | 0 | 0 | 0 | 0 | 5.2337e-05 | 0.00039429 | 0.0010114 | 0.0019025 | 0.00306 | 0.0044794 | 0.0061037 | 0.0076912 | 0.0092519 | 0.010783 | 0.012287 | 0.013765 | 0.015217 | 0.016644 | 0.018047 | 0.019425 | 0.020778 | 0.022109 | 0.023363 | 0.024306 | 0.024306 | 0.024306 | 0.024306 | 0.024306 | 0.024306 | 1.5226e-07 | 9.9479e-07 | 1.7953e-06 | 2.5923e-06 | 3.3675e-06 | 4.1291e-06 | 4.7253e-06 | 4.6182e-06 | 4.5403e-06 | 4.4534e-06 | 4.376e-06 | 4.2999e-06 | 4.225e-06 | 4.1515e-06 | 4.0793e-06 | 4.0083e-06 | 3.9385e-06 | 3.8699e-06 | 3.6502e-06 | 2.7415e-06 | 0 | 0 | 0 | 0 | 0 | 1.5226e-07 | 1.147e-06 | 2.9424e-06 | 5.5346e-06 | 8.9021e-06 | 1.3031e-05 | 1.7757e-05 | 2.2375e-05 | 2.6915e-05 | 3.1369e-05 | 3.5745e-05 | 4.0044e-05 | 4.4269e-05 | 4.8421e-05 | 5.25e-05 | 5.6509e-05 | 6.0447e-05 | 6.4317e-05 | 6.7967e-05 | 7.0709e-05 | 7.0709e-05 | 7.0709e-05 | 7.0709e-05 | 7.0709e-05 | 7.0709e-05 | 4.4486e-05 | 0.00029066 | 0.00052456 | 0.00075742 | 0.00098391 | 0.0012065 | 0.0013807 | 0.0013494 | 0.0013266 | 0.0013012 | 0.0012786 | 0.0012563 | 0.0012345 | 0.001213 | 0.0011919 | 0.0011711 | 0.0011508 | 0.0011307 | 0.0010665 | 0.00080101 | 0 | 0 | 0 | 0 | 0 | 4.4486e-05 | 0.00033515 | 0.00085971 | 0.0016171 | 0.002601 | 0.0038075 | 0.0051882 | 0.0065375 | 0.0078641 | 0.0091654 | 0.010444 | 0.0117 | 0.012935 | 0.014148 | 0.01534 | 0.016511 | 0.017662 | 0.018792 | 0.019859 | 0.02066 | 0.02066 | 0.02066 | 0.02066 | 0.02066 | 0.02066 | 1.2942e-07 | 8.4557e-07 | 1.526e-06 | 2.2034e-06 | 2.8623e-06 | 3.5098e-06 | 4.0165e-06 | 3.9255e-06 | 3.8593e-06 | 3.7854e-06 | 3.7196e-06 | 3.6549e-06 | 3.5913e-06 | 3.5288e-06 | 3.4674e-06 | 3.407e-06 | 3.3477e-06 | 3.2894e-06 | 3.1027e-06 | 2.3302e-06 | 0 | 0 | 0 | 0 | 0 | 1.2942e-07 | 9.7499e-07 | 2.501e-06 | 4.7044e-06 | 7.5668e-06 | 1.1077e-05 | 1.5093e-05 | 1.9019e-05 | 2.2878e-05 | 2.6663e-05 | 3.0383e-05 | 3.4038e-05 | 3.7629e-05 | 4.1158e-05 | 4.4625e-05 | 4.8032e-05 | 5.138e-05 | 5.4669e-05 | 5.7772e-05 | 6.0102e-05 | 6.0102e-05 | 6.0102e-05 | 6.0102e-05 | 6.0102e-05 | 6.0102e-05 | 4.4486e-05 | 0.00029066 | 0.00052456 | 0.00075742 | 0.00098391 | 0.0012065 | 0.0013807 | 0.0013494 | 0.0013266 | 0.0013012 | 0.0012786 | 0.0012563 | 0.0012345 | 0.001213 | 0.0011919 | 0.0011711 | 0.0011508 | 0.0011307 | 0.0010665 | 0.00080101 | 0 | 0 | 0 | 0 | 0 | 4.4486e-05 | 0.00033515 | 0.00085971 | 0.0016171 | 0.002601 | 0.0038075 | 0.0051882 | 0.0065375 | 0.0078641 | 0.0091654 | 0.010444 | 0.0117 | 0.012935 | 0.014148 | 0.01534 | 0.016511 | 0.017662 | 0.018792 | 0.019859 | 0.02066 | 0.02066 | 0.02066 | 0.02066 | 0.02066 | 0.02066 | 1.2942e-07 | 8.4557e-07 | 1.526e-06 | 2.2034e-06 | 2.8623e-06 | 3.5098e-06 | 4.0165e-06 | 3.9255e-06 | 3.8593e-06 | 3.7854e-06 | 3.7196e-06 | 3.6549e-06 | 3.5913e-06 | 3.5288e-06 | 3.4674e-06 | 3.407e-06 | 3.3477e-06 | 3.2894e-06 | 3.1027e-06 | 2.3302e-06 | 0 | 0 | 0 | 0 | 0 | 1.2942e-07 | 9.7499e-07 | 2.501e-06 | 4.7044e-06 | 7.5668e-06 | 1.1077e-05 | 1.5093e-05 | 1.9019e-05 | 2.2878e-05 | 2.6663e-05 | 3.0383e-05 | 3.4038e-05 | 3.7629e-05 | 4.1158e-05 | 4.4625e-05 | 4.8032e-05 | 5.138e-05 | 5.4669e-05 | 5.7772e-05 | 6.0102e-05 | 6.0102e-05 | 6.0102e-05 | 6.0102e-05 | 6.0102e-05 | 6.0102e-05 | 4.4486e-05 | 0.00029066 | 0.00052456 | 0.00075742 | 0.00098391 | 0.0012065 | 0.0013807 | 0.0013494 | 0.0013266 | 0.0013012 | 0.0012786 | 0.0012563 | 0.0012345 | 0.001213 | 0.0011919 | 0.0011711 | 0.0011508 | 0.0011307 | 0.0010665 | 0.00080101 | 0 | 0 | 0 | 0 | 0 | 4.4486e-05 | 0.00033515 | 0.00085971 | 0.0016171 | 0.002601 | 0.0038075 | 0.0051882 | 0.0065375 | 0.0078641 | 0.0091654 | 0.010444 | 0.0117 | 0.012935 | 0.014148 | 0.01534 | 0.016511 | 0.017662 | 0.018792 | 0.019859 | 0.02066 | 0.02066 | 0.02066 | 0.02066 | 0.02066 | 0.02066 | 1.2942e-07 | 8.4557e-07 | 1.526e-06 | 2.2034e-06 | 2.8623e-06 | 3.5098e-06 | 4.0165e-06 | 3.9255e-06 | 3.8593e-06 | 3.7854e-06 | 3.7196e-06 | 3.6549e-06 | 3.5913e-06 | 3.5288e-06 | 3.4674e-06 | 3.407e-06 | 3.3477e-06 | 3.2894e-06 | 3.1027e-06 | 2.3302e-06 | 0 | 0 | 0 | 0 | 0 | 1.2942e-07 | 9.7499e-07 | 2.501e-06 | 4.7044e-06 | 7.5668e-06 | 1.1077e-05 | 1.5093e-05 | 1.9019e-05 | 2.2878e-05 | 2.6663e-05 | 3.0383e-05 | 3.4038e-05 | 3.7629e-05 | 4.1158e-05 | 4.4625e-05 | 4.8032e-05 | 5.138e-05 | 5.4669e-05 | 5.7772e-05 | 6.0102e-05 | 6.0102e-05 | 6.0102e-05 | 6.0102e-05 | 6.0102e-05 | 6.0102e-05 | 0.079285 | 0.079285 | 0.079285 | 0.079285 | 0.079285 | 0.079285 | 0.079285 | 0.079285 | 0.079285 | 0.079285 | 0.079285 | 0.079285 | 0.079285 | 0.079285 | 0.079285 | 0.079285 | 0.079285 | 0.079285 | 0.079285 | 0.079285 | 0.079285 | 0.079285 | 0.079285 | 0.079285 | 0.079285 | 0.039808 | 0.039808 | 0.039808 | 0.039808 | 0.039808 | 0.039808 | 0.039808 | 0.039808 | 0.039808 | 0.039808 | 0.039808 | 0.039808 | 0.039808 | 0.039808 | 0.039808 | 0.039808 | 0.039808 | 0.039808 | 0.039808 | 0.039808 | 0.039808 | 0.039808 | 0.039808 | 0.039808 | 0.039808
ID_Industrial_Industrial - ID_New_Process_Natural Gas_Process Boiler - Maintenance_A | ID | Industrial | Industrial - ID | New | Process | Natural Gas | Process Boiler - Maintenance | A | IIM130 | Degrade performance | General cleaning and maintenance | 3 | 4.7976 | 0 | 0 | 0.95 | 0 | 0 | 0 | 0.27803 | 0.45 | kBtuh Heat | 5% | 10% | Discretionary | Retro20Fast | 65.82% | Process Boiler | 0% | 109.2289 |  | 54.8429 |  | 0.00052959 | GBLR_MNT-Heating-ILTRM-v4.0-43 | GBLR_MNT-Heating-ILTRM-v4.0-43 | GBLR_MNT-Heating-ILTRM-v4.0-1 | Degrade performance | Degrade performance | Degrade performance | Degrade performance | Degrade performance | Degrade performance | Degrade performance | Degrade performance | Degrade performance | Degrade performance | Degrade performance | Degrade performance | Degrade performance | Degrade performance | Degrade performance | Degrade performance | Degrade performance | Degrade performance | Degrade performance | Degrade performance | Degrade performance | Degrade performance | Degrade performance | Degrade performance | Degrade performance | Degrade performance | Degrade performance | General cleaning and maintenance | General cleaning and maintenance | General cleaning and maintenance | General cleaning and maintenance | General cleaning and maintenance | General cleaning and maintenance | General cleaning and maintenance | General cleaning and maintenance | General cleaning and maintenance | General cleaning and maintenance | General cleaning and maintenance | General cleaning and maintenance | General cleaning and maintenance | General cleaning and maintenance | General cleaning and maintenance | General cleaning and maintenance | General cleaning and maintenance | General cleaning and maintenance | General cleaning and maintenance | General cleaning and maintenance | General cleaning and maintenance | General cleaning and maintenance | General cleaning and maintenance | General cleaning and maintenance | General cleaning and maintenance | General cleaning and maintenance | General cleaning and maintenance | 0.95 | 0.95 | 0.95 | 0.95 | 0.95 | 0.95 | 0.95 | 0.95 | 0.95 | 0.95 | 0.95 | 0.95 | 0.95 | 0.95 | 0.95 | 0.95 | 0.95 | 0.95 | 0.95 | 0.95 | 0.95 | 0.95 | 0.95 | 0.95 | 0.95 | 0.95 | 0.95 | 0 | 0 | 4.7975 | 4.7974 | 4.7972 | 4.7967 | 4.7961 | 4.7953 | 4.7942 | 4.793 | 4.7917 | 4.7905 | 4.7895 | 4.7887 | 4.7882 | 4.7879 | 4.7878 | 4.7879 | 4.7881 | 4.7883 | 4.7886 | 4.7889 | 4.7893 | 4.7896 | 4.7899 | 4.7902 | 4.7904 | 0.00062305 | 0.0028533 | 0.0035645 | 0.0033851 | 0.0017087 | 0.0012757 | 0.0008897 | 0.00022707 | 0 | 0 | 0 | 0 | 0 | 0 | 0 | 0 | 0 | 0 | 0 | 0 | 0 | 0 | 0 | 0 | 0 | 0.00062305 | 0.0034763 | 0.0070407 | 0.010425 | 0.012132 | 0.013406 | 0.014293 | 0.014516 | 0.014512 | 0.014509 | 0.014506 | 0.014503 | 0.014502 | 0.014501 | 0.0145 | 0.014501 | 0.014501 | 0.014502 | 0.014503 | 0.014504 | 0.014505 | 0.014506 | 0.014507 | 0.014508 | 0.014508 | 0.12987 | 0.59475 | 0.74305 | 0.70571 | 0.35626 | 0.26603 | 0.18558 | 0.047376 | 0 | 0 | 0 | 0 | 0 | 0 | 0 | 0 | 0 | 0 | 0 | 0 | 0 | 0 | 0 | 0 | 0 | 0.12987 | 0.72462 | 1.4677 | 2.1734 | 2.5296 | 2.7957 | 2.9813 | 3.0286 | 3.0286 | 3.0286 | 3.0286 | 3.0286 | 3.0286 | 3.0286 | 3.0286 | 3.0286 | 3.0286 | 3.0286 | 3.0286 | 3.0286 | 3.0286 | 3.0286 | 3.0286 | 3.0286 | 3.0286 | 0.00052959 | 0.0024253 | 0.0030299 | 0.0028774 | 0.0014524 | 0.0010844 | 0.00075633 | 0.00019304 | 0 | 0 | 0 | 0 | 0 | 0 | 0 | 0 | 0 | 0 | 0 | 0 | 0 | 0 | 0 | 0 | 0 | 0.00052959 | 0.0029549 | 0.0059846 | 0.0088616 | 0.010313 | 0.011396 | 0.01215 | 0.01234 | 0.012338 | 0.012335 | 0.012333 | 0.012331 | 0.01233 | 0.012329 | 0.012329 | 0.012329 | 0.01233 | 0.01233 | 0.012331 | 0.012332 | 0.012332 | 0.012333 | 0.012334 | 0.012334 | 0.012335 | 0.11039 | 0.50554 | 0.63159 | 0.59985 | 0.30282 | 0.22613 | 0.15774 | 0.04027 | 0 | 0 | 0 | 0 | 0 | 0 | 0 | 0 | 0 | 0 | 0 | 0 | 0 | 0 | 0 | 0 | 0 | 0.11039 | 0.61593 | 1.2475 | 1.8474 | 2.1502 | 2.3763 | 2.5341 | 2.5743 | 2.5743 | 2.5743 | 2.5743 | 2.5743 | 2.5743 | 2.5743 | 2.5743 | 2.5743 | 2.5743 | 2.5743 | 2.5743 | 2.5743 | 2.5743 | 2.5743 | 2.5743 | 2.5743 | 2.5743 | 0.00052959 | 0.0024253 | 0.0030299 | 0.0028774 | 0.0014524 | 0.0010844 | 0.00075633 | 0.00019304 | 0 | 0 | 0 | 0 | 0 | 0 | 0 | 0 | 0 | 0 | 0 | 0 | 0 | 0 | 0 | 0 | 0 | 0.00052959 | 0.0029549 | 0.0059846 | 0.0088616 | 0.010313 | 0.011396 | 0.01215 | 0.01234 | 0.012338 | 0.012335 | 0.012333 | 0.012331 | 0.01233 | 0.012329 | 0.012329 | 0.012329 | 0.01233 | 0.01233 | 0.012331 | 0.012332 | 0.012332 | 0.012333 | 0.012334 | 0.012334 | 0.012335 | 0.11039 | 0.50554 | 0.63159 | 0.59985 | 0.30282 | 0.22613 | 0.15774 | 0.04027 | 0 | 0 | 0 | 0 | 0 | 0 | 0 | 0 | 0 | 0 | 0 | 0 | 0 | 0 | 0 | 0 | 0 | 0.11039 | 0.61593 | 1.2475 | 1.8474 | 2.1502 | 2.3763 | 2.5341 | 2.5743 | 2.5743 | 2.5743 | 2.5743 | 2.5743 | 2.5743 | 2.5743 | 2.5743 | 2.5743 | 2.5743 | 2.5743 | 2.5743 | 2.5743 | 2.5743 | 2.5743 | 2.5743 | 2.5743 | 2.5743 | 0.00052959 | 0.0024253 | 0.0030299 | 0.0028774 | 0.0014524 | 0.0010844 | 0.00075633 | 0.00019304 | 0 | 0 | 0 | 0 | 0 | 0 | 0 | 0 | 0 | 0 | 0 | 0 | 0 | 0 | 0 | 0 | 0 | 0.00052959 | 0.0029549 | 0.0059846 | 0.0088616 | 0.010313 | 0.011396 | 0.01215 | 0.01234 | 0.012338 | 0.012335 | 0.012333 | 0.012331 | 0.01233 | 0.012329 | 0.012329 | 0.012329 | 0.01233 | 0.01233 | 0.012331 | 0.012332 | 0.012332 | 0.012333 | 0.012334 | 0.012334 | 0.012335 | 0.11039 | 0.50554 | 0.63159 | 0.59985 | 0.30282 | 0.22613 | 0.15774 | 0.04027 | 0 | 0 | 0 | 0 | 0 | 0 | 0 | 0 | 0 | 0 | 0 | 0 | 0 | 0 | 0 | 0 | 0 | 0.11039 | 0.61593 | 1.2475 | 1.8474 | 2.1502 | 2.3763 | 2.5341 | 2.5743 | 2.5743 | 2.5743 | 2.5743 | 2.5743 | 2.5743 | 2.5743 | 2.5743 | 2.5743 | 2.5743 | 2.5743 | 2.5743 | 2.5743 | 2.5743 | 2.5743 | 2.5743 | 2.5743 | 2.5743 | 109.2289 | 109.2289 | 109.2289 | 109.2289 | 109.2289 | 109.2289 | 109.2289 | 109.2289 | 109.2289 | 109.2289 | 109.2289 | 109.2289 | 109.2289 | 109.2289 | 109.2289 | 109.2289 | 109.2289 | 109.2289 | 109.2289 | 109.2289 | 109.2289 | 109.2289 | 109.2289 | 109.2289 | 109.2289 | 54.8429 | 54.8429 | 54.8429 | 54.8429 | 54.8429 | 54.8429 | 54.8429 | 54.8429 | 54.8429 | 54.8429 | 54.8429 | 54.8429 | 54.8429 | 54.8429 | 54.8429 | 54.8429 | 54.8429 | 54.8429 | 54.8429 | 54.8429 | 54.8429 | 54.8429 | 54.8429 | 54.8429 | 54.8429
ID_Industrial_Industrial - ID_New_Process_Natural Gas_Process - Heat Recovery_A | ID | Industrial | Industrial - ID | New | Process | Natural Gas | Process - Heat Recovery | A | IIM131 | No HRV | HRV | 20 | 0.71666 | 0 | 0 | 1.09 | 0 | 0 | 0 | 0.27803 | 0.45 | sqft | 5% | 50% | Discretionary | RetroEven20 | 80.75% | Process | 0% | 206.7167 |  | 103.7906 |  | 0.036189 | HRV-Cooling/Heating-E3T-1 | HRV-Cooling/Heating-E3T-1 | HRV-Cooling/Heating-E3T-1 | No HRV | No HRV | No HRV | No HRV | No HRV | No HRV | No HRV | No HRV | No HRV | No HRV | No HRV | No HRV | No HRV | No HRV | No HRV | No HRV | No HRV | No HRV | No HRV | No HRV | No HRV | No HRV | No HRV | No HRV | No HRV | No HRV | No HRV | HRV | HRV | HRV | HRV | HRV | HRV | HRV | HRV | HRV | HRV | HRV | HRV | HRV | HRV | HRV | HRV | HRV | HRV | HRV | HRV | HRV | HRV | HRV | HRV | HRV | HRV | HRV | 1.09 | 1.09 | 1.09 | 1.09 | 1.09 | 1.09 | 1.09 | 1.09 | 1.09 | 1.09 | 1.09 | 1.09 | 1.09 | 1.09 | 1.09 | 1.09 | 1.09 | 1.09 | 1.09 | 1.09 | 1.09 | 1.09 | 1.09 | 1.09 | 1.09 | 1.09 | 1.09 | 0 | 0 | 0.71612 | 0.71606 | 0.71579 | 0.71551 | 0.7152 | 0.71489 | 0.71462 | 0.71438 | 0.71417 | 0.71399 | 0.71385 | 0.71376 | 0.71371 | 0.7137 | 0.71373 | 0.71379 | 0.7139 | 0.714 | 0.71411 | 0.71421 | 0.71431 | 0.7144 | 0.71449 | 0.71456 | 0.71463 | 0.04257 | 0.27812 | 0.50174 | 0.72418 | 0.94032 | 1.1525 | 1.3609 | 1.5656 | 1.7666 | 1.9641 | 2.1582 | 2.349 | 2.5365 | 2.7209 | 2.9023 | 3.0806 | 3.2561 | 3.4286 | 3.5981 | 3.7647 | 0 | 0 | 0 | 0 | 0 | 0.04257 | 0.32068 | 0.8223 | 1.5462 | 2.4858 | 3.6372 | 4.9968 | 6.5607 | 8.3254 | 10.2874 | 12.4436 | 14.7909 | 17.3264 | 20.0472 | 22.9502 | 26.0327 | 29.2927 | 32.7256 | 36.3285 | 40.0984 | 40.1041 | 40.1093 | 40.114 | 40.1183 | 40.1222 | 59.4456 | 388.3998 | 700.9516 | 1012.1144 | 1314.7679 | 1612.1592 | 1904.3788 | 2191.5159 | 2473.6583 | 2750.892 | 3023.3017 | 3290.9705 | 3553.9802 | 3812.4111 | 4066.3422 | 4315.851 | 4561.0139 | 4801.9057 | 5038.6001 | 5271.1695 | 0 | 0 | 0 | 0 | 0 | 59.4456 | 447.8454 | 1148.797 | 2160.9113 | 3475.6793 | 5087.8384 | 6992.2172 | 9183.7331 | 11657.3915 | 14408.2835 | 17431.5852 | 20722.5557 | 24276.5359 | 28088.947 | 32155.2892 | 36471.1402 | 41032.1541 | 45834.0598 | 50872.6599 | 56143.8294 | 56143.8294 | 56143.8294 | 56143.8294 | 56143.8294 | 56143.8294 | 0.036189 | 0.23643 | 0.42655 | 0.6157 | 0.79952 | 0.98 | 1.1573 | 1.3314 | 1.5024 | 1.6704 | 1.8355 | 1.9978 | 2.1574 | 2.3142 | 2.4685 | 2.6201 | 2.7693 | 2.9159 | 3.06 | 3.2017 | 0 | 0 | 0 | 0 | 0 | 0.036189 | 0.27261 | 0.69908 | 1.3145 | 2.1136 | 3.0928 | 4.2491 | 5.5793 | 7.0803 | 8.7492 | 10.5833 | 12.5799 | 14.7366 | 17.0507 | 19.5197 | 22.1412 | 24.9132 | 27.8323 | 30.8958 | 34.1012 | 34.1053 | 34.109 | 34.1124 | 34.1156 | 34.1184 | 50.5288 | 330.1398 | 595.8088 | 860.2972 | 1117.5527 | 1370.3353 | 1618.722 | 1862.7886 | 2102.6096 | 2338.2582 | 2569.8064 | 2797.3249 | 3020.8832 | 3240.5494 | 3456.3909 | 3668.4734 | 3876.8618 | 4081.6199 | 4282.8101 | 4480.4941 | 0 | 0 | 0 | 0 | 0 | 50.5288 | 380.6686 | 976.4774 | 1836.7746 | 2954.3274 | 4324.6627 | 5943.3846 | 7806.1732 | 9908.7827 | 12247.041 | 14816.8474 | 17614.1723 | 20635.0555 | 23875.6049 | 27331.9958 | 31000.4692 | 34877.331 | 38958.9508 | 43241.761 | 47722.255 | 47722.255 | 47722.255 | 47722.255 | 47722.255 | 47722.255 | 0.036189 | 0.23643 | 0.42655 | 0.6157 | 0.79952 | 0.98 | 1.1573 | 1.3314 | 1.5024 | 1.6704 | 1.8355 | 1.9978 | 2.1574 | 2.3142 | 2.4685 | 2.6201 | 2.7693 | 2.9159 | 3.06 | 3.2017 | 0 | 0 | 0 | 0 | 0 | 0.036189 | 0.27261 | 0.69908 | 1.3145 | 2.1136 | 3.0928 | 4.2491 | 5.5793 | 7.0803 | 8.7492 | 10.5833 | 12.5799 | 14.7366 | 17.0507 | 19.5197 | 22.1412 | 24.9132 | 27.8323 | 30.8958 | 34.1012 | 34.1053 | 34.109 | 34.1124 | 34.1156 | 34.1184 | 50.5288 | 330.1398 | 595.8088 | 860.2972 | 1117.5527 | 1370.3353 | 1618.722 | 1862.7886 | 2102.6096 | 2338.2582 | 2569.8064 | 2797.3249 | 3020.8832 | 3240.5494 | 3456.3909 | 3668.4734 | 3876.8618 | 4081.6199 | 4282.8101 | 4480.4941 | 0 | 0 | 0 | 0 | 0 | 50.5288 | 380.6686 | 976.4774 | 1836.7746 | 2954.3274 | 4324.6627 | 5943.3846 | 7806.1732 | 9908.7827 | 12247.041 | 14816.8474 | 17614.1723 | 20635.0555 | 23875.6049 | 27331.9958 | 31000.4692 | 34877.331 | 38958.9508 | 43241.761 | 47722.255 | 47722.255 | 47722.255 | 47722.255 | 47722.255 | 47722.255 | 0.036189 | 0.23643 | 0.42655 | 0.6157 | 0.79952 | 0.98 | 1.1573 | 1.3314 | 1.5024 | 1.6704 | 1.8355 | 1.9978 | 2.1574 | 2.3142 | 2.4685 | 2.6201 | 2.7693 | 2.9159 | 3.06 | 3.2017 | 0 | 0 | 0 | 0 | 0 | 0.036189 | 0.27261 | 0.69908 | 1.3145 | 2.1136 | 3.0928 | 4.2491 | 5.5793 | 7.0803 | 8.7492 | 10.5833 | 12.5799 | 14.7366 | 17.0507 | 19.5197 | 22.1412 | 24.9132 | 27.8323 | 30.8958 | 34.1012 | 34.1053 | 34.109 | 34.1124 | 34.1156 | 34.1184 | 50.5288 | 330.1398 | 595.8088 | 860.2972 | 1117.5527 | 1370.3353 | 1618.722 | 1862.7886 | 2102.6096 | 2338.2582 | 2569.8064 | 2797.3249 | 3020.8832 | 3240.5494 | 3456.3909 | 3668.4734 | 3876.8618 | 4081.6199 | 4282.8101 | 4480.4941 | 0 | 0 | 0 | 0 | 0 | 50.5288 | 380.6686 | 976.4774 | 1836.7746 | 2954.3274 | 4324.6627 | 5943.3846 | 7806.1732 | 9908.7827 | 12247.041 | 14816.8474 | 17614.1723 | 20635.0555 | 23875.6049 | 27331.9958 | 31000.4692 | 34877.331 | 38958.9508 | 43241.761 | 47722.255 | 47722.255 | 47722.255 | 47722.255 | 47722.255 | 47722.255 | 206.7167 | 206.7167 | 206.7167 | 206.7167 | 206.7167 | 206.7167 | 206.7167 | 206.7167 | 206.7167 | 206.7167 | 206.7167 | 206.7167 | 206.7167 | 206.7167 | 206.7167 | 206.7167 | 206.7167 | 206.7167 | 206.7167 | 206.7167 | 206.7167 | 206.7167 | 206.7167 | 206.7167 | 206.7167 | 103.7906 | 103.7906 | 103.7906 | 103.7906 | 103.7906 | 103.7906 | 103.7906 | 103.7906 | 103.7906 | 103.7906 | 103.7906 | 103.7906 | 103.7906 | 103.7906 | 103.7906 | 103.7906 | 103.7906 | 103.7906 | 103.7906 | 103.7906 | 103.7906 | 103.7906 | 103.7906 | 103.7906 | 103.7906
ID_Industrial_Industrial - ID_New_Space Heating_Natural Gas_Strategic Energy Management_A | ID | Industrial | Industrial - ID | New | Space Heating | Natural Gas | Strategic Energy Management | A | IIM132 | No strategic energy management. | Implementation of strategic energy management. | 3 | 0.028812 | 0 | 0 | 0.12 | 0.02 | 0 | 0 | 0.27803 | 0.45 | sqft | 0% | 0% | Discretionary | Retro5Med | 81.71% | Space Heating | 0% | 265.0691 |  | 195.4136 |  | 0 | DL20_COM_SEM-Misc-2021PLN-V4-1 | BEHAV_SEM-All-CPUC-2018_PG-2 | DL20_COM_SEM-Misc-2021PLN-V4-15 | No strategic energy management. | No strategic energy management. | No strategic energy management. | No strategic energy management. | No strategic energy management. | No strategic energy management. | No strategic energy management. | No strategic energy management. | No strategic energy management. | No strategic energy management. | No strategic energy management. | No strategic energy management. | No strategic energy management. | No strategic energy management. | No strategic energy management. | No strategic energy management. | No strategic energy management. | No strategic energy management. | No strategic energy management. | No strategic energy management. | No strategic energy management. | No strategic energy management. | No strategic energy management. | No strategic energy management. | No strategic energy management. | No strategic energy management. | No strategic energy management. | Implementation of strategic energy management. | Implementation of strategic energy management. | Implementation of strategic energy management. | Implementation of strategic energy management. | Implementation of strategic energy management. | Implementation of strategic energy management. | Implementation of strategic energy management. | Implementation of strategic energy management. | Implementation of strategic energy management. | Implementation of strategic energy management. | Implementation of strategic energy management. | Implementation of strategic energy management. | Implementation of strategic energy management. | Implementation of strategic energy management. | Implementation of strategic energy management. | Implementation of strategic energy management. | Implementation of strategic energy management. | Implementation of strategic energy management. | Implementation of strategic energy management. | Implementation of strategic energy management. | Implementation of strategic energy management. | Implementation of strategic energy management. | Implementation of strategic energy management. | Implementation of strategic energy management. | Implementation of strategic energy management. | Implementation of strategic energy management. | Implementation of strategic energy management. | 0.12 | 0.12 | 0.12 | 0.12 | 0.12 | 0.12 | 0.12 | 0.12 | 0.12 | 0.12 | 0.12 | 0.12 | 0.12 | 0.12 | 0.12 | 0.12 | 0.12 | 0.12 | 0.12 | 0.12 | 0.12 | 0.12 | 0.12 | 0.12 | 0.12 | 0.12 | 0.12 | 0 | 0 | 0.022683 | 0.020856 | 0.020621 | 0.020504 | 0.020421 | 0.020361 | 0.020327 | 0.020309 | 0.020305 | 0.020305 | 0.020307 | 0.02031 | 0.020313 | 0.020315 | 0.020313 | 0.020312 | 0.020331 | 0.020344 | 0.020351 | 0.020352 | 0.020371 | 0.020385 | 0.020363 | 0.020319 | 0.020268 | 0 | 0 | 0 | 0 | 0 | 0 | 0 | 0 | 0 | 0 | 0 | 0 | 0 | 0 | 0 | 0 | 0 | 0 | 0 | 0 | 0 | 0 | 0 | 0 | 0 | 0 | 0 | 0 | 0 | 0 | 0 | 0 | 0 | 0 | 0 | 0 | 0 | 0 | 0 | 0 | 0 | 0 | 0 | 0 | 0 | 0 | 0 | 0 | 0 | 0 | 0 | 0 | 0 | 0 | 0 | 0 | 0 | 0 | 0 | 0 | 0 | 0 | 0 | 0 | 0 | 0 | 0 | 0 | 0 | 0 | 0 | 0 | 0 | 0 | 0 | 0 | 0 | 0 | 0 | 0 | 0 | 0 | 0 | 0 | 0 | 0 | 0 | 0 | 0 | 0 | 0 | 0 | 0 | 0 | 0 | 0 | 0 | 0 | 0 | 0 | 0 | 0 | 0 | 0 | 0 | 0 | 0 | 0 | 0 | 0 | 0 | 0 | 0 | 0 | 0 | 0 | 0 | 0 | 0 | 0 | 0 | 0 | 0 | 0 | 0 | 0 | 0 | 0 | 0 | 0 | 0 | 0 | 0 | 0 | 0 | 0 | 0 | 0 | 0 | 0 | 0 | 0 | 0 | 0 | 0 | 0 | 0 | 0 | 0 | 0 | 0 | 0 | 0 | 0 | 0 | 0 | 0 | 0 | 0 | 0 | 0 | 0 | 0 | 0 | 0 | 0 | 0 | 0 | 0 | 0 | 0 | 0 | 0 | 0 | 0 | 0 | 0 | 0 | 0 | 0 | 0 | 0 | 0 | 0 | 0 | 0 | 0 | 0 | 0 | 0 | 0 | 0 | 0 | 0 | 0 | 0 | 0 | 0 | 0 | 0 | 0 | 0 | 0 | 0 | 0 | 0 | 0 | 0 | 0 | 0 | 0 | 0 | 0 | 0 | 0 | 0 | 0 | 0 | 0 | 0 | 0 | 0 | 0 | 0 | 0 | 0 | 0 | 0 | 0 | 0 | 0 | 0 | 0 | 0 | 0 | 0 | 0 | 0 | 0 | 0 | 0 | 0 | 0 | 0 | 0 | 0 | 0 | 0 | 0 | 0 | 0 | 0 | 0 | 0 | 0 | 0 | 0 | 0 | 0 | 0 | 0 | 0 | 0 | 0 | 0 | 0 | 0 | 0 | 0 | 0 | 0 | 0 | 0 | 0 | 0 | 0 | 0 | 0 | 0 | 0 | 0 | 0 | 0 | 0 | 0 | 0 | 0 | 0 | 0 | 0 | 0 | 0 | 0 | 0 | 0 | 0 | 0 | 0 | 0 | 0 | 0 | 0 | 0 | 0 | 0 | 0 | 0 | 0 | 0 | 0 | 0 | 0 | 0 | 0 | 0 | 0 | 0 | 0 | 0 | 0 | 0 | 0 | 0 | 0 | 0 | 0 | 0 | 0 | 0 | 0 | 0 | 0 | 0 | 0 | 0 | 0 | 0 | 0 | 0 | 0 | 0 | 0 | 0 | 0 | 0 | 0 | 0 | 0 | 0 | 0 | 0 | 0 | 0 | 0 | 0 | 0 | 0 | 0 | 0 | 0 | 0 | 0 | 0 | 0 | 0 | 0 | 0 | 0 | 0 | 0 | 0 | 0 | 0 | 0 | 0 | 0 | 0 | 0 | 0 | 0 | 0 | 0 | 0 | 0 | 0 | 0 | 0 | 0 | 0 | 0 | 0 | 0 | 0 | 0 | 0 | 0 | 0 | 0 | 0 | 0 | 263.7653 | 264.9668 | 265.0641 | 265.1013 | 265.1206 | 265.1325 | 265.1406 | 265.1464 | 265.1508 | 265.1543 | 265.1571 | 265.1594 | 265.1613 | 265.1629 | 265.1643 | 265.1655 | 265.1665 | 265.1678 | 265.1699 | 265.1717 | 265.1733 | 265.1746 | 265.1758 | 265.1768 | 265.1777 | 194.4524 | 195.3382 | 195.4099 | 195.4373 | 195.4515 | 195.4603 | 195.4663 | 195.4706 | 195.4738 | 195.4764 | 195.4784 | 195.4801 | 195.4815 | 195.4827 | 195.4837 | 195.4846 | 195.4854 | 195.4864 | 195.4879 | 195.4892 | 195.4904 | 195.4913 | 195.4922 | 195.493 | 195.4936
ID_Industrial_Industrial - ID_New_Process_Natural Gas_Strategic Energy Management_A | ID | Industrial | Industrial - ID | New | Process | Natural Gas | Strategic Energy Management | A | IIM133 | No strategic energy management. | Implementation of strategic energy management. | 3 | 0.11673 | 0 | 0 | 0.12 | 0.02 | 0 | 0 | 0.27803 | 0.45 | sqft | 0% | 0% | Discretionary | Retro5Med | 81.71% | Process | 0% | 265.0691 |  | 195.4136 |  | 0 | DL20_COM_SEM-Misc-2021PLN-V4-1 | BEHAV_SEM-All-CPUC-2018_PG-2 | DL20_COM_SEM-Misc-2021PLN-V4-15 | No strategic energy management. | No strategic energy management. | No strategic energy management. | No strategic energy management. | No strategic energy management. | No strategic energy management. | No strategic energy management. | No strategic energy management. | No strategic energy management. | No strategic energy management. | No strategic energy management. | No strategic energy management. | No strategic energy management. | No strategic energy management. | No strategic energy management. | No strategic energy management. | No strategic energy management. | No strategic energy management. | No strategic energy management. | No strategic energy management. | No strategic energy management. | No strategic energy management. | No strategic energy management. | No strategic energy management. | No strategic energy management. | No strategic energy management. | No strategic energy management. | Implementation of strategic energy management. | Implementation of strategic energy management. | Implementation of strategic energy management. | Implementation of strategic energy management. | Implementation of strategic energy management. | Implementation of strategic energy management. | Implementation of strategic energy management. | Implementation of strategic energy management. | Implementation of strategic energy management. | Implementation of strategic energy management. | Implementation of strategic energy management. | Implementation of strategic energy management. | Implementation of strategic energy management. | Implementation of strategic energy management. | Implementation of strategic energy management. | Implementation of strategic energy management. | Implementation of strategic energy management. | Implementation of strategic energy management. | Implementation of strategic energy management. | Implementation of strategic energy management. | Implementation of strategic energy management. | Implementation of strategic energy management. | Implementation of strategic energy management. | Implementation of strategic energy management. | Implementation of strategic energy management. | Implementation of strategic energy management. | Implementation of strategic energy management. | 0.12 | 0.12 | 0.12 | 0.12 | 0.12 | 0.12 | 0.12 | 0.12 | 0.12 | 0.12 | 0.12 | 0.12 | 0.12 | 0.12 | 0.12 | 0.12 | 0.12 | 0.12 | 0.12 | 0.12 | 0.12 | 0.12 | 0.12 | 0.12 | 0.12 | 0.12 | 0.12 | 0 | 0 | 0.11585 | 0.11572 | 0.1153 | 0.11486 | 0.11441 | 0.11396 | 0.11351 | 0.11307 | 0.11262 | 0.11218 | 0.11175 | 0.11131 | 0.11089 | 0.11047 | 0.11005 | 0.10963 | 0.10922 | 0.1088 | 0.10839 | 0.10797 | 0.10833 | 0.10866 | 0.10896 | 0.10923 | 0.10948 | 0 | 0 | 0 | 0 | 0 | 0 | 0 | 0 | 0 | 0 | 0 | 0 | 0 | 0 | 0 | 0 | 0 | 0 | 0 | 0 | 0 | 0 | 0 | 0 | 0 | 0 | 0 | 0 | 0 | 0 | 0 | 0 | 0 | 0 | 0 | 0 | 0 | 0 | 0 | 0 | 0 | 0 | 0 | 0 | 0 | 0 | 0 | 0 | 0 | 0 | 0 | 0 | 0 | 0 | 0 | 0 | 0 | 0 | 0 | 0 | 0 | 0 | 0 | 0 | 0 | 0 | 0 | 0 | 0 | 0 | 0 | 0 | 0 | 0 | 0 | 0 | 0 | 0 | 0 | 0 | 0 | 0 | 0 | 0 | 0 | 0 | 0 | 0 | 0 | 0 | 0 | 0 | 0 | 0 | 0 | 0 | 0 | 0 | 0 | 0 | 0 | 0 | 0 | 0 | 0 | 0 | 0 | 0 | 0 | 0 | 0 | 0 | 0 | 0 | 0 | 0 | 0 | 0 | 0 | 0 | 0 | 0 | 0 | 0 | 0 | 0 | 0 | 0 | 0 | 0 | 0 | 0 | 0 | 0 | 0 | 0 | 0 | 0 | 0 | 0 | 0 | 0 | 0 | 0 | 0 | 0 | 0 | 0 | 0 | 0 | 0 | 0 | 0 | 0 | 0 | 0 | 0 | 0 | 0 | 0 | 0 | 0 | 0 | 0 | 0 | 0 | 0 | 0 | 0 | 0 | 0 | 0 | 0 | 0 | 0 | 0 | 0 | 0 | 0 | 0 | 0 | 0 | 0 | 0 | 0 | 0 | 0 | 0 | 0 | 0 | 0 | 0 | 0 | 0 | 0 | 0 | 0 | 0 | 0 | 0 | 0 | 0 | 0 | 0 | 0 | 0 | 0 | 0 | 0 | 0 | 0 | 0 | 0 | 0 | 0 | 0 | 0 | 0 | 0 | 0 | 0 | 0 | 0 | 0 | 0 | 0 | 0 | 0 | 0 | 0 | 0 | 0 | 0 | 0 | 0 | 0 | 0 | 0 | 0 | 0 | 0 | 0 | 0 | 0 | 0 | 0 | 0 | 0 | 0 | 0 | 0 | 0 | 0 | 0 | 0 | 0 | 0 | 0 | 0 | 0 | 0 | 0 | 0 | 0 | 0 | 0 | 0 | 0 | 0 | 0 | 0 | 0 | 0 | 0 | 0 | 0 | 0 | 0 | 0 | 0 | 0 | 0 | 0 | 0 | 0 | 0 | 0 | 0 | 0 | 0 | 0 | 0 | 0 | 0 | 0 | 0 | 0 | 0 | 0 | 0 | 0 | 0 | 0 | 0 | 0 | 0 | 0 | 0 | 0 | 0 | 0 | 0 | 0 | 0 | 0 | 0 | 0 | 0 | 0 | 0 | 0 | 0 | 0 | 0 | 0 | 0 | 0 | 0 | 0 | 0 | 0 | 0 | 0 | 0 | 0 | 0 | 0 | 0 | 0 | 0 | 0 | 0 | 0 | 0 | 0 | 0 | 0 | 0 | 0 | 0 | 0 | 0 | 0 | 0 | 0 | 0 | 0 | 0 | 0 | 0 | 0 | 0 | 0 | 0 | 0 | 0 | 0 | 0 | 0 | 0 | 0 | 0 | 0 | 0 | 0 | 0 | 0 | 0 | 0 | 0 | 0 | 0 | 0 | 0 | 0 | 0 | 0 | 0 | 0 | 0 | 0 | 0 | 0 | 0 | 0 | 0 | 0 | 0 | 0 | 0 | 263.7653 | 264.9668 | 265.0641 | 265.1013 | 265.1206 | 265.1325 | 265.1406 | 265.1464 | 265.1508 | 265.1543 | 265.1571 | 265.1594 | 265.1613 | 265.1629 | 265.1643 | 265.1655 | 265.1665 | 265.1678 | 265.1699 | 265.1717 | 265.1733 | 265.1746 | 265.1758 | 265.1768 | 265.1777 | 194.4524 | 195.3382 | 195.4099 | 195.4373 | 195.4515 | 195.4603 | 195.4663 | 195.4706 | 195.4738 | 195.4764 | 195.4784 | 195.4801 | 195.4815 | 195.4827 | 195.4837 | 195.4846 | 195.4854 | 195.4864 | 195.4879 | 195.4892 | 195.4904 | 195.4913 | 195.4922 | 195.493 | 195.4936
ID_Industrial_Industrial - ID_New_Miscellaneous_Natural Gas_Strategic Energy Management_A | ID | Industrial | Industrial - ID | New | Miscellaneous | Natural Gas | Strategic Energy Management | A | IIM134 | No strategic energy management. | Implementation of strategic energy management. | 3 | 0.025488 | 0 | 0 | 0.12 | 0.02 | 0 | 0 | 0.27803 | 0.45 | sqft | 0% | 0% | Discretionary | Retro5Med | 81.71% | Miscellaneous | 0% | 265.0691 |  | 195.4136 |  | 0 | DL20_COM_SEM-Misc-2021PLN-V4-1 | BEHAV_SEM-All-CPUC-2018_PG-2 | DL20_COM_SEM-Misc-2021PLN-V4-15 | No strategic energy management. | No strategic energy management. | No strategic energy management. | No strategic energy management. | No strategic energy management. | No strategic energy management. | No strategic energy management. | No strategic energy management. | No strategic energy management. | No strategic energy management. | No strategic energy management. | No strategic energy management. | No strategic energy management. | No strategic energy management. | No strategic energy management. | No strategic energy management. | No strategic energy management. | No strategic energy management. | No strategic energy management. | No strategic energy management. | No strategic energy management. | No strategic energy management. | No strategic energy management. | No strategic energy management. | No strategic energy management. | No strategic energy management. | No strategic energy management. | Implementation of strategic energy management. | Implementation of strategic energy management. | Implementation of strategic energy management. | Implementation of strategic energy management. | Implementation of strategic energy management. | Implementation of strategic energy management. | Implementation of strategic energy management. | Implementation of strategic energy management. | Implementation of strategic energy management. | Implementation of strategic energy management. | Implementation of strategic energy management. | Implementation of strategic energy management. | Implementation of strategic energy management. | Implementation of strategic energy management. | Implementation of strategic energy management. | Implementation of strategic energy management. | Implementation of strategic energy management. | Implementation of strategic energy management. | Implementation of strategic energy management. | Implementation of strategic energy management. | Implementation of strategic energy management. | Implementation of strategic energy management. | Implementation of strategic energy management. | Implementation of strategic energy management. | Implementation of strategic energy management. | Implementation of strategic energy management. | Implementation of strategic energy management. | 0.12 | 0.12 | 0.12 | 0.12 | 0.12 | 0.12 | 0.12 | 0.12 | 0.12 | 0.12 | 0.12 | 0.12 | 0.12 | 0.12 | 0.12 | 0.12 | 0.12 | 0.12 | 0.12 | 0.12 | 0.12 | 0.12 | 0.12 | 0.12 | 0.12 | 0.12 | 0.12 | 0 | 0 | 0.025488 | 0.025488 | 0.025488 | 0.025488 | 0.025488 | 0.025488 | 0.025488 | 0.025488 | 0.025488 | 0.025488 | 0.025488 | 0.025488 | 0.025488 | 0.025488 | 0.025488 | 0.025488 | 0.025488 | 0.025488 | 0.025488 | 0.025488 | 0.025488 | 0.025488 | 0.025488 | 0.025488 | 0.025488 | 0 | 0 | 0 | 0 | 0 | 0 | 0 | 0 | 0 | 0 | 0 | 0 | 0 | 0 | 0 | 0 | 0 | 0 | 0 | 0 | 0 | 0 | 0 | 0 | 0 | 0 | 0 | 0 | 0 | 0 | 0 | 0 | 0 | 0 | 0 | 0 | 0 | 0 | 0 | 0 | 0 | 0 | 0 | 0 | 0 | 0 | 0 | 0 | 0 | 0 | 0 | 0 | 0 | 0 | 0 | 0 | 0 | 0 | 0 | 0 | 0 | 0 | 0 | 0 | 0 | 0 | 0 | 0 | 0 | 0 | 0 | 0 | 0 | 0 | 0 | 0 | 0 | 0 | 0 | 0 | 0 | 0 | 0 | 0 | 0 | 0 | 0 | 0 | 0 | 0 | 0 | 0 | 0 | 0 | 0 | 0 | 0 | 0 | 0 | 0 | 0 | 0 | 0 | 0 | 0 | 0 | 0 | 0 | 0 | 0 | 0 | 0 | 0 | 0 | 0 | 0 | 0 | 0 | 0 | 0 | 0 | 0 | 0 | 0 | 0 | 0 | 0 | 0 | 0 | 0 | 0 | 0 | 0 | 0 | 0 | 0 | 0 | 0 | 0 | 0 | 0 | 0 | 0 | 0 | 0 | 0 | 0 | 0 | 0 | 0 | 0 | 0 | 0 | 0 | 0 | 0 | 0 | 0 | 0 | 0 | 0 | 0 | 0 | 0 | 0 | 0 | 0 | 0 | 0 | 0 | 0 | 0 | 0 | 0 | 0 | 0 | 0 | 0 | 0 | 0 | 0 | 0 | 0 | 0 | 0 | 0 | 0 | 0 | 0 | 0 | 0 | 0 | 0 | 0 | 0 | 0 | 0 | 0 | 0 | 0 | 0 | 0 | 0 | 0 | 0 | 0 | 0 | 0 | 0 | 0 | 0 | 0 | 0 | 0 | 0 | 0 | 0 | 0 | 0 | 0 | 0 | 0 | 0 | 0 | 0 | 0 | 0 | 0 | 0 | 0 | 0 | 0 | 0 | 0 | 0 | 0 | 0 | 0 | 0 | 0 | 0 | 0 | 0 | 0 | 0 | 0 | 0 | 0 | 0 | 0 | 0 | 0 | 0 | 0 | 0 | 0 | 0 | 0 | 0 | 0 | 0 | 0 | 0 | 0 | 0 | 0 | 0 | 0 | 0 | 0 | 0 | 0 | 0 | 0 | 0 | 0 | 0 | 0 | 0 | 0 | 0 | 0 | 0 | 0 | 0 | 0 | 0 | 0 | 0 | 0 | 0 | 0 | 0 | 0 | 0 | 0 | 0 | 0 | 0 | 0 | 0 | 0 | 0 | 0 | 0 | 0 | 0 | 0 | 0 | 0 | 0 | 0 | 0 | 0 | 0 | 0 | 0 | 0 | 0 | 0 | 0 | 0 | 0 | 0 | 0 | 0 | 0 | 0 | 0 | 0 | 0 | 0 | 0 | 0 | 0 | 0 | 0 | 0 | 0 | 0 | 0 | 0 | 0 | 0 | 0 | 0 | 0 | 0 | 0 | 0 | 0 | 0 | 0 | 0 | 0 | 0 | 0 | 0 | 0 | 0 | 0 | 0 | 0 | 0 | 0 | 0 | 0 | 0 | 0 | 0 | 0 | 0 | 0 | 0 | 0 | 0 | 0 | 0 | 0 | 0 | 0 | 0 | 0 | 0 | 0 | 0 | 0 | 0 | 0 | 0 | 0 | 0 | 0 | 0 | 0 | 0 | 0 | 0 | 0 | 0 | 263.7653 | 264.9668 | 265.0641 | 265.1013 | 265.1206 | 265.1325 | 265.1406 | 265.1464 | 265.1508 | 265.1543 | 265.1571 | 265.1594 | 265.1613 | 265.1629 | 265.1643 | 265.1655 | 265.1665 | 265.1678 | 265.1699 | 265.1717 | 265.1733 | 265.1746 | 265.1758 | 265.1768 | 265.1777 | 194.4524 | 195.3382 | 195.4099 | 195.4373 | 195.4515 | 195.4603 | 195.4663 | 195.4706 | 195.4738 | 195.4764 | 195.4784 | 195.4801 | 195.4815 | 195.4827 | 195.4837 | 195.4846 | 195.4854 | 195.4864 | 195.4879 | 195.4892 | 195.4904 | 195.4913 | 195.4922 | 195.493 | 195.4936
ID_Industrial_Industrial - ID_New_Space Heating_Natural Gas_Retrocommissioning_A | ID | Industrial | Industrial - ID | New | Space Heating | Natural Gas | Retrocommissioning | A | IIM135 | No retro commissioning. | Periodic recommissioning of building systems. | 3 | 0.035379 | 0 | 0 | 1.31 | 0.03 | 0 | 0 | 0.27803 | 0.45 | sqft | 0% | 0% | Discretionary | Retro5Med | 81.71% | Space Heating | 0% | 20202.026 |  | 10605.8695 |  | 0 | COM_RCX-HVAC-AEG-1 | N/A | COM_RCX-HVAC-AEG-1 | No retro commissioning. | No retro commissioning. | No retro commissioning. | No retro commissioning. | No retro commissioning. | No retro commissioning. | No retro commissioning. | No retro commissioning. | No retro commissioning. | No retro commissioning. | No retro commissioning. | No retro commissioning. | No retro commissioning. | No retro commissioning. | No retro commissioning. | No retro commissioning. | No retro commissioning. | No retro commissioning. | No retro commissioning. | No retro commissioning. | No retro commissioning. | No retro commissioning. | No retro commissioning. | No retro commissioning. | No retro commissioning. | No retro commissioning. | No retro commissioning. | Periodic recommissioning of building systems. | Periodic recommissioning of building systems. | Periodic recommissioning of building systems. | Periodic recommissioning of building systems. | Periodic recommissioning of building systems. | Periodic recommissioning of building systems. | Periodic recommissioning of building systems. | Periodic recommissioning of building systems. | Periodic recommissioning of building systems. | Periodic recommissioning of building systems. | Periodic recommissioning of building systems. | Periodic recommissioning of building systems. | Periodic recommissioning of building systems. | Periodic recommissioning of building systems. | Periodic recommissioning of building systems. | Periodic recommissioning of building systems. | Periodic recommissioning of building systems. | Periodic recommissioning of building systems. | Periodic recommissioning of building systems. | Periodic recommissioning of building systems. | Periodic recommissioning of building systems. | Periodic recommissioning of building systems. | Periodic recommissioning of building systems. | Periodic recommissioning of building systems. | Periodic recommissioning of building systems. | Periodic recommissioning of building systems. | Periodic recommissioning of building systems. | 1.31 | 1.31 | 1.31 | 1.31 | 1.31 | 1.31 | 1.31 | 1.31 | 1.31 | 1.31 | 1.31 | 1.31 | 1.31 | 1.31 | 1.31 | 1.31 | 1.31 | 1.31 | 1.31 | 1.31 | 1.31 | 1.31 | 1.31 | 1.31 | 1.31 | 1.31 | 1.31 | 0 | 0 | 0.027848 | 0.025606 | 0.025317 | 0.025173 | 0.025072 | 0.024998 | 0.024957 | 0.024936 | 0.02493 | 0.024931 | 0.024933 | 0.024937 | 0.024941 | 0.024943 | 0.024941 | 0.02494 | 0.024964 | 0.02498 | 0.024988 | 0.024989 | 0.025013 | 0.02503 | 0.025004 | 0.024949 | 0.024886 | 0 | 0 | 0 | 0 | 0 | 0 | 0 | 0 | 0 | 0 | 0 | 0 | 0 | 0 | 0 | 0 | 0 | 0 | 0 | 0 | 0 | 0 | 0 | 0 | 0 | 0 | 0 | 0 | 0 | 0 | 0 | 0 | 0 | 0 | 0 | 0 | 0 | 0 | 0 | 0 | 0 | 0 | 0 | 0 | 0 | 0 | 0 | 0 | 0 | 0 | 0 | 0 | 0 | 0 | 0 | 0 | 0 | 0 | 0 | 0 | 0 | 0 | 0 | 0 | 0 | 0 | 0 | 0 | 0 | 0 | 0 | 0 | 0 | 0 | 0 | 0 | 0 | 0 | 0 | 0 | 0 | 0 | 0 | 0 | 0 | 0 | 0 | 0 | 0 | 0 | 0 | 0 | 0 | 0 | 0 | 0 | 0 | 0 | 0 | 0 | 0 | 0 | 0 | 0 | 0 | 0 | 0 | 0 | 0 | 0 | 0 | 0 | 0 | 0 | 0 | 0 | 0 | 0 | 0 | 0 | 0 | 0 | 0 | 0 | 0 | 0 | 0 | 0 | 0 | 0 | 0 | 0 | 0 | 0 | 0 | 0 | 0 | 0 | 0 | 0 | 0 | 0 | 0 | 0 | 0 | 0 | 0 | 0 | 0 | 0 | 0 | 0 | 0 | 0 | 0 | 0 | 0 | 0 | 0 | 0 | 0 | 0 | 0 | 0 | 0 | 0 | 0 | 0 | 0 | 0 | 0 | 0 | 0 | 0 | 0 | 0 | 0 | 0 | 0 | 0 | 0 | 0 | 0 | 0 | 0 | 0 | 0 | 0 | 0 | 0 | 0 | 0 | 0 | 0 | 0 | 0 | 0 | 0 | 0 | 0 | 0 | 0 | 0 | 0 | 0 | 0 | 0 | 0 | 0 | 0 | 0 | 0 | 0 | 0 | 0 | 0 | 0 | 0 | 0 | 0 | 0 | 0 | 0 | 0 | 0 | 0 | 0 | 0 | 0 | 0 | 0 | 0 | 0 | 0 | 0 | 0 | 0 | 0 | 0 | 0 | 0 | 0 | 0 | 0 | 0 | 0 | 0 | 0 | 0 | 0 | 0 | 0 | 0 | 0 | 0 | 0 | 0 | 0 | 0 | 0 | 0 | 0 | 0 | 0 | 0 | 0 | 0 | 0 | 0 | 0 | 0 | 0 | 0 | 0 | 0 | 0 | 0 | 0 | 0 | 0 | 0 | 0 | 0 | 0 | 0 | 0 | 0 | 0 | 0 | 0 | 0 | 0 | 0 | 0 | 0 | 0 | 0 | 0 | 0 | 0 | 0 | 0 | 0 | 0 | 0 | 0 | 0 | 0 | 0 | 0 | 0 | 0 | 0 | 0 | 0 | 0 | 0 | 0 | 0 | 0 | 0 | 0 | 0 | 0 | 0 | 0 | 0 | 0 | 0 | 0 | 0 | 0 | 0 | 0 | 0 | 0 | 0 | 0 | 0 | 0 | 0 | 0 | 0 | 0 | 0 | 0 | 0 | 0 | 0 | 0 | 0 | 0 | 0 | 0 | 0 | 0 | 0 | 0 | 0 | 0 | 0 | 0 | 0 | 0 | 0 | 0 | 0 | 0 | 0 | 0 | 0 | 0 | 0 | 0 | 0 | 0 | 0 | 0 | 0 | 0 | 0 | 0 | 0 | 0 | 0 | 0 | 0 | 0 | 0 | 0 | 0 | 0 | 0 | 0 | 0 | 0 | 0 | 0 | 0 | 0 | 19610.2469 | 20154.5341 | 20199.7102 | 20217.023 | 20226.0124 | 20231.5618 | 20235.3282 | 20238.0515 | 20240.1122 | 20241.7255 | 20243.0228 | 20244.0884 | 20244.9792 | 20245.7349 | 20246.3838 | 20246.9472 | 20247.4407 | 20248.0463 | 20249.0186 | 20249.8553 | 20250.5787 | 20251.2068 | 20251.7543 | 20252.2331 | 20252.6533 | 10295.1911 | 10580.9367 | 10604.6537 | 10613.7427 | 10618.4621 | 10621.3755 | 10623.3528 | 10624.7825 | 10625.8643 | 10626.7113 | 10627.3924 | 10627.9518 | 10628.4195 | 10628.8162 | 10629.1569 | 10629.4526 | 10629.7117 | 10630.0297 | 10630.5401 | 10630.9794 | 10631.3591 | 10631.6889 | 10631.9763 | 10632.2277 | 10632.4483
ID_Industrial_Industrial - ID_New_Process_Natural Gas_Retrocommissioning_A | ID | Industrial | Industrial - ID | New | Process | Natural Gas | Retrocommissioning | A | IIM136 | No retro commissioning. | Periodic recommissioning of building systems. | 3 | 0 | 0 | 0 | 1.31 | 0.03 | 0 | 0 | 0.27803 | 0.45 | sqft | 0% | 0% | Discretionary | Retro5Med | 81.71% | Process | 0% | 20202.026 |  | 10605.8695 |  | 0 | COM_RCX-HVAC-AEG-1 | N/A | COM_RCX-HVAC-AEG-1 | No retro commissioning. | No retro commissioning. | No retro commissioning. | No retro commissioning. | No retro commissioning. | No retro commissioning. | No retro commissioning. | No retro commissioning. | No retro commissioning. | No retro commissioning. | No retro commissioning. | No retro commissioning. | No retro commissioning. | No retro commissioning. | No retro commissioning. | No retro commissioning. | No retro commissioning. | No retro commissioning. | No retro commissioning. | No retro commissioning. | No retro commissioning. | No retro commissioning. | No retro commissioning. | No retro commissioning. | No retro commissioning. | No retro commissioning. | No retro commissioning. | Periodic recommissioning of building systems. | Periodic recommissioning of building systems. | Periodic recommissioning of building systems. | Periodic recommissioning of building systems. | Periodic recommissioning of building systems. | Periodic recommissioning of building systems. | Periodic recommissioning of building systems. | Periodic recommissioning of building systems. | Periodic recommissioning of building systems. | Periodic recommissioning of building systems. | Periodic recommissioning of building systems. | Periodic recommissioning of building systems. | Periodic recommissioning of building systems. | Periodic recommissioning of building systems. | Periodic recommissioning of building systems. | Periodic recommissioning of building systems. | Periodic recommissioning of building systems. | Periodic recommissioning of building systems. | Periodic recommissioning of building systems. | Periodic recommissioning of building systems. | Periodic recommissioning of building systems. | Periodic recommissioning of building systems. | Periodic recommissioning of building systems. | Periodic recommissioning of building systems. | Periodic recommissioning of building systems. | Periodic recommissioning of building systems. | Periodic recommissioning of building systems. | 1.31 | 1.31 | 1.31 | 1.31 | 1.31 | 1.31 | 1.31 | 1.31 | 1.31 | 1.31 | 1.31 | 1.31 | 1.31 | 1.31 | 1.31 | 1.31 | 1.31 | 1.31 | 1.31 | 1.31 | 1.31 | 1.31 | 1.31 | 1.31 | 1.31 | 1.31 | 1.31 | 0 | 0 | 0 | 0 | 0 | 0 | 0 | 0 | 0 | 0 | 0 | 0 | 0 | 0 | 0 | 0 | 0 | 0 | 0 | 0 | 0 | 0 | 0 | 0 | 0 | 0 | 0 | 0 | 0 | 0 | 0 | 0 | 0 | 0 | 0 | 0 | 0 | 0 | 0 | 0 | 0 | 0 | 0 | 0 | 0 | 0 | 0 | 0 | 0 | 0 | 0 | 0 | 0 | 0 | 0 | 0 | 0 | 0 | 0 | 0 | 0 | 0 | 0 | 0 | 0 | 0 | 0 | 0 | 0 | 0 | 0 | 0 | 0 | 0 | 0 | 0 | 0 | 0 | 0 | 0 | 0 | 0 | 0 | 0 | 0 | 0 | 0 | 0 | 0 | 0 | 0 | 0 | 0 | 0 | 0 | 0 | 0 | 0 | 0 | 0 | 0 | 0 | 0 | 0 | 0 | 0 | 0 | 0 | 0 | 0 | 0 | 0 | 0 | 0 | 0 | 0 | 0 | 0 | 0 | 0 | 0 | 0 | 0 | 0 | 0 | 0 | 0 | 0 | 0 | 0 | 0 | 0 | 0 | 0 | 0 | 0 | 0 | 0 | 0 | 0 | 0 | 0 | 0 | 0 | 0 | 0 | 0 | 0 | 0 | 0 | 0 | 0 | 0 | 0 | 0 | 0 | 0 | 0 | 0 | 0 | 0 | 0 | 0 | 0 | 0 | 0 | 0 | 0 | 0 | 0 | 0 | 0 | 0 | 0 | 0 | 0 | 0 | 0 | 0 | 0 | 0 | 0 | 0 | 0 | 0 | 0 | 0 | 0 | 0 | 0 | 0 | 0 | 0 | 0 | 0 | 0 | 0 | 0 | 0 | 0 | 0 | 0 | 0 | 0 | 0 | 0 | 0 | 0 | 0 | 0 | 0 | 0 | 0 | 0 | 0 | 0 | 0 | 0 | 0 | 0 | 0 | 0 | 0 | 0 | 0 | 0 | 0 | 0 | 0 | 0 | 0 | 0 | 0 | 0 | 0 | 0 | 0 | 0 | 0 | 0 | 0 | 0 | 0 | 0 | 0 | 0 | 0 | 0 | 0 | 0 | 0 | 0 | 0 | 0 | 0 | 0 | 0 | 0 | 0 | 0 | 0 | 0 | 0 | 0 | 0 | 0 | 0 | 0 | 0 | 0 | 0 | 0 | 0 | 0 | 0 | 0 | 0 | 0 | 0 | 0 | 0 | 0 | 0 | 0 | 0 | 0 | 0 | 0 | 0 | 0 | 0 | 0 | 0 | 0 | 0 | 0 | 0 | 0 | 0 | 0 | 0 | 0 | 0 | 0 | 0 | 0 | 0 | 0 | 0 | 0 | 0 | 0 | 0 | 0 | 0 | 0 | 0 | 0 | 0 | 0 | 0 | 0 | 0 | 0 | 0 | 0 | 0 | 0 | 0 | 0 | 0 | 0 | 0 | 0 | 0 | 0 | 0 | 0 | 0 | 0 | 0 | 0 | 0 | 0 | 0 | 0 | 0 | 0 | 0 | 0 | 0 | 0 | 0 | 0 | 0 | 0 | 0 | 0 | 0 | 0 | 0 | 0 | 0 | 0 | 0 | 0 | 0 | 0 | 0 | 0 | 0 | 0 | 0 | 0 | 0 | 0 | 0 | 0 | 0 | 0 | 0 | 0 | 0 | 0 | 0 | 0 | 0 | 0 | 0 | 0 | 0 | 0 | 0 | 0 | 0 | 0 | 0 | 0 | 0 | 0 | 0 | 0 | 0 | 0 | 0 | 0 | 0 | 0 | 0 | 0 | 0 | 0 | 0 | 0 | 0 | 0 | 0 | 0 | 0 | 0 | 0 | 0 | 0 | 0 | 0 | 0 | 0 | 19610.2469 | 20154.5341 | 20199.7102 | 20217.023 | 20226.0124 | 20231.5618 | 20235.3282 | 20238.0515 | 20240.1122 | 20241.7255 | 20243.0228 | 20244.0884 | 20244.9792 | 20245.7349 | 20246.3838 | 20246.9472 | 20247.4407 | 20248.0463 | 20249.0186 | 20249.8553 | 20250.5787 | 20251.2068 | 20251.7543 | 20252.2331 | 20252.6533 | 10295.1911 | 10580.9367 | 10604.6537 | 10613.7427 | 10618.4621 | 10621.3755 | 10623.3528 | 10624.7825 | 10625.8643 | 10626.7113 | 10627.3924 | 10627.9518 | 10628.4195 | 10628.8162 | 10629.1569 | 10629.4526 | 10629.7117 | 10630.0297 | 10630.5401 | 10630.9794 | 10631.3591 | 10631.6889 | 10631.9763 | 10632.2277 | 10632.4483

## Pre-Defined
Return | Measure | [8 empty] | Characteristics | [10 empty] | Sources |  |  | Measure Assumptions in 2021
Key | State | Sector | Segment | Vintage | End Use | Fuel | Measure | Option | Efficient Definition | Measure Identifier | Replacement Type | Baseline Definition (First Year) | Measure Description | Measure Ramp Rate Name | Ramp Offset | Assigned Loadshape | Input Unit of Measure | Input Units | Units per Sqft | Line Loss | Lifetime Source | Costs Source | Savings Source | Measure Lifetime (Years) | Incremental Measure Cost ($) | Incremental O&M Cost ($) | Incremental Non-Energy Benefits ($) | RVT-Only Non-Energy Benefits ($) | Cost Scalar | Energy Savings @ meter (kWh) | Summer Peak Savings @ meter (kW) | Winter Peak Savings @ meter (KW) | Incentive Cost (%) | Administrative Cost (%) | Base Saturation | Applicability | Engine | NEM Savings Code | Purchase Override? | Override LoadMAP Efficient? | Unstacked LCOE | Rank
Industrial_Industrial - WA_Existing_Space Heating_Natural Gas_Furnace_A | WA-ID | Industrial | Industrial - WA | Existing | Space Heating | Natural Gas | Furnace | A | AFUE 96% | WIE1 | Lost Oppurtunity | AFUE 80% (Standard) | AFUE 96% | LO12Med | 0 | TBD | 400 kBtu/hr | 1 | 0.25199 | 0% | GFURN-Heating-EIA14-2014 Ref. Case-3 | GFURN-Heating-ILTRM-v5.0-191 | AEG BEST | 23 | 956.7894 | 5.3155 | 0 | 0 | 1.0631 | 47.5111 | 0 | 0 | 50% | 25% | 32.3% | 100% | EQ | N/A | FALSE | FALSE | 13152.3066 | 9
Industrial_Industrial - WA_Existing_Space Heating_Natural Gas_Boiler_A | WA-ID | Industrial | Industrial - WA | Existing | Space Heating | Natural Gas | Boiler | A | AFUE 97% | WIE2 | Lost Oppurtunity | AFUE 80% (Standard) | AFUE 97% | LO12Med | 0 | TBD | 800 kBtu/hr | 1 | 0.126 | 0% | GBLR-Heating-AEO15-7 | GBLR-Heating-AEO15-7 | GBLR-Heating-AEO15-7 | 25 | 6982.7461 | 0 | 0 | 0 | 1.05 | 49.0056 | 0 | 0 | 50% | 25% | 51.55% | 100% | EQ | N/A | FALSE | FALSE | 45324.5909 | 8
Industrial_Industrial - WA_Existing_Space Heating_Natural Gas_Unit Heater_A | WA-ID | Industrial | Industrial - WA | Existing | Space Heating | Natural Gas | Unit Heater | A | Infrared Radiant | WIE3 | Lost Oppurtunity | Standard | Infrared Radiant | LO12Med | 0 | TBD | 120 unit | 1 | 6.6727e-05 | 0% | Xcel CO 2021/22 DSM Plan/TRM p.424 | Xcel CO 2021/22 DSM Plan/TRM p.416 | Xcel CO 2021/22 DSM Plan/TRM p.416 | 15 | 16127.3721 | 2197.2892 | 0 | 0 | 1.0873 | 191096.8947 | 0 | 0 | 50% | 25% | 16.15% | 100% | EQ | N/A | FALSE | FALSE | 33.3829 | 7
Industrial_Industrial - WA_New_Space Heating_Natural Gas_Furnace_A | WA-ID | Industrial | Industrial - WA | New | Space Heating | Natural Gas | Furnace | A | AFUE 96% | WIE4 | Lost Oppurtunity | AFUE 80% (Standard) | AFUE 96% | LO12Med | 0 | TBD | 400 kBtu/hr | 1 | 0.25199 | 0% | GFURN-Heating-EIA14-2014 Ref. Case-3 | GFURN-Heating-ILTRM-v5.0-191 | AEG BEST | 23 | 956.7894 | 5.3155 | 0 | 0 | 1.0631 | 36.4403 | 0 | 0 | 50% | 25% | 32.3% | 100% | EQ | N/A | FALSE | FALSE | 17148.0734 | 12
Industrial_Industrial - WA_New_Space Heating_Natural Gas_Boiler_A | WA-ID | Industrial | Industrial - WA | New | Space Heating | Natural Gas | Boiler | A | AFUE 97% | WIE5 | Lost Oppurtunity | AFUE 80% (Standard) | AFUE 97% | LO12Med | 0 | TBD | 800 kBtu/hr | 1 | 0.126 | 0% | GBLR-Heating-AEO15-7 | GBLR-Heating-AEO15-7 | GBLR-Heating-AEO15-7 | 25 | 6982.7461 | 0 | 0 | 0 | 1.05 | 43.9194 | 0 | 0 | 50% | 25% | 51.55% | 100% | EQ | N/A | FALSE | FALSE | 50573.5418 | 11
Industrial_Industrial - WA_New_Space Heating_Natural Gas_Unit Heater_A | WA-ID | Industrial | Industrial - WA | New | Space Heating | Natural Gas | Unit Heater | A | Infrared Radiant | WIE6 | Lost Oppurtunity | Standard | Infrared Radiant | LO12Med | 0 | TBD | 120 unit | 1 | 6.6727e-05 | 0% | Xcel CO 2021/22 DSM Plan/TRM p.424 | Xcel CO 2021/22 DSM Plan/TRM p.416 | Xcel CO 2021/22 DSM Plan/TRM p.416 | 15 | 16127.3721 | 2197.2892 | 0 | 0 | 1.0873 | 191096.8947 | 0 | 0 | 50% | 25% | 16.15% | 100% | EQ | N/A | FALSE | FALSE | 33.3829 | 10
Industrial_Industrial - ID_Existing_Space Heating_Natural Gas_Furnace_A | ID | Industrial | Industrial - ID | Existing | Space Heating | Natural Gas | Furnace | A | AFUE 96% | IIE7 | Lost Oppurtunity | AFUE 80% (Standard) | AFUE 96% | LO12Med | 0 | TBD | 400 kBtu/hr | 1 | 0.295 | 0% | GFURN-Heating-EIA14-2014 Ref. Case-3 | GFURN-Heating-ILTRM-v5.0-191 | AEG BEST | 23 | 956.7894 | 5.3155 | 0 | 0 | 1.0631 | 55.585 | 0 | 0 | 50% | 25% | 32.3% | 100% | EQ | N/A | FALSE | FALSE | 11241.8847 | 3
Industrial_Industrial - ID_Existing_Space Heating_Natural Gas_Boiler_A | ID | Industrial | Industrial - ID | Existing | Space Heating | Natural Gas | Boiler | A | AFUE 97% | IIE8 | Lost Oppurtunity | AFUE 80% (Standard) | AFUE 97% | LO12Med | 0 | TBD | 800 kBtu/hr | 1 | 0.1475 | 0% | GBLR-Heating-AEO15-7 | GBLR-Heating-AEO15-7 | GBLR-Heating-AEO15-7 | 25 | 6982.7461 | 0 | 0 | 0 | 1.05 | 57.3336 | 0 | 0 | 50% | 25% | 51.55% | 100% | EQ | N/A | FALSE | FALSE | 38741.0239 | 2
Industrial_Industrial - ID_Existing_Space Heating_Natural Gas_Unit Heater_A | ID | Industrial | Industrial - ID | Existing | Space Heating | Natural Gas | Unit Heater | A | Infrared Radiant | IIE9 | Lost Oppurtunity | Standard | Infrared Radiant | LO12Med | 0 | TBD | 120 unit | 1 | 9.139e-05 | 0% | Xcel CO 2021/22 DSM Plan/TRM p.424 | Xcel CO 2021/22 DSM Plan/TRM p.416 | Xcel CO 2021/22 DSM Plan/TRM p.416 | 15 | 16127.3721 | 2197.2892 | 0 | 0 | 1.0873 | 191096.8947 | 0 | 0 | 50% | 25% | 16.15% | 100% | EQ | N/A | FALSE | FALSE | 33.3829 | 1
Industrial_Industrial - ID_New_Space Heating_Natural Gas_Furnace_A | ID | Industrial | Industrial - ID | New | Space Heating | Natural Gas | Furnace | A | AFUE 96% | IIE10 | Lost Oppurtunity | AFUE 80% (Standard) | AFUE 96% | LO12Med | 0 | TBD | 400 kBtu/hr | 1 | 0.295 | 0% | GFURN-Heating-EIA14-2014 Ref. Case-3 | GFURN-Heating-ILTRM-v5.0-191 | AEG BEST | 23 | 956.7894 | 5.3155 | 0 | 0 | 1.0631 | 42.6329 | 0 | 0 | 50% | 25% | 32.3% | 100% | EQ | N/A | FALSE | FALSE | 14657.2513 | 6
Industrial_Industrial - ID_New_Space Heating_Natural Gas_Boiler_A | ID | Industrial | Industrial - ID | New | Space Heating | Natural Gas | Boiler | A | AFUE 97% | IIE11 | Lost Oppurtunity | AFUE 80% (Standard) | AFUE 97% | LO12Med | 0 | TBD | 800 kBtu/hr | 1 | 0.1475 | 0% | GBLR-Heating-AEO15-7 | GBLR-Heating-AEO15-7 | GBLR-Heating-AEO15-7 | 25 | 6982.7461 | 0 | 0 | 0 | 1.05 | 51.383 | 0 | 0 | 50% | 25% | 51.55% | 100% | EQ | N/A | FALSE | FALSE | 43227.5449 | 5
Industrial_Industrial - ID_New_Space Heating_Natural Gas_Unit Heater_A | ID | Industrial | Industrial - ID | New | Space Heating | Natural Gas | Unit Heater | A | Infrared Radiant | IIE12 | Lost Oppurtunity | Standard | Infrared Radiant | LO12Med | 0 | TBD | 120 unit | 1 | 9.139e-05 | 0% | Xcel CO 2021/22 DSM Plan/TRM p.424 | Xcel CO 2021/22 DSM Plan/TRM p.416 | Xcel CO 2021/22 DSM Plan/TRM p.416 | 15 | 16127.3721 | 2197.2892 | 0 | 0 | 1.0873 | 191096.8947 | 0 | 0 | 50% | 25% | 16.15% | 100% | EQ | N/A | FALSE | FALSE | 33.3829 | 4
Industrial_Industrial - WA_Existing_Space Heating_Natural Gas_Insulation - Ceiling_A | WA | Industrial | Industrial - WA | Existing | Space Heating | Natural Gas | Insulation - Ceiling | A | R-38 | WIM1 | Discretionary | R-13 | R-38 | Retro1Slow | 0 | Space Heating | sqft roof | 1 | 159.9711 | 0% | Avista TRM | Avista TRM | Avista TRM | 22 | 0.78647 | 0 | 0.025031 | 0 | 1.0348 | 0.079137 | 0 | 0 | 24.32% | 25% | 60% | 85% | NEM | All | FALSE | FALSE | 3295.2009 | 98
Industrial_Industrial - WA_Existing_Space Heating_Natural Gas_Insulation - Wall Cavity_A | WA | Industrial | Industrial - WA | Existing | Space Heating | Natural Gas | Insulation - Wall Cavity | A | R-23 | WIM2 | Discretionary | R-9 | R-23 | Retro1Slow | 0 | Space Heating | sqft wall | 1 | 132.6065 | 0% | Avista TRM | Avista TRM | Avista TRM | 22 | 0.67264 | 0 | 0.070797 | 0 | 1.0348 | 0.11456 | 0 | 0 | 24.32% | 25% | 60% | 85% | NEM | All | FALSE | FALSE | 1946.8107 | 87
Industrial_Industrial - WA_Existing_Space Heating_Natural Gas_Insulation - Ducting_A | WA | Industrial | Industrial - WA | Existing | Space Heating | Natural Gas | Insulation - Ducting | A | R-8 | WIM3 | Discretionary | R-4 | R-8 | Retro1Slow | 0 | Furnace | sqft duct | 1 | 39.9928 | 0% | INS_DCT-All-DEER-1 | INS_DCT-All-DEER-1 | Building Energy Simulation Tool | 20 | 0.95651 | 0 | 0.0025615 | 0 | 1.2422 | 0.0063212 | 0 | 0 | 24.32% | 45% | 40% | 60% | NEM | Furnace | FALSE | FALSE | 82276.3779 | 146
Industrial_Industrial - WA_Existing_Space Heating_Natural Gas_Ducting - Repair and Sealing_A | WA | Industrial | Industrial - WA | Existing | Space Heating | Natural Gas | Ducting - Repair and Sealing | A | Sealed | WIM4 | Discretionary | 20% Leakage | Sealed | Retro1Slow | 0 | Furnace | sqft duct | 1 | 39.9928 | 0% | DCT_RPR-All-DEER-1 | DCT_RPR-Cooling-RTF-1 | Building Energy Simulation Tool | 18 | 0.65309 | 0 | 0.10987 | 0 | 1.3062 | 0.25786 | 0 | 0 | 19.52% | 45% | 15% | 50% | NEM | Furnace | FALSE | FALSE | 1417.699 | 84
Industrial_Industrial - WA_Existing_Space Heating_Natural Gas_Building Shell - Air Sealing (Infiltration Control)_A | WA | Industrial | Industrial - WA | Existing | Space Heating | Natural Gas | Building Shell - Air Sealing (Infiltration Control) | A | Air sealing to reduce air infiltration. | WIM5 | Discretionary | Building with air infiltration. | Air sealing to reduce air infiltration. | Retro1Slow | 0 | Space Heating | foot door | 1 | 0.033594 | 0% | IL TRM - CI-MSC-WTST-V01-200101 | IL TRM - CI-MSC-WTST-V01-200101 | IL TRM - CI-MSC-WTST-V01-200101 | 10 | 8 | 0 | 3.6386 | 0 | 1 | 59.5231 | 0 | 0 | 28.36% | 45% | 15% | 25% | NEM | All | FALSE | FALSE | 98.5932 | 38
Industrial_Industrial - WA_Existing_Space Heating_Natural Gas_Ventilation - Demand Controlled_A | WA | Industrial | Industrial - WA | Existing | Space Heating | Natural Gas | Ventilation - Demand Controlled | A | Outdoor air controlled based on occupancy to meet ASHRAE 62.1 | WIM6 | Discretionary | No occupancy based outdoor air controls. | Outdoor air controlled based on occupancy to meet ASHRAE 62.1 | Retro12Med | 0 | Furnace | sqft | 1 | 159.9711 | 0% | IL TRM - CI-HVC-DCV-V05-190101 | VENT_DCV-Heating-7PLN-v5-8 | IL TRM - CI-HVC-DCV-V05-190101 | 10 | 0.24838 | 0 | 0.017797 | 0 | 1.1464 | 0.047592 | 0 | 0 | 28.36% | 45% | 55% | 75% | NEM | Furnace | FALSE | FALSE | 3828.4384 | 104
Industrial_Industrial - WA_Existing_Space Heating_Natural Gas_Destratification Fans (HVLS)_A | WA | Industrial | Industrial - WA | Existing | Space Heating | Natural Gas | Destratification Fans (HVLS) | A | High volume low speed destratification fans. | WIM7 | Discretionary | No destratification fans. | High volume low speed destratification fans. | RetroEven20 | 0 | Space Heating | Strat Fan | 1 | 8.6207e-05 | 0% | DL20_IHVLS-Ag-2021PLN-v2-8 | DL20_IHVLS-Ag-2021PLN-v2-8 | HVLS-Heating-AEG-v5.0-121 | 15 | 9799.2638 | 0 | 0 | 0 | 1.0743 | 115007.3356 | 0 | 0 | 28.36% | 45% | 15% | 55% | NEM | All | FALSE | FALSE | 50.7452 | 32
Industrial_Industrial - WA_Existing_Space Heating_Natural Gas_Condensing RTU_A | WA | Industrial | Industrial - WA | Existing | Space Heating | Natural Gas | Condensing RTU | A | TBD | WIM8 | Discretionary | TBD | TBD | Retro5Med | 0 | Furnace | sqft cond | 1 | 159.9711 | 0% | NEEA Condensing Rooftop Unit Field Study - October 28, 2019 | NEEA Condensing Rooftop Unit Field Study - October 28, 2019 | NEEA Condensing Rooftop Unit Field Study - October 28, 2019 | 5 | 2.6526 | 0 | 0 | 0 | 1.0348 | 0.076604 | 0 | 0 | 28.36% | 45% | 5% | 10% | NEM | Furnace | FALSE | FALSE | 49282.4557 | 147
Industrial_Industrial - WA_Existing_Space Heating_Natural Gas_Industrial Air Curtains_A | WA | Industrial | Industrial - WA | Existing | Space Heating | Natural Gas | Industrial Air Curtains | A | Air curtains on large industrial doors. | WIM9 | Discretionary | No air curtains. | Air curtains on large industrial doors. | Retro1Slow | 0 | Space Heating | sqft | 1 | 159.9711 | 0% | IL TRM - CI-HVC-AIRC-V03-200101 | IL TRM - CI-HVC-AIRC-V03-200101 | IL TRM - CI-HVC-AIRC-V03-200101 | 15 | 0.27 | 0.0075 | 0 | 0 | 1 | -0.017002 | 0 | 0 | 28.36% | 45% | 15% | 75% | NEM | All | FALSE | FALSE | -9457.8315 | 13
Industrial_Industrial - WA_Existing_Space Heating_Natural Gas_HVAC - Energy Recovery Ventilator_A | WA | Industrial | Industrial - WA | Existing | Space Heating | Natural Gas | HVAC - Energy Recovery Ventilator | A | ERV | WIM10 | Discretionary | No ERV | ERV | RetroEven20 | 0 | Space Heating | sqft | 1 | 159.9711 | 0% | HRV-Cooling/Heating-E3T-1 | HRV-Cooling/Heating-E3T-1 | HRV-Cooling/Heating-E3T-1 | 20 | 1.0873 | 0 | 0 | 0 | 1.0873 | 0.19339 | 0 | 0 | 28.36% | 45% | 5% | 10% | NEM | All | FALSE | FALSE | 3057.1063 | 94
Industrial_Industrial - WA_Existing_Space Heating_Natural Gas_Thermostat - Connected_A | WA | Industrial | Industrial - WA | Existing | Space Heating | Natural Gas | Thermostat - Connected | A | Thermostat connected to building management control system. | WIM11 | Discretionary | Standard thermostat. | Thermostat connected to building management control system. | Retro12Med | 0 | Space Heating | Stat Unit | 1 | 0.001 | 0% | DL20_CSTAT_SMRT-Cool-RTF-v1.1-5 | IL TRM - CI-HVC-THST-V01-200101 | DL20_CSTAT_SMRT-Heat-RTF-v1.1-1 | 5 | 222.9079 | 0 | 14.7738 | 0 | 1.1247 | 6875.2773 | 0 | 0 | 28.36% | 45% | 0% | 25% | NEM | All | FALSE | FALSE | 46.1429 | 29
Industrial_Industrial - WA_Existing_Space Heating_Natural Gas_Gas Boiler - Maintenance_A | WA | Industrial | Industrial - WA | Existing | Space Heating | Natural Gas | Gas Boiler - Maintenance | A | General cleaning and maintenance | WIM12 | Discretionary | Degrade performance | General cleaning and maintenance | Retro20Fast | 0 | Boiler | kBtuh Heat | 1 | 2.8439 | 0% | GBLR_MNT-Heating-ILTRM-v4.0-43 | GBLR_MNT-Heating-ILTRM-v4.0-43 | GBLR_MNT-Heating-ILTRM-v4.0-1 | 3 | 0.95148 | 0 | 0 | 0 | 1.1464 | 0.6527 | 0 | 0 | 28.36% | 25% | 20% | 30% | NEM | Boiler | FALSE | FALSE | 4061.5572 | 109
Industrial_Industrial - WA_Existing_Space Heating_Natural Gas_Gas Furnace - Maintenance_A | WA | Industrial | Industrial - WA | Existing | Space Heating | Natural Gas | Gas Furnace - Maintenance | A | General cleaning and maintenance | WIM13 | Discretionary | Degrade performance | General cleaning and maintenance | Retro20Fast | 0 | Furnace | kBtuh Heat | 1 | 2.8439 | 0% | IL TRM - CI-HVC-FTUN-V03-200101 | GBLR_MNT-Heating-ILTRM-v4.0-43 | IL TRM - CI-HVC-FTUN-V03-200101 | 3 | 0.95148 | 0 | 0 | 0 | 1.1464 | 0.6527 | 0 | 0 | 28.36% | 25% | 20% | 30% | NEM | Furnace | FALSE | FALSE | 4061.5572 | 110
Industrial_Industrial - WA_Existing_Space Heating_Natural Gas_Gas Furnace - Tube Inserts_A | WA | Industrial | Industrial - WA | Existing | Space Heating | Natural Gas | Gas Furnace - Tube Inserts | A | Tube inserts installed | WIM14 | Discretionary | None | Tube inserts installed | Retro3Slow | 0 | Furnace | sqft | 1 | 159.9711 | 0% | n/a | n/a | n/a | 5 | 1 | 0 | 0 | 0 | 1 | 0 | 0 | 0 | 28.36% | 25% | 0% | 0% | NEM | Furnace | FALSE | FALSE | 0 | 142
Industrial_Industrial - WA_Existing_Space Heating_Natural Gas_Gas Boiler - Burner Control Optimization_A | WA | Industrial | Industrial - WA | Existing | Space Heating | Natural Gas | Gas Boiler - Burner Control Optimization | A | Optimized burner controls | WIM15 | Discretionary | Average performance | Optimized burner controls | Retro3Slow | 0 | Boiler | kBtuh heat | 1 | 2.8439 | 0% | GBLR_O2TRM-Heating-ILTRM-v4.0-1 | GBLR_O2TRM-Heating-MEMD-2018-1 | GBLR_O2TRM-Heating-ILTRM-v4.0-1 | 18 | 0.93934 | 0 | 0 | 0 | 1.1051 | 0.31547 | 0 | 0 | 28.36% | 25% | 5% | 85% | NEM | Boiler | FALSE | FALSE | 1071.1643 | 77
Industrial_Industrial - WA_Existing_Space Heating_Natural Gas_Gas Boiler - High Turndown Burner_A | WA | Industrial | Industrial - WA | Existing | Space Heating | Natural Gas | Gas Boiler - High Turndown Burner | A | Turndown control installed | WIM16 | Discretionary | No control | Turndown control installed | Retro12Med | 0 | Boiler | kbtuh heat | 1 | 2.8439 | 0% | GBLR_TRN-Heating-MNTRM-v2.1-1 | GBLR_TRN-Heating-MNTRM-v2.1-1 | GBLR_TRN-Heating-MNTRM-v2.1-1 | 15 | 2.7959 | 0 | 0 | 0 | 1.1051 | 1.0878 | 0 | 0 | 28.36% | 25% | 25% | 50% | NEM | Boiler | FALSE | FALSE | 1016.6672 | 74
Industrial_Industrial - WA_Existing_Space Heating_Natural Gas_Gas Boiler - Hot Water Reset_A | WA | Industrial | Industrial - WA | Existing | Space Heating | Natural Gas | Gas Boiler - Hot Water Reset | A | Reset control installed | WIM17 | Discretionary | No control | Reset control installed | Retro5Med | 0 | Boiler | BoilerCtrl | 1 | 0.0071098 | 0% | GBLR_HWRST-Heating-ILTRM-v4.0-43 | GBLR_HWRST-Heating-ILTRM-v4.0-1 | GBLR_HWRST-Heating-ILTRM-v4.0-1 | 20 | 799.3848 | 0 | 0 | 0 | 1.3062 | 1160.3549 | 0 | 0 | 28.36% | 25% | 35% | 55% | NEM | Boiler | FALSE | FALSE | 236.803 | 50
Industrial_Industrial - WA_Existing_Space Heating_Natural Gas_Gas Boiler - Insulate Hot Water Lines_A | WA | Industrial | Industrial - WA | Existing | Space Heating | Natural Gas | Gas Boiler - Insulate Hot Water Lines | A | Insulated water lines | WIM18 | Discretionary | No insulation | Insulated water lines | RetroEven20 | 0 | Boiler | boiler pipe | 1 | 2.0235 | 0% | GBLR_PINS_HW-Heating-PGE-R7-1 | GBLR_PINS_HW-Heating-PGE-R7-1 | GBLR_PINS_HW-Heating-PGE-R7-1 | 11 | 26.0797 | 0 | 0 | 0 | 1.1464 | 4.9092 | 0 | 0 | 28.36% | 25% | 30% | 40% | NEM | Boiler | FALSE | FALSE | 2610.4152 | 90
Industrial_Industrial - WA_Existing_Space Heating_Natural Gas_Gas Boiler - Insulate Steam Lines/Condensate Tank_A | WA | Industrial | Industrial - WA | Existing | Space Heating | Natural Gas | Gas Boiler - Insulate Steam Lines/Condensate Tank | A | Lines and condenstate tank insulated | WIM19 | Discretionary | No insulation | Lines and condenstate tank insulated | RetroEven20 | 0 | Boiler | boiler pipe | 1 | 2.0235 | 0% | GBLR_PINS-Heating-ILTRM-v4.0-1 | GBLR_PINS_STM-Heating-PGE-R7-1 | GBLR_PINS_STM-Heating-PGE-R7-1 | 15 | 13.9626 | 0 | 0 | 0 | 1.1464 | 7.3332 | 0 | 0 | 28.36% | 25% | 30% | 40% | NEM | Boiler | FALSE | FALSE | 753.1625 | 61
Industrial_Industrial - WA_Existing_Space Heating_Natural Gas_Gas Boiler - Stack Economizer_A | WA | Industrial | Industrial - WA | Existing | Space Heating | Natural Gas | Gas Boiler - Stack Economizer | A | Economizer installed | WIM20 | Discretionary | None | Economizer installed | Retro12Med | 0 | Boiler | kBtuh Heat | 1 | 2.8439 | 0% | IL TRM - CI-HVC-BECO-V01-150601 | IL TRM - CI-HVC-BECO-V01-150601 | IL TRM - CI-HVC-BECO-V01-150601 | 15 | 10.3483 | 0 | 0 | 0 | 1.0348 | 1.0443 | 0 | 0 | 28.36% | 25% | 15% | 55% | NEM | Boiler | FALSE | FALSE | 3919.6688 | 106
Industrial_Industrial - WA_Existing_Space Heating_Natural Gas_Gas Boiler - Steam Trap Replacement_A | WA | Industrial | Industrial - WA | Existing | Space Heating | Natural Gas | Gas Boiler - Steam Trap Replacement | A | Cleaning and maintenance | WIM21 | Discretionary | Degrade performance | Cleaning and maintenance | RetroEven20 | 0 | Boiler | perBLDg | 1 | 1e-05 | 0% | IL TRM v9, Section 4.4.16 | IL TRM v9, Section 4.4.16 | IL TRM - CI-HVC-STRE-V06-200101 | 6 | 89.8373 | 0 | 0 | 0 | 1.1667 | 32745.9403 | 0 | 0 | 28.36% | 25% | 73% | 100% | NEM | Boiler | FALSE | FALSE | 2.5991 | 23
Industrial_Industrial - WA_Existing_Process_Natural Gas_Process Boiler - Hot Water Reset_A | WA | Industrial | Industrial - WA | Existing | Process | Natural Gas | Process Boiler - Hot Water Reset | A | Reset control installed | WIM22 | Discretionary | No control | Reset control installed | Retro5Med | 0 | Process Boiler | BoilerCtrl | 1 | 0.0071098 | 0% | GBLR_HWRST-Heating-ILTRM-v4.0-43 | GBLR_HWRST-Heating-ILTRM-v4.0-1 | GBLR_HWRST-Heating-ILTRM-v4.0-1 | 20 | 799.3848 | 0 | 0 | 0 | 1.3062 | 8443.765 | 0 | 0 | 28.36% | 45% | 35% | 55% | NEM | Process Boiler | FALSE | FALSE | 51.4761 | 31
Industrial_Industrial - WA_Existing_Process_Natural Gas_Process Boiler - Burner Control Optimization_A | WA | Industrial | Industrial - WA | Existing | Process | Natural Gas | Process Boiler - Burner Control Optimization | A | Optimized burner controls | WIM23 | Discretionary | Average performance | Optimized burner controls | Retro3Slow | 0 | Process Boiler | kBtuh heat | 1 | 2.8439 | 0% | GBLR_O2TRM-Heating-ILTRM-v4.0-1 | GBLR_O2TRM-Heating-MEMD-2018-1 | GBLR_O2TRM-Heating-ILTRM-v4.0-1 | 18 | 0.93934 | 0 | 0 | 0 | 1.1051 | 2.2956 | 0 | 0 | 28.36% | 45% | 5% | 85% | NEM | Process Boiler | FALSE | FALSE | 229.038 | 48
Industrial_Industrial - WA_Existing_Process_Natural Gas_Process Boiler - Insulate Hot Water Lines_A | WA | Industrial | Industrial - WA | Existing | Process | Natural Gas | Process Boiler - Insulate Hot Water Lines | A | Insulated water lines | WIM24 | Discretionary | No insulation | Insulated water lines | RetroEven20 | 0 | Process Boiler | boiler pipe | 1 | 2.0235 | 0% | GBLR_PINS_HW-Heating-PGE-R7-1 | GBLR_PINS_HW-Heating-PGE-R7-1 | GBLR_PINS_HW-Heating-PGE-R7-1 | 11 | 26.0797 | 0 | 0 | 0 | 1.1464 | 35.7237 | 0 | 0 | 28.36% | 45% | 30% | 40% | NEM | Process Boiler | FALSE | FALSE | 504.7348 | 55
Industrial_Industrial - WA_Existing_Process_Natural Gas_Process Boiler - Insulate Steam Lines/Condensate Tank_A | WA | Industrial | Industrial - WA | Existing | Process | Natural Gas | Process Boiler - Insulate Steam Lines/Condensate Tank | A | Lines and condenstate tank insulated | WIM25 | Discretionary | No insulation | Lines and condenstate tank insulated | RetroEven20 | 0 | Process Boiler | boiler pipe | 1 | 2.0235 | 0% | GBLR_PINS-Heating-ILTRM-v4.0-1 | GBLR_PINS_STM-Heating-PGE-R7-1 | GBLR_PINS_STM-Heating-PGE-R7-1 | 15 | 13.9626 | 0 | 0 | 0 | 1.1464 | 53.3628 | 0 | 0 | 28.36% | 45% | 30% | 40% | NEM | Process Boiler | FALSE | FALSE | 155.8317 | 44
Industrial_Industrial - WA_Existing_Process_Natural Gas_Process Boiler - Stack Economizer_A | WA | Industrial | Industrial - WA | Existing | Process | Natural Gas | Process Boiler - Stack Economizer | A | Economizer installed | WIM26 | Discretionary | None | Economizer installed | Retro12Med | 0 | Process Boiler | kBtuh Heat | 1 | 2.8439 | 0% | IL TRM - CI-HVC-BECO-V01-150601 | IL TRM - CI-HVC-BECO-V01-150601 | IL TRM - CI-HVC-BECO-V01-150601 | 15 | 10.3483 | 0 | 0 | 0 | 1.0348 | 7.5994 | 0 | 0 | 28.36% | 45% | 15% | 55% | NEM | Process Boiler | FALSE | FALSE | 810.992 | 66
Industrial_Industrial - WA_Existing_Process_Natural Gas_Process Boiler - Steam Trap Replacement_A | WA | Industrial | Industrial - WA | Existing | Process | Natural Gas | Process Boiler - Steam Trap Replacement | A | Cleaning and maintenance | WIM27 | Discretionary | Degrade performance | Cleaning and maintenance | RetroEven20 | 0 | Process Boiler | perBLDg | 1 | 1e-05 | 0% | IL TRM v9, Section 4.4.16 | IL TRM v9, Section 4.4.16 | IL TRM - CI-HVC-STRE-V06-200101 | 6 | 89.8373 | 0 | 0 | 0 | 1.1667 | 238288.3345 | 0 | 0 | 28.36% | 45% | 73% | 100% | NEM | Process Boiler | FALSE | FALSE | 0.43257 | 20
Industrial_Industrial - WA_Existing_Process_Natural Gas_Process Boiler - Maintenance_A | WA | Industrial | Industrial - WA | Existing | Process | Natural Gas | Process Boiler - Maintenance | A | General cleaning and maintenance | WIM28 | Discretionary | Degrade performance | General cleaning and maintenance | Retro20Fast | 0 | Process Boiler | kBtuh Heat | 1 | 2.8439 | 0% | GBLR_MNT-Heating-ILTRM-v4.0-43 | GBLR_MNT-Heating-ILTRM-v4.0-43 | GBLR_MNT-Heating-ILTRM-v4.0-1 | 3 | 0.95148 | 0 | 0 | 0 | 1.1464 | 4.7496 | 0 | 0 | 28.36% | 45% | 20% | 30% | NEM | Process Boiler | FALSE | FALSE | 598.2107 | 60
Industrial_Industrial - WA_Existing_Process_Natural Gas_Process - Heat Recovery_A | WA | Industrial | Industrial - WA | Existing | Process | Natural Gas | Process - Heat Recovery | A | HRV | WIM29 | Discretionary | No HRV | HRV | RetroEven20 | 0 | Process | sqft | 1 | 159.9711 | 0% | HRV-Cooling/Heating-E3T-1 | HRV-Cooling/Heating-E3T-1 | HRV-Cooling/Heating-E3T-1 | 20 | 1.0873 | 0 | 0 | 0 | 1.0873 | 0.7095 | 0 | 0 | 28.36% | 45% | 5% | 50% | NEM | All | FALSE | FALSE | 833.2981 | 72
Industrial_Industrial - WA_Existing_Space Heating_Natural Gas_Strategic Energy Management_A | WA | Industrial | Industrial - WA | Existing | Space Heating | Natural Gas | Strategic Energy Management | A | Implementation of strategic energy management. | WIM30 | Discretionary | No strategic energy management. | Implementation of strategic energy management. | Retro5Med | 0 | Space Heating | sqft | 1 | 159.9711 | 0% | DL20_COM_SEM-Misc-2021PLN-V4-1 | BEHAV_SEM-All-CPUC-2018_PG-2 | DL20_COM_SEM-Misc-2021PLN-V4-15 | 3 | 0.12363 | 0 | 0.02087 | 0 | 1.0743 | 0.0315 | 0 | 0 | 28.36% | 45% | 0% | 0% | NEM | All | FALSE | FALSE | 4869.5248 | 124
Industrial_Industrial - WA_Existing_Process_Natural Gas_Strategic Energy Management_A | WA | Industrial | Industrial - WA | Existing | Process | Natural Gas | Strategic Energy Management | A | Implementation of strategic energy management. | WIM31 | Discretionary | No strategic energy management. | Implementation of strategic energy management. | Retro5Med | 0 | Process | sqft | 1 | 159.9711 | 0% | DL20_COM_SEM-Misc-2021PLN-V4-1 | BEHAV_SEM-All-CPUC-2018_PG-2 | DL20_COM_SEM-Misc-2021PLN-V4-15 | 3 | 0.12363 | 0 | 0.02087 | 0 | 1.0743 | 0.11556 | 0 | 0 | 28.36% | 45% | 0% | 0% | NEM | All | FALSE | FALSE | 4869.5248 | 126
Industrial_Industrial - WA_Existing_Miscellaneous_Natural Gas_Strategic Energy Management_A | WA | Industrial | Industrial - WA | Existing | Miscellaneous | Natural Gas | Strategic Energy Management | A | Implementation of strategic energy management. | WIM32 | Discretionary | No strategic energy management. | Implementation of strategic energy management. | Retro5Med | 0 | Miscellaneous | sqft | 1 | 159.9711 | 0% | DL20_COM_SEM-Misc-2021PLN-V4-1 | BEHAV_SEM-All-CPUC-2018_PG-2 | DL20_COM_SEM-Misc-2021PLN-V4-15 | 3 | 0.12363 | 0 | 0.02087 | 0 | 1.0743 | 0.025233 | 0 | 0 | 28.36% | 45% | 0% | 0% | NEM | All | FALSE | FALSE | 4869.5248 | 125
Industrial_Industrial - WA_Existing_Space Heating_Natural Gas_Retrocommissioning_A | WA | Industrial | Industrial - WA | Existing | Space Heating | Natural Gas | Retrocommissioning | A | Periodic recommissioning of building systems. | WIM33 | Discretionary | No retro commissioning. | Periodic recommissioning of building systems. | Retro5Med | 0 | Space Heating | sqft | 1 | 159.9711 | 0% | COM_RCX-HVAC-AEG-1 | COM_RCX-Heating-7PLN-v5-18 | COM_RCX-HVAC-AEG-1 | 3 | 0.13359 | 0 | 0.031159 | 0 | 1.3062 | 0.038678 | 0 | 0 | 28.36% | 45% | 20% | 40% | NEM | All | FALSE | FALSE | 10314.1683 | 143
Industrial_Industrial - WA_Existing_Process_Natural Gas_Retrocommissioning_A | WA | Industrial | Industrial - WA | Existing | Process | Natural Gas | Retrocommissioning | A | Periodic recommissioning of building systems. | WIM34 | Discretionary | No retro commissioning. | Periodic recommissioning of building systems. | Retro5Med | 0 | Process | sqft | 1 | 159.9711 | 0% | COM_RCX-HVAC-AEG-1 | COM_RCX-Heating-7PLN-v5-18 | COM_RCX-HVAC-AEG-1 | 3 | 0.13359 | 0 | 0.031159 | 0 | 1.3062 | 0 | 0 | 0 | 28.36% | 45% | 20% | 40% | NEM | All | FALSE | FALSE | 10314.1683 | 144
Industrial_Industrial - WA_New_Space Heating_Natural Gas_Insulation - Ceiling_A | WA | Industrial | Industrial - WA | New | Space Heating | Natural Gas | Insulation - Ceiling | A | R-38 | WIM35 | Discretionary | R-13 | R-38 | Retro1Slow | 0 | Space Heating | sqft roof | 1 | 159.9711 | 0% | Avista TRM | Avista TRM | Avista TRM | 22 | 0.78647 | 0 | 0.026804 | 0 | 1.0348 | 0.075285 | 0 | 0 | 24.32% | 25% | 0% | 0% | NEM | All | FALSE | FALSE | 3463.8251 | 102
Industrial_Industrial - WA_New_Space Heating_Natural Gas_Insulation - Wall Cavity_A | WA | Industrial | Industrial - WA | New | Space Heating | Natural Gas | Insulation - Wall Cavity | A | R-23 | WIM36 | Discretionary | R-9 | R-23 | Retro1Slow | 0 | Space Heating | sqft wall | 1 | 132.6065 | 0% | Avista TRM | Avista TRM | Avista TRM | 22 | 0.67264 | 0 | 0.075813 | 0 | 1.0348 | 0.10898 | 0 | 0 | 24.32% | 25% | 0% | 0% | NEM | All | FALSE | FALSE | 2046.4342 | 88
Industrial_Industrial - WA_New_Space Heating_Natural Gas_Insulation - Ducting_A | WA | Industrial | Industrial - WA | New | Space Heating | Natural Gas | Insulation - Ducting | A | R-8 | WIM37 | Discretionary | R-4 | R-8 | Retro1Slow | 0 | Furnace | sqft duct | 1 | 39.9928 | 0% | INS_DCT-All-DEER-1 | INS_DCT-All-DEER-1 | Building Energy Simulation Tool | 20 | 0.95651 | 0 | 0.026818 | 0 | 1.2422 | 0.048539 | 0 | 0 | 24.32% | 45% | 0% | 0% | NEM | Furnace | FALSE | FALSE | 10714.8332 | 132
Industrial_Industrial - WA_New_Space Heating_Natural Gas_Ducting - Repair and Sealing_A | WA | Industrial | Industrial - WA | New | Space Heating | Natural Gas | Ducting - Repair and Sealing | A | Sealed | WIM38 | Discretionary | 20% Leakage | Sealed | Retro1Slow | 0 | Furnace | sqft duct | 1 | 39.9928 | 0% | DCT_RPR-All-DEER-1 | DCT_RPR-Cooling-RTF-1 | Building Energy Simulation Tool | 18 | 0.65309 | 0 | 0.11198 | 0 | 1.3062 | 0.19276 | 0 | 0 | 19.52% | 45% | 0% | 0% | NEM | Furnace | FALSE | FALSE | 1896.4911 | 86
Industrial_Industrial - WA_New_Space Heating_Natural Gas_Building Shell - Air Sealing (Infiltration Control)_A | WA | Industrial | Industrial - WA | New | Space Heating | Natural Gas | Building Shell - Air Sealing (Infiltration Control) | A | Air sealing to reduce air infiltration. | WIM39 | Discretionary | Building with air infiltration. | Air sealing to reduce air infiltration. | Retro1Slow | 0 | Space Heating | foot door | 1 | 0.033594 | 0% | IL TRM - CI-MSC-WTST-V01-200101 | IL TRM - CI-MSC-WTST-V01-200101 | IL TRM - CI-MSC-WTST-V01-200101 | 10 | 8 | 0 | 3.7089 | 0 | 1 | 53.9008 | 0 | 0 | 28.36% | 45% | 15% | 25% | NEM | All | FALSE | FALSE | 108.8772 | 40
Industrial_Industrial - WA_New_Space Heating_Natural Gas_Ventilation - Demand Controlled_A | WA | Industrial | Industrial - WA | New | Space Heating | Natural Gas | Ventilation - Demand Controlled | A | Outdoor air controlled based on occupancy to meet ASHRAE 62.1 | WIM40 | Discretionary | No occupancy based outdoor air controls. | Outdoor air controlled based on occupancy to meet ASHRAE 62.1 | Retro12Med | 0 | Furnace | sqft | 1 | 159.9711 | 0% | IL TRM - CI-HVC-DCV-V05-190101 | VENT_DCV-Heating-7PLN-v5-8 | IL TRM - CI-HVC-DCV-V05-190101 | 10 | 0.15285 | 0 | 0.018133 | 0 | 1.1464 | 0.035565 | 0 | 0 | 28.36% | 45% | 100% | 100% | NEM | Furnace | FALSE | FALSE | 3152.7085 | 96
Industrial_Industrial - WA_New_Space Heating_Natural Gas_Destratification Fans (HVLS)_A | WA | Industrial | Industrial - WA | New | Space Heating | Natural Gas | Destratification Fans (HVLS) | A | High volume low speed destratification fans. | WIM41 | Discretionary | No destratification fans. | High volume low speed destratification fans. | RetroEven20 | 0 | Space Heating | Strat Fan | 1 | 8.6207e-05 | 0% | DL20_IHVLS-Ag-2021PLN-v2-8 | DL20_IHVLS-Ag-2021PLN-v2-8 | HVLS-Heating-AEG-v5.0-121 | 15 | 9799.2638 | 0 | 0 | 0 | 1.0743 | 99085.2316 | 0 | 0 | 28.36% | 45% | 15% | 55% | NEM | All | FALSE | FALSE | 58.8995 | 36
Industrial_Industrial - WA_New_Space Heating_Natural Gas_Condensing RTU_A | WA | Industrial | Industrial - WA | New | Space Heating | Natural Gas | Condensing RTU | A | TBD | WIM42 | Discretionary | TBD | TBD | Retro5Med | 0 | Furnace | sqft cond | 1 | 159.9711 | 0% | NEEA Condensing Rooftop Unit Field Study - October 28, 2019 | NEEA Condensing Rooftop Unit Field Study - October 28, 2019 | NEEA Condensing Rooftop Unit Field Study - October 28, 2019 | 5 | 0.27741 | 0 | 0 | 0 | 1.0348 | 0.057264 | 0 | 0 | 28.36% | 45% | 100% | 100% | NEM | Furnace | FALSE | FALSE | 6894.5962 | 130
Industrial_Industrial - WA_New_Space Heating_Natural Gas_Industrial Air Curtains_A | WA | Industrial | Industrial - WA | New | Space Heating | Natural Gas | Industrial Air Curtains | A | Air curtains on large industrial doors. | WIM43 | Discretionary | No air curtains. | Air curtains on large industrial doors. | Retro1Slow | 0 | Space Heating | sqft | 1 | 159.9711 | 0% | IL TRM - CI-HVC-AIRC-V03-200101 | IL TRM - CI-HVC-AIRC-V03-200101 | IL TRM - CI-HVC-AIRC-V03-200101 | 15 | 0.27 | 0.0075 | 0 | 0 | 1 | -0.017002 | 0 | 0 | 28.36% | 45% | 15% | 75% | NEM | All | FALSE | FALSE | -9457.8315 | 16
Industrial_Industrial - WA_New_Space Heating_Natural Gas_HVAC - Energy Recovery Ventilator_A | WA | Industrial | Industrial - WA | New | Space Heating | Natural Gas | HVAC - Energy Recovery Ventilator | A | ERV | WIM44 | Discretionary | No ERV | ERV | RetroEven20 | 0 | Space Heating | sqft | 1 | 159.9711 | 0% | HRV-Cooling/Heating-E3T-1 | HRV-Cooling/Heating-E3T-1 | HRV-Cooling/Heating-E3T-1 | 20 | 1.0873 | 0 | 0 | 0 | 1.0873 | 0.17513 | 0 | 0 | 28.36% | 45% | 100% | 100% | NEM | All | FALSE | FALSE | 3375.9864 | 100
Industrial_Industrial - WA_New_Space Heating_Natural Gas_Thermostat - Connected_A | WA | Industrial | Industrial - WA | New | Space Heating | Natural Gas | Thermostat - Connected | A | Thermostat connected to building management control system. | WIM45 | Discretionary | Standard thermostat. | Thermostat connected to building management control system. | Retro12Med | 0 | Space Heating | Stat Unit | 1 | 0.001 | 0% | DL20_CSTAT_SMRT-Cool-RTF-v1.1-5 | IL TRM - CI-HVC-THST-V01-200101 | DL20_CSTAT_SMRT-Heat-RTF-v1.1-1 | 5 | 222.9079 | 0 | 15.0593 | 0 | 1.1247 | 6225.8703 | 0 | 0 | 28.36% | 45% | 5% | 35% | NEM | All | FALSE | FALSE | 50.956 | 35
Industrial_Industrial - WA_New_Space Heating_Natural Gas_Gas Boiler - Maintenance_A | WA | Industrial | Industrial - WA | New | Space Heating | Natural Gas | Gas Boiler - Maintenance | A | General cleaning and maintenance | WIM46 | Discretionary | Degrade performance | General cleaning and maintenance | Retro20Fast | 0 | Boiler | kBtuh Heat | 1 | 2.8439 | 0% | GBLR_MNT-Heating-ILTRM-v4.0-43 | GBLR_MNT-Heating-ILTRM-v4.0-43 | GBLR_MNT-Heating-ILTRM-v4.0-1 | 3 | 0.95148 | 0 | 0 | 0 | 1.1464 | 0.55556 | 0 | 0 | 28.36% | 25% | 5% | 10% | NEM | Boiler | FALSE | FALSE | 4771.6967 | 120
Industrial_Industrial - WA_New_Space Heating_Natural Gas_Gas Furnace - Maintenance_A | WA | Industrial | Industrial - WA | New | Space Heating | Natural Gas | Gas Furnace - Maintenance | A | General cleaning and maintenance | WIM47 | Discretionary | Degrade performance | General cleaning and maintenance | Retro20Fast | 0 | Furnace | kBtuh Heat | 1 | 2.8439 | 0% | IL TRM - CI-HVC-FTUN-V03-200101 | GBLR_MNT-Heating-ILTRM-v4.0-43 | IL TRM - CI-HVC-FTUN-V03-200101 | 3 | 0.95148 | 0 | 0 | 0 | 1.1464 | 0.48792 | 0 | 0 | 28.36% | 25% | 5% | 10% | NEM | Furnace | FALSE | FALSE | 5433.2456 | 128
Industrial_Industrial - WA_New_Space Heating_Natural Gas_Gas Furnace - Tube Inserts_A | WA | Industrial | Industrial - WA | New | Space Heating | Natural Gas | Gas Furnace - Tube Inserts | A | Tube inserts installed | WIM48 | Discretionary | None | Tube inserts installed | Retro3Slow | 0 | Furnace | sqft | 1 | 159.9711 | 0% | n/a | n/a | n/a | 5 | 1 | 0 | 0 | 0 | 1 | 0 | 0 | 0 | 28.36% | 25% | 0% | 0% | NEM | Furnace | FALSE | FALSE | 0 | 133
Industrial_Industrial - WA_New_Space Heating_Natural Gas_Gas Boiler - Burner Control Optimization_A | WA | Industrial | Industrial - WA | New | Space Heating | Natural Gas | Gas Boiler - Burner Control Optimization | A | Optimized burner controls | WIM49 | Discretionary | Average performance | Optimized burner controls | Retro3Slow | 0 | Boiler | kBtuh heat | 1 | 2.8439 | 0% | GBLR_O2TRM-Heating-ILTRM-v4.0-1 | GBLR_O2TRM-Heating-MEMD-2018-1 | GBLR_O2TRM-Heating-ILTRM-v4.0-1 | 18 | 0.93934 | 0 | 0 | 0 | 1.1051 | 0.26852 | 0 | 0 | 28.36% | 25% | 5% | 85% | NEM | Boiler | FALSE | FALSE | 1258.4511 | 82
Industrial_Industrial - WA_New_Space Heating_Natural Gas_Gas Boiler - High Turndown Burner_A | WA | Industrial | Industrial - WA | New | Space Heating | Natural Gas | Gas Boiler - High Turndown Burner | A | Turndown control installed | WIM50 | Discretionary | No control | Turndown control installed | Retro12Med | 0 | Boiler | kbtuh heat | 1 | 2.8439 | 0% | GBLR_TRN-Heating-MNTRM-v2.1-1 | GBLR_TRN-Heating-MNTRM-v2.1-1 | GBLR_TRN-Heating-MNTRM-v2.1-1 | 15 | 2.7959 | 0 | 0 | 0 | 1.1051 | 0.92594 | 0 | 0 | 28.36% | 25% | 100% | 100% | NEM | Boiler | FALSE | FALSE | 1194.4256 | 80
Industrial_Industrial - WA_New_Space Heating_Natural Gas_Gas Boiler - Hot Water Reset_A | WA | Industrial | Industrial - WA | New | Space Heating | Natural Gas | Gas Boiler - Hot Water Reset | A | Reset control installed | WIM51 | Discretionary | No control | Reset control installed | Retro5Med | 0 | Boiler | BoilerCtrl | 1 | 0.0071098 | 0% | GBLR_HWRST-Heating-ILTRM-v4.0-43 | GBLR_HWRST-Heating-ILTRM-v4.0-1 | GBLR_HWRST-Heating-ILTRM-v4.0-1 | 20 | 799.3848 | 0 | 0 | 0 | 1.3062 | 987.667 | 0 | 0 | 28.36% | 25% | 100% | 100% | NEM | Boiler | FALSE | FALSE | 278.2066 | 52
Industrial_Industrial - WA_New_Space Heating_Natural Gas_Gas Boiler - Insulate Hot Water Lines_A | WA | Industrial | Industrial - WA | New | Space Heating | Natural Gas | Gas Boiler - Insulate Hot Water Lines | A | Insulated water lines | WIM52 | Discretionary | No insulation | Insulated water lines | RetroEven20 | 0 | Boiler | boiler pipe | 1 | 2.0235 | 0% | GBLR_PINS_HW-Heating-PGE-R7-1 | GBLR_PINS_HW-Heating-PGE-R7-1 | GBLR_PINS_HW-Heating-PGE-R7-1 | 11 | 26.0797 | 0 | 0 | 0 | 1.1464 | 4.4456 | 0 | 0 | 28.36% | 25% | 100% | 100% | NEM | Boiler | FALSE | FALSE | 2882.6408 | 92
Industrial_Industrial - WA_New_Space Heating_Natural Gas_Gas Boiler - Insulate Steam Lines/Condensate Tank_A | WA | Industrial | Industrial - WA | New | Space Heating | Natural Gas | Gas Boiler - Insulate Steam Lines/Condensate Tank | A | Lines and condenstate tank insulated | WIM53 | Discretionary | No insulation | Lines and condenstate tank insulated | RetroEven20 | 0 | Boiler | boiler pipe | 1 | 2.0235 | 0% | GBLR_PINS-Heating-ILTRM-v4.0-1 | GBLR_PINS_STM-Heating-PGE-R7-1 | GBLR_PINS_STM-Heating-PGE-R7-1 | 15 | 13.9626 | 0 | 0 | 0 | 1.1464 | 6.6407 | 0 | 0 | 28.36% | 25% | 100% | 100% | NEM | Boiler | FALSE | FALSE | 831.7056 | 69
Industrial_Industrial - WA_New_Space Heating_Natural Gas_Gas Boiler - Stack Economizer_A | WA | Industrial | Industrial - WA | New | Space Heating | Natural Gas | Gas Boiler - Stack Economizer | A | Economizer installed | WIM54 | Discretionary | None | Economizer installed | Retro12Med | 0 | Boiler | kBtuh Heat | 1 | 2.8439 | 0% | IL TRM - CI-HVC-BECO-V01-150601 | IL TRM - CI-HVC-BECO-V01-150601 | IL TRM - CI-HVC-BECO-V01-150601 | 15 | 10.3483 | 0 | 0 | 0 | 1.0348 | 0.8889 | 0 | 0 | 28.36% | 25% | 15% | 55% | NEM | Boiler | FALSE | FALSE | 4605.0001 | 112
Industrial_Industrial - WA_New_Space Heating_Natural Gas_Gas Boiler - Steam Trap Replacement_A | WA | Industrial | Industrial - WA | New | Space Heating | Natural Gas | Gas Boiler - Steam Trap Replacement | A | Cleaning and maintenance | WIM55 | Discretionary | Degrade performance | Cleaning and maintenance | RetroEven20 | 0 | Boiler | perBLDg | 1 | 1e-05 | 0% | IL TRM v9, Section 4.4.16 | IL TRM v9, Section 4.4.16 | IL TRM - CI-HVC-STRE-V06-200101 | 6 | 89.8373 | 0 | 0 | 0 | 1.1667 | 29653.5386 | 0 | 0 | 28.36% | 25% | 0% | 10% | NEM | Boiler | FALSE | FALSE | 2.8701 | 24
Industrial_Industrial - WA_New_Process_Natural Gas_Process Boiler - Hot Water Reset_A | WA | Industrial | Industrial - WA | New | Process | Natural Gas | Process Boiler - Hot Water Reset | A | Reset control installed | WIM56 | Discretionary | No control | Reset control installed | Retro5Med | 0 | Process Boiler | BoilerCtrl | 1 | 0.0071098 | 0% | GBLR_HWRST-Heating-ILTRM-v4.0-43 | GBLR_HWRST-Heating-ILTRM-v4.0-1 | GBLR_HWRST-Heating-ILTRM-v4.0-1 | 20 | 799.3848 | 0 | 0 | 0 | 1.3062 | 8443.765 | 0 | 0 | 28.36% | 45% | 100% | 100% | NEM | Process Boiler | FALSE | FALSE | 51.4761 | 33
Industrial_Industrial - WA_New_Process_Natural Gas_Process Boiler - Burner Control Optimization_A | WA | Industrial | Industrial - WA | New | Process | Natural Gas | Process Boiler - Burner Control Optimization | A | Optimized burner controls | WIM57 | Discretionary | Average performance | Optimized burner controls | Retro3Slow | 0 | Process Boiler | kBtuh heat | 1 | 2.8439 | 0% | GBLR_O2TRM-Heating-ILTRM-v4.0-1 | GBLR_O2TRM-Heating-MEMD-2018-1 | GBLR_O2TRM-Heating-ILTRM-v4.0-1 | 18 | 0.93934 | 0 | 0 | 0 | 1.1051 | 2.2956 | 0 | 0 | 28.36% | 45% | 5% | 85% | NEM | Process Boiler | FALSE | FALSE | 229.038 | 47
Industrial_Industrial - WA_New_Process_Natural Gas_Process Boiler - Insulate Hot Water Lines_A | WA | Industrial | Industrial - WA | New | Process | Natural Gas | Process Boiler - Insulate Hot Water Lines | A | Insulated water lines | WIM58 | Discretionary | No insulation | Insulated water lines | RetroEven20 | 0 | Process Boiler | boiler pipe | 1 | 2.0235 | 0% | GBLR_PINS_HW-Heating-PGE-R7-1 | GBLR_PINS_HW-Heating-PGE-R7-1 | GBLR_PINS_HW-Heating-PGE-R7-1 | 11 | 26.0797 | 0 | 0 | 0 | 1.1464 | 38.0063 | 0 | 0 | 28.36% | 45% | 100% | 100% | NEM | Process Boiler | FALSE | FALSE | 474.421 | 54
Industrial_Industrial - WA_New_Process_Natural Gas_Process Boiler - Insulate Steam Lines/Condensate Tank_A | WA | Industrial | Industrial - WA | New | Process | Natural Gas | Process Boiler - Insulate Steam Lines/Condensate Tank | A | Lines and condenstate tank insulated | WIM59 | Discretionary | No insulation | Lines and condenstate tank insulated | RetroEven20 | 0 | Process Boiler | boiler pipe | 1 | 2.0235 | 0% | GBLR_PINS-Heating-ILTRM-v4.0-1 | GBLR_PINS_STM-Heating-PGE-R7-1 | GBLR_PINS_STM-Heating-PGE-R7-1 | 15 | 13.9626 | 0 | 0 | 0 | 1.1464 | 56.7725 | 0 | 0 | 28.36% | 45% | 100% | 100% | NEM | Process Boiler | FALSE | FALSE | 146.4727 | 42
Industrial_Industrial - WA_New_Process_Natural Gas_Process Boiler - Stack Economizer_A | WA | Industrial | Industrial - WA | New | Process | Natural Gas | Process Boiler - Stack Economizer | A | Economizer installed | WIM60 | Discretionary | None | Economizer installed | Retro12Med | 0 | Process Boiler | kBtuh Heat | 1 | 2.8439 | 0% | IL TRM - CI-HVC-BECO-V01-150601 | IL TRM - CI-HVC-BECO-V01-150601 | IL TRM - CI-HVC-BECO-V01-150601 | 15 | 10.3483 | 0 | 0 | 0 | 1.0348 | 7.5994 | 0 | 0 | 28.36% | 45% | 15% | 55% | NEM | Process Boiler | FALSE | FALSE | 810.992 | 65
Industrial_Industrial - WA_New_Process_Natural Gas_Process Boiler - Steam Trap Replacement_A | WA | Industrial | Industrial - WA | New | Process | Natural Gas | Process Boiler - Steam Trap Replacement | A | Cleaning and maintenance | WIM61 | Discretionary | Degrade performance | Cleaning and maintenance | RetroEven20 | 0 | Process Boiler | perBLDg | 1 | 1e-05 | 0% | IL TRM v9, Section 4.4.16 | IL TRM v9, Section 4.4.16 | IL TRM - CI-HVC-STRE-V06-200101 | 6 | 89.8373 | 0 | 0 | 0 | 1.1667 | 253514.0926 | 0 | 0 | 28.36% | 45% | 0% | 10% | NEM | Process Boiler | FALSE | FALSE | 0.40659 | 18
Industrial_Industrial - WA_New_Process_Natural Gas_Process Boiler - Maintenance_A | WA | Industrial | Industrial - WA | New | Process | Natural Gas | Process Boiler - Maintenance | A | General cleaning and maintenance | WIM62 | Discretionary | Degrade performance | General cleaning and maintenance | Retro20Fast | 0 | Process Boiler | kBtuh Heat | 1 | 2.8439 | 0% | GBLR_MNT-Heating-ILTRM-v4.0-43 | GBLR_MNT-Heating-ILTRM-v4.0-43 | GBLR_MNT-Heating-ILTRM-v4.0-1 | 3 | 0.95148 | 0 | 0 | 0 | 1.1464 | 4.7496 | 0 | 0 | 28.36% | 45% | 5% | 10% | NEM | Process Boiler | FALSE | FALSE | 598.2107 | 59
Industrial_Industrial - WA_New_Process_Natural Gas_Process - Heat Recovery_A | WA | Industrial | Industrial - WA | New | Process | Natural Gas | Process - Heat Recovery | A | HRV | WIM63 | Discretionary | No HRV | HRV | RetroEven20 | 0 | Process | sqft | 1 | 159.9711 | 0% | HRV-Cooling/Heating-E3T-1 | HRV-Cooling/Heating-E3T-1 | HRV-Cooling/Heating-E3T-1 | 20 | 1.0873 | 0 | 0 | 0 | 1.0873 | 0.7095 | 0 | 0 | 28.36% | 45% | 5% | 50% | NEM | All | FALSE | FALSE | 833.2981 | 71
Industrial_Industrial - WA_New_Space Heating_Natural Gas_Strategic Energy Management_A | WA | Industrial | Industrial - WA | New | Space Heating | Natural Gas | Strategic Energy Management | A | Implementation of strategic energy management. | WIM64 | Discretionary | No strategic energy management. | Implementation of strategic energy management. | Retro5Med | 0 | Space Heating | sqft | 1 | 159.9711 | 0% | DL20_COM_SEM-Misc-2021PLN-V4-1 | BEHAV_SEM-All-CPUC-2018_PG-2 | DL20_COM_SEM-Misc-2021PLN-V4-15 | 3 | 0.11913 | 0 | 0.02107 | 0 | 1.0743 | 0.028524 | 0 | 0 | 28.36% | 45% | 0% | 0% | NEM | All | FALSE | FALSE | 4720.5929 | 116
Industrial_Industrial - WA_New_Process_Natural Gas_Strategic Energy Management_A | WA | Industrial | Industrial - WA | New | Process | Natural Gas | Strategic Energy Management | A | Implementation of strategic energy management. | WIM65 | Discretionary | No strategic energy management. | Implementation of strategic energy management. | Retro5Med | 0 | Process | sqft | 1 | 159.9711 | 0% | DL20_COM_SEM-Misc-2021PLN-V4-1 | BEHAV_SEM-All-CPUC-2018_PG-2 | DL20_COM_SEM-Misc-2021PLN-V4-15 | 3 | 0.11913 | 0 | 0.02107 | 0 | 1.0743 | 0.11556 | 0 | 0 | 28.36% | 45% | 0% | 0% | NEM | All | FALSE | FALSE | 4720.5929 | 117
Industrial_Industrial - WA_New_Miscellaneous_Natural Gas_Strategic Energy Management_A | WA | Industrial | Industrial - WA | New | Miscellaneous | Natural Gas | Strategic Energy Management | A | Implementation of strategic energy management. | WIM66 | Discretionary | No strategic energy management. | Implementation of strategic energy management. | Retro5Med | 0 | Miscellaneous | sqft | 1 | 159.9711 | 0% | DL20_COM_SEM-Misc-2021PLN-V4-1 | BEHAV_SEM-All-CPUC-2018_PG-2 | DL20_COM_SEM-Misc-2021PLN-V4-15 | 3 | 0.11913 | 0 | 0.02107 | 0 | 1.0743 | 0.025233 | 0 | 0 | 28.36% | 45% | 0% | 0% | NEM | All | FALSE | FALSE | 4720.5929 | 118
Industrial_Industrial - WA_New_Space Heating_Natural Gas_Retrocommissioning_A | WA | Industrial | Industrial - WA | New | Space Heating | Natural Gas | Retrocommissioning | A | Periodic recommissioning of building systems. | WIM67 | Discretionary | No retro commissioning. | Periodic recommissioning of building systems. | Retro5Med | 0 | Space Heating | sqft | 1 | 159.9711 | 0% | COM_RCX-HVAC-AEG-1 | N/A | COM_RCX-HVAC-AEG-1 | 3 | 1.3062 | 0 | 0.031457 | 0 | 1.3062 | 0.035025 | 0 | 0 | 28.36% | 45% | 0% | 0% | NEM | All | FALSE | FALSE | 111362.5884 | 135
Industrial_Industrial - WA_New_Process_Natural Gas_Retrocommissioning_A | WA | Industrial | Industrial - WA | New | Process | Natural Gas | Retrocommissioning | A | Periodic recommissioning of building systems. | WIM68 | Discretionary | No retro commissioning. | Periodic recommissioning of building systems. | Retro5Med | 0 | Process | sqft | 1 | 159.9711 | 0% | COM_RCX-HVAC-AEG-1 | N/A | COM_RCX-HVAC-AEG-1 | 3 | 1.3062 | 0 | 0.031457 | 0 | 1.3062 | 0 | 0 | 0 | 28.36% | 45% | 0% | 0% | NEM | All | FALSE | FALSE | 111362.5884 | 145
Industrial_Industrial - ID_Existing_Space Heating_Natural Gas_Insulation - Ceiling_A | ID | Industrial | Industrial - ID | Existing | Space Heating | Natural Gas | Insulation - Ceiling | A | R-38 | IIM69 | Discretionary | R-13 | R-38 | Retro1Slow | 0 | Space Heating | sqft roof | 1 | 216.9078 | 0% | Avista TRM | Avista TRM | Avista TRM | 22 | 0.78647 | 0 | 0.025126 | 0 | 1.0348 | 0.079937 | 0 | 0 | 24.13% | 25% | 60% | 85% | NEM | All | FALSE | FALSE | 3262.2489 | 97
Industrial_Industrial - ID_Existing_Space Heating_Natural Gas_Insulation - Wall Cavity_A | ID | Industrial | Industrial - ID | Existing | Space Heating | Natural Gas | Insulation - Wall Cavity | A | R-23 | IIM70 | Discretionary | R-9 | R-23 | Retro1Slow | 0 | Space Heating | sqft wall | 1 | 97.7982 | 0% | Avista TRM | Avista TRM | Avista TRM | 22 | 0.67264 | 0 | 0.071068 | 0 | 1.0348 | 0.21275 | 0 | 0 | 24.13% | 25% | 60% | 85% | NEM | All | FALSE | FALSE | 1048.3143 | 75
Industrial_Industrial - ID_Existing_Space Heating_Natural Gas_Insulation - Ducting_A | ID | Industrial | Industrial - ID | Existing | Space Heating | Natural Gas | Insulation - Ducting | A | R-8 | IIM71 | Discretionary | R-4 | R-8 | Retro1Slow | 0 | Furnace | sqft duct | 1 | 54.2269 | 0% | INS_DCT-All-DEER-1 | INS_DCT-All-DEER-1 | Building Energy Simulation Tool | 20 | 0.95651 | 0 | 0.0025723 | 0 | 1.2422 | 0.0063851 | 0 | 0 | 24.13% | 45% | 40% | 60% | NEM | Furnace | FALSE | FALSE | 81453.6142 | 131
Industrial_Industrial - ID_Existing_Space Heating_Natural Gas_Ducting - Repair and Sealing_A | ID | Industrial | Industrial - ID | Existing | Space Heating | Natural Gas | Ducting - Repair and Sealing | A | Sealed | IIM72 | Discretionary | 20% Leakage | Sealed | Retro1Slow | 0 | Furnace | sqft duct | 1 | 54.2269 | 0% | DCT_RPR-All-DEER-1 | DCT_RPR-Cooling-RTF-1 | Building Energy Simulation Tool | 18 | 0.65309 | 0 | 0.11033 | 0 | 1.3062 | 0.26046 | 0 | 0 | 22.18% | 45% | 15% | 50% | NEM | Furnace | FALSE | FALSE | 1403.522 | 83
Industrial_Industrial - ID_Existing_Space Heating_Natural Gas_Building Shell - Air Sealing (Infiltration Control)_A | ID | Industrial | Industrial - ID | Existing | Space Heating | Natural Gas | Building Shell - Air Sealing (Infiltration Control) | A | Air sealing to reduce air infiltration. | IIM73 | Discretionary | Building with air infiltration. | Air sealing to reduce air infiltration. | Retro1Slow | 0 | Space Heating | foot door | 1 | 0.045551 | 0% | IL TRM - CI-MSC-WTST-V01-200101 | IL TRM - CI-MSC-WTST-V01-200101 | IL TRM - CI-MSC-WTST-V01-200101 | 10 | 8 | 0 | 3.6525 | 0 | 1 | 60.1243 | 0 | 0 | 27.8% | 45% | 15% | 25% | NEM | All | FALSE | FALSE | 97.6073 | 37
Industrial_Industrial - ID_Existing_Space Heating_Natural Gas_Ventilation - Demand Controlled_A | ID | Industrial | Industrial - ID | Existing | Space Heating | Natural Gas | Ventilation - Demand Controlled | A | Outdoor air controlled based on occupancy to meet ASHRAE 62.1 | IIM74 | Discretionary | No occupancy based outdoor air controls. | Outdoor air controlled based on occupancy to meet ASHRAE 62.1 | Retro12Med | 0 | Furnace | sqft | 1 | 216.9078 | 0% | IL TRM - CI-HVC-DCV-V05-190101 | VENT_DCV-Heating-7PLN-v5-8 | IL TRM - CI-HVC-DCV-V05-190101 | 10 | 0.24838 | 0 | 0.017872 | 0 | 1.1464 | 0.048073 | 0 | 0 | 27.8% | 45% | 55% | 75% | NEM | Furnace | FALSE | FALSE | 3790.154 | 103
Industrial_Industrial - ID_Existing_Space Heating_Natural Gas_Destratification Fans (HVLS)_A | ID | Industrial | Industrial - ID | Existing | Space Heating | Natural Gas | Destratification Fans (HVLS) | A | High volume low speed destratification fans. | IIM75 | Discretionary | No destratification fans. | High volume low speed destratification fans. | RetroEven20 | 0 | Space Heating | Strat Fan | 1 | 8.6207e-05 | 0% | DL20_IHVLS-Ag-2021PLN-v2-8 | DL20_IHVLS-Ag-2021PLN-v2-8 | HVLS-Heating-AEG-v5.0-121 | 15 | 9799.2638 | 0 | 0 | 0 | 1.0743 | 155940.6147 | 0 | 0 | 27.8% | 45% | 15% | 55% | NEM | All | FALSE | FALSE | 37.4249 | 26
Industrial_Industrial - ID_Existing_Space Heating_Natural Gas_Condensing RTU_A | ID | Industrial | Industrial - ID | Existing | Space Heating | Natural Gas | Condensing RTU | A | TBD | IIM76 | Discretionary | TBD | TBD | Retro5Med | 0 | Furnace | sqft cond | 1 | 216.9078 | 0% | NEEA Condensing Rooftop Unit Field Study - October 28, 2019 | NEEA Condensing Rooftop Unit Field Study - October 28, 2019 | NEEA Condensing Rooftop Unit Field Study - October 28, 2019 | 5 | 2.6526 | 0 | 0 | 0 | 1.0348 | 0.077378 | 0 | 0 | 27.8% | 45% | 5% | 10% | NEM | Furnace | FALSE | FALSE | 48789.6312 | 140
Industrial_Industrial - ID_Existing_Space Heating_Natural Gas_Industrial Air Curtains_A | ID | Industrial | Industrial - ID | Existing | Space Heating | Natural Gas | Industrial Air Curtains | A | Air curtains on large industrial doors. | IIM77 | Discretionary | No air curtains. | Air curtains on large industrial doors. | Retro1Slow | 0 | Space Heating | sqft | 1 | 216.9078 | 0% | IL TRM - CI-HVC-AIRC-V03-200101 | IL TRM - CI-HVC-AIRC-V03-200101 | IL TRM - CI-HVC-AIRC-V03-200101 | 15 | 0.27 | 0.0075 | 0 | 0 | 1 | -0.017002 | 0 | 0 | 27.8% | 45% | 15% | 75% | NEM | All | FALSE | FALSE | -9457.8315 | 15
Industrial_Industrial - ID_Existing_Space Heating_Natural Gas_HVAC - Energy Recovery Ventilator_A | ID | Industrial | Industrial - ID | Existing | Space Heating | Natural Gas | HVAC - Energy Recovery Ventilator | A | ERV | IIM78 | Discretionary | No ERV | ERV | RetroEven20 | 0 | Space Heating | sqft | 1 | 216.9078 | 0% | HRV-Cooling/Heating-E3T-1 | HRV-Cooling/Heating-E3T-1 | HRV-Cooling/Heating-E3T-1 | 20 | 1.0873 | 0 | 0 | 0 | 1.0873 | 0.19535 | 0 | 0 | 27.8% | 45% | 5% | 10% | NEM | All | FALSE | FALSE | 3026.5352 | 93
Industrial_Industrial - ID_Existing_Space Heating_Natural Gas_Thermostat - Connected_A | ID | Industrial | Industrial - ID | Existing | Space Heating | Natural Gas | Thermostat - Connected | A | Thermostat connected to building management control system. | IIM79 | Discretionary | Standard thermostat. | Thermostat connected to building management control system. | Retro12Med | 0 | Space Heating | Stat Unit | 1 | 0.001 | 0% | DL20_CSTAT_SMRT-Cool-RTF-v1.1-5 | IL TRM - CI-HVC-THST-V01-200101 | DL20_CSTAT_SMRT-Heat-RTF-v1.1-1 | 5 | 222.9079 | 0 | 14.8303 | 0 | 1.1247 | 9416.4829 | 0 | 0 | 27.8% | 45% | 0% | 25% | NEM | All | FALSE | FALSE | 33.6904 | 25
Industrial_Industrial - ID_Existing_Space Heating_Natural Gas_Gas Boiler - Maintenance_A | ID | Industrial | Industrial - ID | Existing | Space Heating | Natural Gas | Gas Boiler - Maintenance | A | General cleaning and maintenance | IIM80 | Discretionary | Degrade performance | General cleaning and maintenance | Retro20Fast | 0 | Boiler | kBtuh Heat | 1 | 3.8561 | 0% | GBLR_MNT-Heating-ILTRM-v4.0-43 | GBLR_MNT-Heating-ILTRM-v4.0-43 | GBLR_MNT-Heating-ILTRM-v4.0-1 | 3 | 0.95148 | 0 | 0 | 0 | 1.1464 | 0.65929 | 0 | 0 | 27.8% | 25% | 20% | 30% | NEM | Boiler | FALSE | FALSE | 4020.9416 | 107
Industrial_Industrial - ID_Existing_Space Heating_Natural Gas_Gas Furnace - Maintenance_A | ID | Industrial | Industrial - ID | Existing | Space Heating | Natural Gas | Gas Furnace - Maintenance | A | General cleaning and maintenance | IIM81 | Discretionary | Degrade performance | General cleaning and maintenance | Retro20Fast | 0 | Furnace | kBtuh Heat | 1 | 3.8561 | 0% | IL TRM - CI-HVC-FTUN-V03-200101 | GBLR_MNT-Heating-ILTRM-v4.0-43 | IL TRM - CI-HVC-FTUN-V03-200101 | 3 | 0.95148 | 0 | 0 | 0 | 1.1464 | 0.65929 | 0 | 0 | 27.8% | 25% | 20% | 30% | NEM | Furnace | FALSE | FALSE | 4020.9416 | 108
Industrial_Industrial - ID_Existing_Space Heating_Natural Gas_Gas Furnace - Tube Inserts_A | ID | Industrial | Industrial - ID | Existing | Space Heating | Natural Gas | Gas Furnace - Tube Inserts | A | Tube inserts installed | IIM82 | Discretionary | None | Tube inserts installed | Retro3Slow | 0 | Furnace | sqft | 1 | 216.9078 | 0% | n/a | n/a | n/a | 5 | 1 | 0 | 0 | 0 | 1 | 0 | 0 | 0 | 27.8% | 25% | 0% | 0% | NEM | Furnace | FALSE | FALSE | 0 | 141
Industrial_Industrial - ID_Existing_Space Heating_Natural Gas_Gas Boiler - Burner Control Optimization_A | ID | Industrial | Industrial - ID | Existing | Space Heating | Natural Gas | Gas Boiler - Burner Control Optimization | A | Optimized burner controls | IIM83 | Discretionary | Average performance | Optimized burner controls | Retro3Slow | 0 | Boiler | kBtuh heat | 1 | 3.8561 | 0% | GBLR_O2TRM-Heating-ILTRM-v4.0-1 | GBLR_O2TRM-Heating-MEMD-2018-1 | GBLR_O2TRM-Heating-ILTRM-v4.0-1 | 18 | 0.93934 | 0 | 0 | 0 | 1.1051 | 0.31866 | 0 | 0 | 27.8% | 25% | 5% | 85% | NEM | Boiler | FALSE | FALSE | 1060.4527 | 76
Industrial_Industrial - ID_Existing_Space Heating_Natural Gas_Gas Boiler - High Turndown Burner_A | ID | Industrial | Industrial - ID | Existing | Space Heating | Natural Gas | Gas Boiler - High Turndown Burner | A | Turndown control installed | IIM84 | Discretionary | No control | Turndown control installed | Retro12Med | 0 | Boiler | kbtuh heat | 1 | 3.8561 | 0% | GBLR_TRN-Heating-MNTRM-v2.1-1 | GBLR_TRN-Heating-MNTRM-v2.1-1 | GBLR_TRN-Heating-MNTRM-v2.1-1 | 15 | 2.7959 | 0 | 0 | 0 | 1.1051 | 1.0988 | 0 | 0 | 27.8% | 25% | 25% | 50% | NEM | Boiler | FALSE | FALSE | 1006.5006 | 73
Industrial_Industrial - ID_Existing_Space Heating_Natural Gas_Gas Boiler - Hot Water Reset_A | ID | Industrial | Industrial - ID | Existing | Space Heating | Natural Gas | Gas Boiler - Hot Water Reset | A | Reset control installed | IIM85 | Discretionary | No control | Reset control installed | Retro5Med | 0 | Boiler | BoilerCtrl | 1 | 0.0096403 | 0% | GBLR_HWRST-Heating-ILTRM-v4.0-43 | GBLR_HWRST-Heating-ILTRM-v4.0-1 | GBLR_HWRST-Heating-ILTRM-v4.0-1 | 20 | 799.3848 | 0 | 0 | 0 | 1.3062 | 1172.0756 | 0 | 0 | 27.8% | 25% | 35% | 55% | NEM | Boiler | FALSE | FALSE | 234.4349 | 49
Industrial_Industrial - ID_Existing_Space Heating_Natural Gas_Gas Boiler - Insulate Hot Water Lines_A | ID | Industrial | Industrial - ID | Existing | Space Heating | Natural Gas | Gas Boiler - Insulate Hot Water Lines | A | Insulated water lines | IIM86 | Discretionary | No insulation | Insulated water lines | RetroEven20 | 0 | Boiler | boiler pipe | 1 | 2.7437 | 0% | GBLR_PINS_HW-Heating-PGE-R7-1 | GBLR_PINS_HW-Heating-PGE-R7-1 | GBLR_PINS_HW-Heating-PGE-R7-1 | 11 | 26.0797 | 0 | 0 | 0 | 1.1464 | 4.9092 | 0 | 0 | 27.8% | 25% | 30% | 40% | NEM | Boiler | FALSE | FALSE | 2610.4152 | 89
Industrial_Industrial - ID_Existing_Space Heating_Natural Gas_Gas Boiler - Insulate Steam Lines/Condensate Tank_A | ID | Industrial | Industrial - ID | Existing | Space Heating | Natural Gas | Gas Boiler - Insulate Steam Lines/Condensate Tank | A | Lines and condenstate tank insulated | IIM87 | Discretionary | No insulation | Lines and condenstate tank insulated | RetroEven20 | 0 | Boiler | boiler pipe | 1 | 2.7437 | 0% | GBLR_PINS-Heating-ILTRM-v4.0-1 | GBLR_PINS_STM-Heating-PGE-R7-1 | GBLR_PINS_STM-Heating-PGE-R7-1 | 15 | 13.9626 | 0 | 0 | 0 | 1.1464 | 7.3332 | 0 | 0 | 27.8% | 25% | 30% | 40% | NEM | Boiler | FALSE | FALSE | 753.1625 | 62
Industrial_Industrial - ID_Existing_Space Heating_Natural Gas_Gas Boiler - Stack Economizer_A | ID | Industrial | Industrial - ID | Existing | Space Heating | Natural Gas | Gas Boiler - Stack Economizer | A | Economizer installed | IIM88 | Discretionary | None | Economizer installed | Retro12Med | 0 | Boiler | kBtuh Heat | 1 | 3.8561 | 0% | IL TRM - CI-HVC-BECO-V01-150601 | IL TRM - CI-HVC-BECO-V01-150601 | IL TRM - CI-HVC-BECO-V01-150601 | 15 | 10.3483 | 0 | 0 | 0 | 1.0348 | 1.0549 | 0 | 0 | 27.8% | 25% | 15% | 55% | NEM | Boiler | FALSE | FALSE | 3880.4721 | 105
Industrial_Industrial - ID_Existing_Space Heating_Natural Gas_Gas Boiler - Steam Trap Replacement_A | ID | Industrial | Industrial - ID | Existing | Space Heating | Natural Gas | Gas Boiler - Steam Trap Replacement | A | Cleaning and maintenance | IIM89 | Discretionary | Degrade performance | Cleaning and maintenance | RetroEven20 | 0 | Boiler | perBLDg | 1 | 1e-05 | 0% | IL TRM v9, Section 4.4.16 | IL TRM v9, Section 4.4.16 | IL TRM - CI-HVC-STRE-V06-200101 | 6 | 89.8373 | 0 | 0 | 0 | 1.1667 | 44400.8378 | 0 | 0 | 27.8% | 25% | 73% | 100% | NEM | Boiler | FALSE | FALSE | 1.9169 | 22
Industrial_Industrial - ID_Existing_Process_Natural Gas_Process Boiler - Hot Water Reset_A | ID | Industrial | Industrial - ID | Existing | Process | Natural Gas | Process Boiler - Hot Water Reset | A | Reset control installed | IIM90 | Discretionary | No control | Reset control installed | Retro5Med | 0 | Process Boiler | BoilerCtrl | 1 | 0.0096403 | 0% | GBLR_HWRST-Heating-ILTRM-v4.0-43 | GBLR_HWRST-Heating-ILTRM-v4.0-1 | GBLR_HWRST-Heating-ILTRM-v4.0-1 | 20 | 799.3848 | 0 | 0 | 0 | 1.3062 | 8529.0556 | 0 | 0 | 27.8% | 45% | 35% | 55% | NEM | Process Boiler | FALSE | FALSE | 50.9614 | 30
Industrial_Industrial - ID_Existing_Process_Natural Gas_Process Boiler - Burner Control Optimization_A | ID | Industrial | Industrial - ID | Existing | Process | Natural Gas | Process Boiler - Burner Control Optimization | A | Optimized burner controls | IIM91 | Discretionary | Average performance | Optimized burner controls | Retro3Slow | 0 | Process Boiler | kBtuh heat | 1 | 3.8561 | 0% | GBLR_O2TRM-Heating-ILTRM-v4.0-1 | GBLR_O2TRM-Heating-MEMD-2018-1 | GBLR_O2TRM-Heating-ILTRM-v4.0-1 | 18 | 0.93934 | 0 | 0 | 0 | 1.1051 | 2.3188 | 0 | 0 | 27.8% | 45% | 5% | 85% | NEM | Process Boiler | FALSE | FALSE | 226.7476 | 46
Industrial_Industrial - ID_Existing_Process_Natural Gas_Process Boiler - Insulate Hot Water Lines_A | ID | Industrial | Industrial - ID | Existing | Process | Natural Gas | Process Boiler - Insulate Hot Water Lines | A | Insulated water lines | IIM92 | Discretionary | No insulation | Insulated water lines | RetroEven20 | 0 | Process Boiler | boiler pipe | 1 | 2.7437 | 0% | GBLR_PINS_HW-Heating-PGE-R7-1 | GBLR_PINS_HW-Heating-PGE-R7-1 | GBLR_PINS_HW-Heating-PGE-R7-1 | 11 | 26.0797 | 0 | 0 | 0 | 1.1464 | 35.7237 | 0 | 0 | 27.8% | 45% | 30% | 40% | NEM | Process Boiler | FALSE | FALSE | 504.7348 | 56
Industrial_Industrial - ID_Existing_Process_Natural Gas_Process Boiler - Insulate Steam Lines/Condensate Tank_A | ID | Industrial | Industrial - ID | Existing | Process | Natural Gas | Process Boiler - Insulate Steam Lines/Condensate Tank | A | Lines and condenstate tank insulated | IIM93 | Discretionary | No insulation | Lines and condenstate tank insulated | RetroEven20 | 0 | Process Boiler | boiler pipe | 1 | 2.7437 | 0% | GBLR_PINS-Heating-ILTRM-v4.0-1 | GBLR_PINS_STM-Heating-PGE-R7-1 | GBLR_PINS_STM-Heating-PGE-R7-1 | 15 | 13.9626 | 0 | 0 | 0 | 1.1464 | 53.3628 | 0 | 0 | 27.8% | 45% | 30% | 40% | NEM | Process Boiler | FALSE | FALSE | 155.8317 | 43
Industrial_Industrial - ID_Existing_Process_Natural Gas_Process Boiler - Stack Economizer_A | ID | Industrial | Industrial - ID | Existing | Process | Natural Gas | Process Boiler - Stack Economizer | A | Economizer installed | IIM94 | Discretionary | None | Economizer installed | Retro12Med | 0 | Process Boiler | kBtuh Heat | 1 | 3.8561 | 0% | IL TRM - CI-HVC-BECO-V01-150601 | IL TRM - CI-HVC-BECO-V01-150601 | IL TRM - CI-HVC-BECO-V01-150601 | 15 | 10.3483 | 0 | 0 | 0 | 1.0348 | 7.6762 | 0 | 0 | 27.8% | 45% | 15% | 55% | NEM | Process Boiler | FALSE | FALSE | 802.8821 | 64
Industrial_Industrial - ID_Existing_Process_Natural Gas_Process Boiler - Steam Trap Replacement_A | ID | Industrial | Industrial - ID | Existing | Process | Natural Gas | Process Boiler - Steam Trap Replacement | A | Cleaning and maintenance | IIM95 | Discretionary | Degrade performance | Cleaning and maintenance | RetroEven20 | 0 | Process Boiler | perBLDg | 1 | 1e-05 | 0% | IL TRM v9, Section 4.4.16 | IL TRM v9, Section 4.4.16 | IL TRM - CI-HVC-STRE-V06-200101 | 6 | 89.8373 | 0 | 0 | 0 | 1.1667 | 323099.6453 | 0 | 0 | 27.8% | 45% | 73% | 100% | NEM | Process Boiler | FALSE | FALSE | 0.31903 | 19
Industrial_Industrial - ID_Existing_Process_Natural Gas_Process Boiler - Maintenance_A | ID | Industrial | Industrial - ID | Existing | Process | Natural Gas | Process Boiler - Maintenance | A | General cleaning and maintenance | IIM96 | Discretionary | Degrade performance | General cleaning and maintenance | Retro20Fast | 0 | Process Boiler | kBtuh Heat | 1 | 3.8561 | 0% | GBLR_MNT-Heating-ILTRM-v4.0-43 | GBLR_MNT-Heating-ILTRM-v4.0-43 | GBLR_MNT-Heating-ILTRM-v4.0-1 | 3 | 0.95148 | 0 | 0 | 0 | 1.1464 | 4.7976 | 0 | 0 | 27.8% | 45% | 20% | 30% | NEM | Process Boiler | FALSE | FALSE | 592.2286 | 58
Industrial_Industrial - ID_Existing_Process_Natural Gas_Process - Heat Recovery_A | ID | Industrial | Industrial - ID | Existing | Process | Natural Gas | Process - Heat Recovery | A | HRV | IIM97 | Discretionary | No HRV | HRV | RetroEven20 | 0 | Process | sqft | 1 | 216.9078 | 0% | HRV-Cooling/Heating-E3T-1 | HRV-Cooling/Heating-E3T-1 | HRV-Cooling/Heating-E3T-1 | 20 | 1.0873 | 0 | 0 | 0 | 1.0873 | 0.71666 | 0 | 0 | 27.8% | 45% | 5% | 50% | NEM | All | FALSE | FALSE | 824.9651 | 67
Industrial_Industrial - ID_Existing_Space Heating_Natural Gas_Strategic Energy Management_A | ID | Industrial | Industrial - ID | Existing | Space Heating | Natural Gas | Strategic Energy Management | A | Implementation of strategic energy management. | IIM98 | Discretionary | No strategic energy management. | Implementation of strategic energy management. | Retro5Med | 0 | Space Heating | sqft | 1 | 216.9078 | 0% | DL20_COM_SEM-Misc-2021PLN-V4-1 | BEHAV_SEM-All-CPUC-2018_PG-2 | DL20_COM_SEM-Misc-2021PLN-V4-15 | 3 | 0.12363 | 0 | 0.02091 | 0 | 1.0743 | 0.031818 | 0 | 0 | 27.8% | 45% | 0% | 0% | NEM | All | FALSE | FALSE | 4820.8296 | 123
Industrial_Industrial - ID_Existing_Process_Natural Gas_Strategic Energy Management_A | ID | Industrial | Industrial - ID | Existing | Process | Natural Gas | Strategic Energy Management | A | Implementation of strategic energy management. | IIM99 | Discretionary | No strategic energy management. | Implementation of strategic energy management. | Retro5Med | 0 | Process | sqft | 1 | 216.9078 | 0% | DL20_COM_SEM-Misc-2021PLN-V4-1 | BEHAV_SEM-All-CPUC-2018_PG-2 | DL20_COM_SEM-Misc-2021PLN-V4-15 | 3 | 0.12363 | 0 | 0.02091 | 0 | 1.0743 | 0.11673 | 0 | 0 | 27.8% | 45% | 0% | 0% | NEM | All | FALSE | FALSE | 4820.8296 | 121
Industrial_Industrial - ID_Existing_Miscellaneous_Natural Gas_Strategic Energy Management_A | ID | Industrial | Industrial - ID | Existing | Miscellaneous | Natural Gas | Strategic Energy Management | A | Implementation of strategic energy management. | IIM100 | Discretionary | No strategic energy management. | Implementation of strategic energy management. | Retro5Med | 0 | Miscellaneous | sqft | 1 | 216.9078 | 0% | DL20_COM_SEM-Misc-2021PLN-V4-1 | BEHAV_SEM-All-CPUC-2018_PG-2 | DL20_COM_SEM-Misc-2021PLN-V4-15 | 3 | 0.12363 | 0 | 0.02091 | 0 | 1.0743 | 0.025488 | 0 | 0 | 27.8% | 45% | 0% | 0% | NEM | All | FALSE | FALSE | 4820.8296 | 122
Industrial_Industrial - ID_Existing_Space Heating_Natural Gas_Retrocommissioning_A | ID | Industrial | Industrial - ID | Existing | Space Heating | Natural Gas | Retrocommissioning | A | Periodic recommissioning of building systems. | IIM101 | Discretionary | No retro commissioning. | Periodic recommissioning of building systems. | Retro5Med | 0 | Space Heating | sqft | 1 | 216.9078 | 0% | COM_RCX-HVAC-AEG-1 | COM_RCX-Heating-7PLN-v5-18 | COM_RCX-HVAC-AEG-1 | 3 | 0.13359 | 0 | 0.031218 | 0 | 1.3062 | 0.039069 | 0 | 0 | 27.8% | 45% | 20% | 40% | NEM | All | FALSE | FALSE | 10211.0266 | 139
Industrial_Industrial - ID_Existing_Process_Natural Gas_Retrocommissioning_A | ID | Industrial | Industrial - ID | Existing | Process | Natural Gas | Retrocommissioning | A | Periodic recommissioning of building systems. | IIM102 | Discretionary | No retro commissioning. | Periodic recommissioning of building systems. | Retro5Med | 0 | Process | sqft | 1 | 216.9078 | 0% | COM_RCX-HVAC-AEG-1 | COM_RCX-Heating-7PLN-v5-18 | COM_RCX-HVAC-AEG-1 | 3 | 0.13359 | 0 | 0.031218 | 0 | 1.3062 | 0 | 0 | 0 | 27.8% | 45% | 20% | 40% | NEM | All | FALSE | FALSE | 10211.0266 | 138
Industrial_Industrial - ID_New_Space Heating_Natural Gas_Insulation - Ceiling_A | ID | Industrial | Industrial - ID | New | Space Heating | Natural Gas | Insulation - Ceiling | A | R-38 | IIM103 | Discretionary | R-13 | R-38 | Retro1Slow | 0 | Space Heating | sqft roof | 1 | 216.9078 | 0% | Avista TRM | Avista TRM | Avista TRM | 22 | 0.78647 | 0 | 0.02691 | 0 | 1.0348 | 0.076045 | 0 | 0 | 24.13% | 25% | 0% | 0% | NEM | All | FALSE | FALSE | 3429.1869 | 101
Industrial_Industrial - ID_New_Space Heating_Natural Gas_Insulation - Wall Cavity_A | ID | Industrial | Industrial - ID | New | Space Heating | Natural Gas | Insulation - Wall Cavity | A | R-23 | IIM104 | Discretionary | R-9 | R-23 | Retro1Slow | 0 | Space Heating | sqft wall | 1 | 97.7982 | 0% | Avista TRM | Avista TRM | Avista TRM | 22 | 0.67264 | 0 | 0.076112 | 0 | 1.0348 | 0.20239 | 0 | 0 | 24.13% | 25% | 0% | 0% | NEM | All | FALSE | FALSE | 1101.9593 | 78
Industrial_Industrial - ID_New_Space Heating_Natural Gas_Insulation - Ducting_A | ID | Industrial | Industrial - ID | New | Space Heating | Natural Gas | Insulation - Ducting | A | R-8 | IIM105 | Discretionary | R-4 | R-8 | Retro1Slow | 0 | Furnace | sqft duct | 1 | 54.2269 | 0% | INS_DCT-All-DEER-1 | INS_DCT-All-DEER-1 | Building Energy Simulation Tool | 20 | 0.95651 | 0 | 0.026934 | 0 | 1.2422 | 0.049029 | 0 | 0 | 24.13% | 45% | 0% | 0% | NEM | Furnace | FALSE | FALSE | 10607.6849 | 134
Industrial_Industrial - ID_New_Space Heating_Natural Gas_Ducting - Repair and Sealing_A | ID | Industrial | Industrial - ID | New | Space Heating | Natural Gas | Ducting - Repair and Sealing | A | Sealed | IIM106 | Discretionary | 20% Leakage | Sealed | Retro1Slow | 0 | Furnace | sqft duct | 1 | 54.2269 | 0% | DCT_RPR-All-DEER-1 | DCT_RPR-Cooling-RTF-1 | Building Energy Simulation Tool | 18 | 0.65309 | 0 | 0.11247 | 0 | 1.3062 | 0.1947 | 0 | 0 | 22.18% | 45% | 0% | 0% | NEM | Furnace | FALSE | FALSE | 1877.5262 | 85
Industrial_Industrial - ID_New_Space Heating_Natural Gas_Building Shell - Air Sealing (Infiltration Control)_A | ID | Industrial | Industrial - ID | New | Space Heating | Natural Gas | Building Shell - Air Sealing (Infiltration Control) | A | Air sealing to reduce air infiltration. | IIM107 | Discretionary | Building with air infiltration. | Air sealing to reduce air infiltration. | Retro1Slow | 0 | Space Heating | foot door | 1 | 0.045551 | 0% | IL TRM - CI-MSC-WTST-V01-200101 | IL TRM - CI-MSC-WTST-V01-200101 | IL TRM - CI-MSC-WTST-V01-200101 | 10 | 8 | 0 | 3.7236 | 0 | 1 | 54.4453 | 0 | 0 | 27.8% | 45% | 15% | 25% | NEM | All | FALSE | FALSE | 107.7885 | 39
Industrial_Industrial - ID_New_Space Heating_Natural Gas_Ventilation - Demand Controlled_A | ID | Industrial | Industrial - ID | New | Space Heating | Natural Gas | Ventilation - Demand Controlled | A | Outdoor air controlled based on occupancy to meet ASHRAE 62.1 | IIM108 | Discretionary | No occupancy based outdoor air controls. | Outdoor air controlled based on occupancy to meet ASHRAE 62.1 | Retro12Med | 0 | Furnace | sqft | 1 | 216.9078 | 0% | IL TRM - CI-HVC-DCV-V05-190101 | VENT_DCV-Heating-7PLN-v5-8 | IL TRM - CI-HVC-DCV-V05-190101 | 10 | 0.15285 | 0 | 0.018212 | 0 | 1.1464 | 0.035924 | 0 | 0 | 27.8% | 45% | 100% | 100% | NEM | Furnace | FALSE | FALSE | 3121.1814 | 95
Industrial_Industrial - ID_New_Space Heating_Natural Gas_Destratification Fans (HVLS)_A | ID | Industrial | Industrial - ID | New | Space Heating | Natural Gas | Destratification Fans (HVLS) | A | High volume low speed destratification fans. | IIM109 | Discretionary | No destratification fans. | High volume low speed destratification fans. | RetroEven20 | 0 | Space Heating | Strat Fan | 1 | 8.6207e-05 | 0% | DL20_IHVLS-Ag-2021PLN-v2-8 | DL20_IHVLS-Ag-2021PLN-v2-8 | HVLS-Heating-AEG-v5.0-121 | 15 | 9799.2638 | 0 | 0 | 0 | 1.0743 | 134351.5336 | 0 | 0 | 27.8% | 45% | 15% | 55% | NEM | All | FALSE | FALSE | 43.4388 | 28
Industrial_Industrial - ID_New_Space Heating_Natural Gas_Condensing RTU_A | ID | Industrial | Industrial - ID | New | Space Heating | Natural Gas | Condensing RTU | A | TBD | IIM110 | Discretionary | TBD | TBD | Retro5Med | 0 | Furnace | sqft cond | 1 | 216.9078 | 0% | NEEA Condensing Rooftop Unit Field Study - October 28, 2019 | NEEA Condensing Rooftop Unit Field Study - October 28, 2019 | NEEA Condensing Rooftop Unit Field Study - October 28, 2019 | 5 | 0.27741 | 0 | 0 | 0 | 1.0348 | 0.057843 | 0 | 0 | 27.8% | 45% | 100% | 100% | NEM | Furnace | FALSE | FALSE | 6825.6502 | 129
Industrial_Industrial - ID_New_Space Heating_Natural Gas_Industrial Air Curtains_A | ID | Industrial | Industrial - ID | New | Space Heating | Natural Gas | Industrial Air Curtains | A | Air curtains on large industrial doors. | IIM111 | Discretionary | No air curtains. | Air curtains on large industrial doors. | Retro1Slow | 0 | Space Heating | sqft | 1 | 216.9078 | 0% | IL TRM - CI-HVC-AIRC-V03-200101 | IL TRM - CI-HVC-AIRC-V03-200101 | IL TRM - CI-HVC-AIRC-V03-200101 | 15 | 0.27 | 0.0075 | 0 | 0 | 1 | -0.017002 | 0 | 0 | 27.8% | 45% | 15% | 75% | NEM | All | FALSE | FALSE | -9457.8315 | 14
Industrial_Industrial - ID_New_Space Heating_Natural Gas_HVAC - Energy Recovery Ventilator_A | ID | Industrial | Industrial - ID | New | Space Heating | Natural Gas | HVAC - Energy Recovery Ventilator | A | ERV | IIM112 | Discretionary | No ERV | ERV | RetroEven20 | 0 | Space Heating | sqft | 1 | 216.9078 | 0% | HRV-Cooling/Heating-E3T-1 | HRV-Cooling/Heating-E3T-1 | HRV-Cooling/Heating-E3T-1 | 20 | 1.0873 | 0 | 0 | 0 | 1.0873 | 0.17689 | 0 | 0 | 27.8% | 45% | 100% | 100% | NEM | All | FALSE | FALSE | 3342.2266 | 99
Industrial_Industrial - ID_New_Space Heating_Natural Gas_Thermostat - Connected_A | ID | Industrial | Industrial - ID | New | Space Heating | Natural Gas | Thermostat - Connected | A | Thermostat connected to building management control system. | IIM113 | Discretionary | Standard thermostat. | Thermostat connected to building management control system. | Retro12Med | 0 | Space Heating | Stat Unit | 1 | 0.001 | 0% | DL20_CSTAT_SMRT-Cool-RTF-v1.1-5 | IL TRM - CI-HVC-THST-V01-200101 | DL20_CSTAT_SMRT-Heat-RTF-v1.1-1 | 5 | 222.9079 | 0 | 15.1187 | 0 | 1.1247 | 8527.0453 | 0 | 0 | 27.8% | 45% | 5% | 35% | NEM | All | FALSE | FALSE | 37.2046 | 27
Industrial_Industrial - ID_New_Space Heating_Natural Gas_Gas Boiler - Maintenance_A | ID | Industrial | Industrial - ID | New | Space Heating | Natural Gas | Gas Boiler - Maintenance | A | General cleaning and maintenance | IIM114 | Discretionary | Degrade performance | General cleaning and maintenance | Retro20Fast | 0 | Boiler | kBtuh Heat | 1 | 3.8561 | 0% | GBLR_MNT-Heating-ILTRM-v4.0-43 | GBLR_MNT-Heating-ILTRM-v4.0-43 | GBLR_MNT-Heating-ILTRM-v4.0-1 | 3 | 0.95148 | 0 | 0 | 0 | 1.1464 | 0.56117 | 0 | 0 | 27.8% | 25% | 5% | 10% | NEM | Boiler | FALSE | FALSE | 4723.9798 | 119
Industrial_Industrial - ID_New_Space Heating_Natural Gas_Gas Furnace - Maintenance_A | ID | Industrial | Industrial - ID | New | Space Heating | Natural Gas | Gas Furnace - Maintenance | A | General cleaning and maintenance | IIM115 | Discretionary | Degrade performance | General cleaning and maintenance | Retro20Fast | 0 | Furnace | kBtuh Heat | 1 | 3.8561 | 0% | IL TRM - CI-HVC-FTUN-V03-200101 | GBLR_MNT-Heating-ILTRM-v4.0-43 | IL TRM - CI-HVC-FTUN-V03-200101 | 3 | 0.95148 | 0 | 0 | 0 | 1.1464 | 0.49285 | 0 | 0 | 27.8% | 25% | 5% | 10% | NEM | Furnace | FALSE | FALSE | 5378.9131 | 127
Industrial_Industrial - ID_New_Space Heating_Natural Gas_Gas Furnace - Tube Inserts_A | ID | Industrial | Industrial - ID | New | Space Heating | Natural Gas | Gas Furnace - Tube Inserts | A | Tube inserts installed | IIM116 | Discretionary | None | Tube inserts installed | Retro3Slow | 0 | Furnace | sqft | 1 | 216.9078 | 0% | n/a | n/a | n/a | 5 | 1 | 0 | 0 | 0 | 1 | 0 | 0 | 0 | 27.8% | 25% | 0% | 0% | NEM | Furnace | FALSE | FALSE | 0 | 148
Industrial_Industrial - ID_New_Space Heating_Natural Gas_Gas Boiler - Burner Control Optimization_A | ID | Industrial | Industrial - ID | New | Space Heating | Natural Gas | Gas Boiler - Burner Control Optimization | A | Optimized burner controls | IIM117 | Discretionary | Average performance | Optimized burner controls | Retro3Slow | 0 | Boiler | kBtuh heat | 1 | 3.8561 | 0% | GBLR_O2TRM-Heating-ILTRM-v4.0-1 | GBLR_O2TRM-Heating-MEMD-2018-1 | GBLR_O2TRM-Heating-ILTRM-v4.0-1 | 18 | 0.93934 | 0 | 0 | 0 | 1.1051 | 0.27123 | 0 | 0 | 27.8% | 25% | 5% | 85% | NEM | Boiler | FALSE | FALSE | 1245.8666 | 81
Industrial_Industrial - ID_New_Space Heating_Natural Gas_Gas Boiler - High Turndown Burner_A | ID | Industrial | Industrial - ID | New | Space Heating | Natural Gas | Gas Boiler - High Turndown Burner | A | Turndown control installed | IIM118 | Discretionary | No control | Turndown control installed | Retro12Med | 0 | Boiler | kbtuh heat | 1 | 3.8561 | 0% | GBLR_TRN-Heating-MNTRM-v2.1-1 | GBLR_TRN-Heating-MNTRM-v2.1-1 | GBLR_TRN-Heating-MNTRM-v2.1-1 | 15 | 2.7959 | 0 | 0 | 0 | 1.1051 | 0.93529 | 0 | 0 | 27.8% | 25% | 100% | 100% | NEM | Boiler | FALSE | FALSE | 1182.4813 | 79
Industrial_Industrial - ID_New_Space Heating_Natural Gas_Gas Boiler - Hot Water Reset_A | ID | Industrial | Industrial - ID | New | Space Heating | Natural Gas | Gas Boiler - Hot Water Reset | A | Reset control installed | IIM119 | Discretionary | No control | Reset control installed | Retro5Med | 0 | Boiler | BoilerCtrl | 1 | 0.0096403 | 0% | GBLR_HWRST-Heating-ILTRM-v4.0-43 | GBLR_HWRST-Heating-ILTRM-v4.0-1 | GBLR_HWRST-Heating-ILTRM-v4.0-1 | 20 | 799.3848 | 0 | 0 | 0 | 1.3062 | 997.6435 | 0 | 0 | 27.8% | 25% | 100% | 100% | NEM | Boiler | FALSE | FALSE | 275.4245 | 51
Industrial_Industrial - ID_New_Space Heating_Natural Gas_Gas Boiler - Insulate Hot Water Lines_A | ID | Industrial | Industrial - ID | New | Space Heating | Natural Gas | Gas Boiler - Insulate Hot Water Lines | A | Insulated water lines | IIM120 | Discretionary | No insulation | Insulated water lines | RetroEven20 | 0 | Boiler | boiler pipe | 1 | 2.7437 | 0% | GBLR_PINS_HW-Heating-PGE-R7-1 | GBLR_PINS_HW-Heating-PGE-R7-1 | GBLR_PINS_HW-Heating-PGE-R7-1 | 11 | 26.0797 | 0 | 0 | 0 | 1.1464 | 4.4456 | 0 | 0 | 27.8% | 25% | 100% | 100% | NEM | Boiler | FALSE | FALSE | 2882.6408 | 91
Industrial_Industrial - ID_New_Space Heating_Natural Gas_Gas Boiler - Insulate Steam Lines/Condensate Tank_A | ID | Industrial | Industrial - ID | New | Space Heating | Natural Gas | Gas Boiler - Insulate Steam Lines/Condensate Tank | A | Lines and condenstate tank insulated | IIM121 | Discretionary | No insulation | Lines and condenstate tank insulated | RetroEven20 | 0 | Boiler | boiler pipe | 1 | 2.7437 | 0% | GBLR_PINS-Heating-ILTRM-v4.0-1 | GBLR_PINS_STM-Heating-PGE-R7-1 | GBLR_PINS_STM-Heating-PGE-R7-1 | 15 | 13.9626 | 0 | 0 | 0 | 1.1464 | 6.6407 | 0 | 0 | 27.8% | 25% | 100% | 100% | NEM | Boiler | FALSE | FALSE | 831.7056 | 70
Industrial_Industrial - ID_New_Space Heating_Natural Gas_Gas Boiler - Stack Economizer_A | ID | Industrial | Industrial - ID | New | Space Heating | Natural Gas | Gas Boiler - Stack Economizer | A | Economizer installed | IIM122 | Discretionary | None | Economizer installed | Retro12Med | 0 | Boiler | kBtuh Heat | 1 | 3.8561 | 0% | IL TRM - CI-HVC-BECO-V01-150601 | IL TRM - CI-HVC-BECO-V01-150601 | IL TRM - CI-HVC-BECO-V01-150601 | 15 | 10.3483 | 0 | 0 | 0 | 1.0348 | 0.89788 | 0 | 0 | 27.8% | 25% | 15% | 55% | NEM | Boiler | FALSE | FALSE | 4558.9501 | 111
Industrial_Industrial - ID_New_Space Heating_Natural Gas_Gas Boiler - Steam Trap Replacement_A | ID | Industrial | Industrial - ID | New | Space Heating | Natural Gas | Gas Boiler - Steam Trap Replacement | A | Cleaning and maintenance | IIM123 | Discretionary | Degrade performance | Cleaning and maintenance | RetroEven20 | 0 | Boiler | perBLDg | 1 | 1e-05 | 0% | IL TRM v9, Section 4.4.16 | IL TRM v9, Section 4.4.16 | IL TRM - CI-HVC-STRE-V06-200101 | 6 | 89.8373 | 0 | 0 | 0 | 1.1667 | 40207.792 | 0 | 0 | 27.8% | 25% | 0% | 10% | NEM | Boiler | FALSE | FALSE | 2.1167 | 21
Industrial_Industrial - ID_New_Process_Natural Gas_Process Boiler - Hot Water Reset_A | ID | Industrial | Industrial - ID | New | Process | Natural Gas | Process Boiler - Hot Water Reset | A | Reset control installed | IIM124 | Discretionary | No control | Reset control installed | Retro5Med | 0 | Process Boiler | BoilerCtrl | 1 | 0.0096403 | 0% | GBLR_HWRST-Heating-ILTRM-v4.0-43 | GBLR_HWRST-Heating-ILTRM-v4.0-1 | GBLR_HWRST-Heating-ILTRM-v4.0-1 | 20 | 799.3848 | 0 | 0 | 0 | 1.3062 | 8529.0556 | 0 | 0 | 27.8% | 45% | 100% | 100% | NEM | Process Boiler | FALSE | FALSE | 50.9614 | 34
Industrial_Industrial - ID_New_Process_Natural Gas_Process Boiler - Burner Control Optimization_A | ID | Industrial | Industrial - ID | New | Process | Natural Gas | Process Boiler - Burner Control Optimization | A | Optimized burner controls | IIM125 | Discretionary | Average performance | Optimized burner controls | Retro3Slow | 0 | Process Boiler | kBtuh heat | 1 | 3.8561 | 0% | GBLR_O2TRM-Heating-ILTRM-v4.0-1 | GBLR_O2TRM-Heating-MEMD-2018-1 | GBLR_O2TRM-Heating-ILTRM-v4.0-1 | 18 | 0.93934 | 0 | 0 | 0 | 1.1051 | 2.3188 | 0 | 0 | 27.8% | 45% | 5% | 85% | NEM | Process Boiler | FALSE | FALSE | 226.7476 | 45
Industrial_Industrial - ID_New_Process_Natural Gas_Process Boiler - Insulate Hot Water Lines_A | ID | Industrial | Industrial - ID | New | Process | Natural Gas | Process Boiler - Insulate Hot Water Lines | A | Insulated water lines | IIM126 | Discretionary | No insulation | Insulated water lines | RetroEven20 | 0 | Process Boiler | boiler pipe | 1 | 2.7437 | 0% | GBLR_PINS_HW-Heating-PGE-R7-1 | GBLR_PINS_HW-Heating-PGE-R7-1 | GBLR_PINS_HW-Heating-PGE-R7-1 | 11 | 26.0797 | 0 | 0 | 0 | 1.1464 | 38.0063 | 0 | 0 | 27.8% | 45% | 100% | 100% | NEM | Process Boiler | FALSE | FALSE | 474.421 | 53
Industrial_Industrial - ID_New_Process_Natural Gas_Process Boiler - Insulate Steam Lines/Condensate Tank_A | ID | Industrial | Industrial - ID | New | Process | Natural Gas | Process Boiler - Insulate Steam Lines/Condensate Tank | A | Lines and condenstate tank insulated | IIM127 | Discretionary | No insulation | Lines and condenstate tank insulated | RetroEven20 | 0 | Process Boiler | boiler pipe | 1 | 2.7437 | 0% | GBLR_PINS-Heating-ILTRM-v4.0-1 | GBLR_PINS_STM-Heating-PGE-R7-1 | GBLR_PINS_STM-Heating-PGE-R7-1 | 15 | 13.9626 | 0 | 0 | 0 | 1.1464 | 56.7725 | 0 | 0 | 27.8% | 45% | 100% | 100% | NEM | Process Boiler | FALSE | FALSE | 146.4727 | 41
Industrial_Industrial - ID_New_Process_Natural Gas_Process Boiler - Stack Economizer_A | ID | Industrial | Industrial - ID | New | Process | Natural Gas | Process Boiler - Stack Economizer | A | Economizer installed | IIM128 | Discretionary | None | Economizer installed | Retro12Med | 0 | Process Boiler | kBtuh Heat | 1 | 3.8561 | 0% | IL TRM - CI-HVC-BECO-V01-150601 | IL TRM - CI-HVC-BECO-V01-150601 | IL TRM - CI-HVC-BECO-V01-150601 | 15 | 10.3483 | 0 | 0 | 0 | 1.0348 | 7.6762 | 0 | 0 | 27.8% | 45% | 15% | 55% | NEM | Process Boiler | FALSE | FALSE | 802.8821 | 63
Industrial_Industrial - ID_New_Process_Natural Gas_Process Boiler - Steam Trap Replacement_A | ID | Industrial | Industrial - ID | New | Process | Natural Gas | Process Boiler - Steam Trap Replacement | A | Cleaning and maintenance | IIM129 | Discretionary | Degrade performance | Cleaning and maintenance | RetroEven20 | 0 | Process Boiler | perBLDg | 1 | 1e-05 | 0% | IL TRM v9, Section 4.4.16 | IL TRM v9, Section 4.4.16 | IL TRM - CI-HVC-STRE-V06-200101 | 6 | 89.8373 | 0 | 0 | 0 | 1.1667 | 343744.5378 | 0 | 0 | 27.8% | 45% | 0% | 10% | NEM | Process Boiler | FALSE | FALSE | 0.29987 | 17
Industrial_Industrial - ID_New_Process_Natural Gas_Process Boiler - Maintenance_A | ID | Industrial | Industrial - ID | New | Process | Natural Gas | Process Boiler - Maintenance | A | General cleaning and maintenance | IIM130 | Discretionary | Degrade performance | General cleaning and maintenance | Retro20Fast | 0 | Process Boiler | kBtuh Heat | 1 | 3.8561 | 0% | GBLR_MNT-Heating-ILTRM-v4.0-43 | GBLR_MNT-Heating-ILTRM-v4.0-43 | GBLR_MNT-Heating-ILTRM-v4.0-1 | 3 | 0.95148 | 0 | 0 | 0 | 1.1464 | 4.7976 | 0 | 0 | 27.8% | 45% | 5% | 10% | NEM | Process Boiler | FALSE | FALSE | 592.2286 | 57
Industrial_Industrial - ID_New_Process_Natural Gas_Process - Heat Recovery_A | ID | Industrial | Industrial - ID | New | Process | Natural Gas | Process - Heat Recovery | A | HRV | IIM131 | Discretionary | No HRV | HRV | RetroEven20 | 0 | Process | sqft | 1 | 216.9078 | 0% | HRV-Cooling/Heating-E3T-1 | HRV-Cooling/Heating-E3T-1 | HRV-Cooling/Heating-E3T-1 | 20 | 1.0873 | 0 | 0 | 0 | 1.0873 | 0.71666 | 0 | 0 | 27.8% | 45% | 5% | 50% | NEM | All | FALSE | FALSE | 824.9651 | 68
Industrial_Industrial - ID_New_Space Heating_Natural Gas_Strategic Energy Management_A | ID | Industrial | Industrial - ID | New | Space Heating | Natural Gas | Strategic Energy Management | A | Implementation of strategic energy management. | IIM132 | Discretionary | No strategic energy management. | Implementation of strategic energy management. | Retro5Med | 0 | Space Heating | sqft | 1 | 216.9078 | 0% | DL20_COM_SEM-Misc-2021PLN-V4-1 | BEHAV_SEM-All-CPUC-2018_PG-2 | DL20_COM_SEM-Misc-2021PLN-V4-15 | 3 | 0.11913 | 0 | 0.021112 | 0 | 1.0743 | 0.028812 | 0 | 0 | 27.8% | 45% | 0% | 0% | NEM | All | FALSE | FALSE | 4673.3869 | 113
Industrial_Industrial - ID_New_Process_Natural Gas_Strategic Energy Management_A | ID | Industrial | Industrial - ID | New | Process | Natural Gas | Strategic Energy Management | A | Implementation of strategic energy management. | IIM133 | Discretionary | No strategic energy management. | Implementation of strategic energy management. | Retro5Med | 0 | Process | sqft | 1 | 216.9078 | 0% | DL20_COM_SEM-Misc-2021PLN-V4-1 | BEHAV_SEM-All-CPUC-2018_PG-2 | DL20_COM_SEM-Misc-2021PLN-V4-15 | 3 | 0.11913 | 0 | 0.021112 | 0 | 1.0743 | 0.11673 | 0 | 0 | 27.8% | 45% | 0% | 0% | NEM | All | FALSE | FALSE | 4673.3869 | 114
Industrial_Industrial - ID_New_Miscellaneous_Natural Gas_Strategic Energy Management_A | ID | Industrial | Industrial - ID | New | Miscellaneous | Natural Gas | Strategic Energy Management | A | Implementation of strategic energy management. | IIM134 | Discretionary | No strategic energy management. | Implementation of strategic energy management. | Retro5Med | 0 | Miscellaneous | sqft | 1 | 216.9078 | 0% | DL20_COM_SEM-Misc-2021PLN-V4-1 | BEHAV_SEM-All-CPUC-2018_PG-2 | DL20_COM_SEM-Misc-2021PLN-V4-15 | 3 | 0.11913 | 0 | 0.021112 | 0 | 1.0743 | 0.025488 | 0 | 0 | 27.8% | 45% | 0% | 0% | NEM | All | FALSE | FALSE | 4673.3869 | 115
Industrial_Industrial - ID_New_Space Heating_Natural Gas_Retrocommissioning_A | ID | Industrial | Industrial - ID | New | Space Heating | Natural Gas | Retrocommissioning | A | Periodic recommissioning of building systems. | IIM135 | Discretionary | No retro commissioning. | Periodic recommissioning of building systems. | Retro5Med | 0 | Space Heating | sqft | 1 | 216.9078 | 0% | COM_RCX-HVAC-AEG-1 | N/A | COM_RCX-HVAC-AEG-1 | 3 | 1.3062 | 0 | 0.031519 | 0 | 1.3062 | 0.035379 | 0 | 0 | 27.8% | 45% | 0% | 0% | NEM | All | FALSE | FALSE | 110248.9625 | 136
Industrial_Industrial - ID_New_Process_Natural Gas_Retrocommissioning_A | ID | Industrial | Industrial - ID | New | Process | Natural Gas | Retrocommissioning | A | Periodic recommissioning of building systems. | IIM136 | Discretionary | No retro commissioning. | Periodic recommissioning of building systems. | Retro5Med | 0 | Process | sqft | 1 | 216.9078 | 0% | COM_RCX-HVAC-AEG-1 | N/A | COM_RCX-HVAC-AEG-1 | 3 | 1.3062 | 0 | 0.031519 | 0 | 1.3062 | 0 | 0 | 0 | 27.8% | 45% | 0% | 0% | NEM | All | FALSE | FALSE | 110248.9625 | 137
Note on I2: Walter, Kenneth: Want to avoid confusion with E1-E10 on Equipment side. Let's try ABC for now
Note on J2: Walter, Kenneth: Leave as TBD for engine to fill in. Specific labels will be treated as Override.
Note on L2: Walter, Kenneth: Lost Opp, Retro, or New Const.
Note on AK2: Walter, Kenneth: Equipment App is limited by turnover
Note on AN3: =IFNA(MATCH(A3,'Purchase Override'!A:A,0),FALSE)

## Purchase Override
Key | Sector | Segment | Vintage | End Use | Fuel | Measure | Option | Pre-Defined Index | 2021 | 2022 | 2023 | 2024 | 2025 | 2026 | 2027 | 2028 | 2029 | 2030 | 2031 | 2032 | 2033 | 2034 | 2035 | 2036 | 2037 | 2038 | 2039 | 2040 | 2041 | 2042 | 2043 | 2044 | 2045 | 2046 | 2047 | Ramp Rate | Tech Offset | Ramp Rate Row | Interior Lighting - Retrofit - Luminaire Level Lighting Controls |  | Should be on all units, retro ramp
Industrial_Industrial_Existing_Space Heating_Natural Gas_Retrocommissioning_A | Industrial | Industrial | Existing | Space Heating | Natural Gas | Retrocommissioning | A | #N/A | 0 | 0 | #N/A | #N/A | #N/A | #N/A | #N/A | #N/A | #N/A | #N/A | #N/A | #N/A | #N/A | #N/A | #N/A | #N/A | #N/A | #N/A | #N/A | #N/A | #N/A | #N/A | #N/A | #N/A | #N/A | #N/A | #N/A | #N/A | #N/A | #N/A |  | Case | Baseline Forecast
Industrial_Industrial_Existing_Process_Natural Gas_Retrocommissioning_A | Industrial | Industrial | Existing | Process | Natural Gas | Retrocommissioning | A | #N/A | 0 | 0 | #N/A | #N/A | #N/A | #N/A | #N/A | #N/A | #N/A | #N/A | #N/A | #N/A | #N/A | #N/A | #N/A | #N/A | #N/A | #N/A | #N/A | #N/A | #N/A | #N/A | #N/A | #N/A | #N/A | #N/A | #N/A | #N/A | #N/A | #N/A |  | Label | Turnover
Industrial_Industrial_New_Space Heating_Natural Gas_Retrocommissioning_A | Industrial | Industrial | New | Space Heating | Natural Gas | Retrocommissioning | A | #N/A | 0 | 0 | #N/A | #N/A | #N/A | #N/A | #N/A | #N/A | #N/A | #N/A | #N/A | #N/A | #N/A | #N/A | #N/A | #N/A | #N/A | #N/A | #N/A | #N/A | #N/A | #N/A | #N/A | #N/A | #N/A | #N/A | #N/A | #N/A | #N/A | #N/A
Industrial_Industrial_New_Process_Natural Gas_Retrocommissioning_A | Industrial | Industrial | New | Process | Natural Gas | Retrocommissioning | A | #N/A | 0 | 0 | #N/A | #N/A | #N/A | #N/A | #N/A | #N/A | #N/A | #N/A | #N/A | #N/A | #N/A | #N/A | #N/A | #N/A | #N/A | #N/A | #N/A | #N/A | #N/A | #N/A | #N/A | #N/A | #N/A | #N/A | #N/A | #N/A | #N/A | #N/A |  | Sector | Segment | Vintage | End Use | Fuel | Technology | Sum of 2021 | Sum of 2022 | Sum of 2023 | Sum of 2024 | Sum of 2025 | Sum of 2026 | Sum of 2027 | Sum of 2028 | Sum of 2029 | Sum of 2030 | Sum of 2031 | Sum of 2032 | Sum of 2033 | Sum of 2034 | Sum of 2035 | Sum of 2036 | Sum of 2037 | Sum of 2038 | Sum of 2039 | Sum of 2040 | Sum of 2041 | Sum of 2042 | Sum of 2043 | Sum of 2044 | Sum of 2045 | Sum of 2046 | Sum of 2047
Industrial_Industrial_Existing_Space Heating_Natural Gas_Retrocommissioning_A | Industrial | Industrial | Existing | Space Heating | Natural Gas | Retrocommissioning | A | #N/A | 0 | 0 | #N/A | #N/A | #N/A | #N/A | #N/A | #N/A | #N/A | #N/A | #N/A | #N/A | #N/A | #N/A | #N/A | #N/A | #N/A | #N/A | #N/A | #N/A | #N/A | #N/A | #N/A | #N/A | #N/A | #N/A | #N/A | #N/A | #N/A | #N/A | ___Interior Lighting - Retrofit - Luminaire Level Lighting Controls
Industrial_Industrial_Existing_Process_Natural Gas_Retrocommissioning_A | Industrial | Industrial | Existing | Process | Natural Gas | Retrocommissioning | A | #N/A | 0 | 0 | #N/A | #N/A | #N/A | #N/A | #N/A | #N/A | #N/A | #N/A | #N/A | #N/A | #N/A | #N/A | #N/A | #N/A | #N/A | #N/A | #N/A | #N/A | #N/A | #N/A | #N/A | #N/A | #N/A | #N/A | #N/A | #N/A | #N/A | #N/A | ___Interior Lighting - Retrofit - Luminaire Level Lighting Controls
Industrial_Industrial_New_Space Heating_Natural Gas_Retrocommissioning_A | Industrial | Industrial | New | Space Heating | Natural Gas | Retrocommissioning | A | #N/A | 0 | 0 | #N/A | #N/A | #N/A | #N/A | #N/A | #N/A | #N/A | #N/A | #N/A | #N/A | #N/A | #N/A | #N/A | #N/A | #N/A | #N/A | #N/A | #N/A | #N/A | #N/A | #N/A | #N/A | #N/A | #N/A | #N/A | #N/A | #N/A | #N/A | ___Interior Lighting - Retrofit - Luminaire Level Lighting Controls
Industrial_Industrial_New_Process_Natural Gas_Retrocommissioning_A | Industrial | Industrial | New | Process | Natural Gas | Retrocommissioning | A | #N/A | 0 | 0 | #N/A | #N/A | #N/A | #N/A | #N/A | #N/A | #N/A | #N/A | #N/A | #N/A | #N/A | #N/A | #N/A | #N/A | #N/A | #N/A | #N/A | #N/A | #N/A | #N/A | #N/A | #N/A | #N/A | #N/A | #N/A | #N/A | #N/A | #N/A | ___Interior Lighting - Retrofit - Luminaire Level Lighting Controls
Interior Lighting - Retrofit - Networked Lighting Controls
[40 empty] | Case | Baseline Forecast
[40 empty] | Label | Turnover
[40 empty] | Sector | Segment | Vintage | End Use | Fuel | Technology | Sum of 2021 | Sum of 2022 | Sum of 2023 | Sum of 2024 | Sum of 2025 | Sum of 2026 | Sum of 2027 | Sum of 2028 | Sum of 2029 | Sum of 2030 | Sum of 2031 | Sum of 2032 | Sum of 2033 | Sum of 2034 | Sum of 2035 | Sum of 2036 | Sum of 2037 | Sum of 2038 | Sum of 2039 | Sum of 2040 | Sum of 2041 | Sum of 2042 | Sum of 2043 | Sum of 2044 | Sum of 2045 | Sum of 2046 | Sum of 2047
___Interior Lighting - Retrofit - Networked Lighting Controls
___Interior Lighting - Retrofit - Networked Lighting Controls
___Interior Lighting - Retrofit - Networked Lighting Controls
___Interior Lighting - Retrofit - Networked Lighting Controls
[43 empty] | Sector | Segment | Vintage | Sum of 2021 | Sum of 2022 | Sum of 2023 | Sum of 2024 | Sum of 2025 | Sum of 2026 | Sum of 2027 | Sum of 2028 | Sum of 2029 | Sum of 2030 | Sum of 2031 | Sum of 2032 | Sum of 2033 | Sum of 2034 | Sum of 2035 | Sum of 2036 | Sum of 2037 | Sum of 2038 | Sum of 2039 | Sum of 2040 | Sum of 2041 | Sum of 2042 | Sum of 2043 | Sum of 2044 | Sum of 2045 | Sum of 2046 | Sum of 2047
[43 empty] | Industrial | Industrial - ID | Existing | 989.2646 | 972.2083 | 955.4461 | 938.9729 | 922.7837 | 906.8737 | 891.2379 | 875.8717 | 860.7705 | 845.9296 | 831.3446 | 817.0111 | 802.9247 | 789.0812 | 775.4763 | 762.1061 | 748.9663 | 736.0531 | 723.3625 | 710.8907 | 698.634 | 686.5886 | 674.7509 | 663.1172 | 651.6842 | 640.4482 | 629.406
[43 empty] | Industrial | Industrial - ID | New | 0 | 0.81459 | 3.0451 | 19.8958 | 35.9063 | 51.8456 | 67.349 | 82.5829 | 97.5519 | 112.2605 | 126.7133 | 140.9146 | 154.8688 | 168.5801 | 182.0528 | 195.2909 | 208.2986 | 221.0797 | 233.6381 | 245.9778 | 258.1025 | 270.0159 | 281.7216 | 293.2232 | 304.5243 | 315.6283 | 326.5386
[43 empty] | Industrial | Industrial - WA | Existing | 1570.087 | 1543.0166 | 1516.4128 | 1490.2678 | 1464.5735 | 1439.3222 | 1414.5063 | 1390.1183 | 1366.1507 | 1342.5964 | 1319.4482 | 1296.6991 | 1274.3422 | 1252.3708 | 1230.7782 | 1209.5579 | 1188.7034 | 1168.2086 | 1148.067 | 1128.2728 | 1108.8198 | 1089.7022 | 1070.9142 | 1052.4502 | 1034.3045 | 1016.4717 | 998.9463
[43 empty] | Industrial | Industrial - WA | New | 0 | 93.7852 | 173.1216 | 230.5563 | 275.6926 | 312.3176 | 337.5652 | 362.3851 | 386.7846 | 410.7709 | 434.3513 | 457.5327 | 480.3219 | 502.7258 | 524.751 | 546.404 | 567.6912 | 588.619 | 609.1935 | 629.4209 | 649.3071 | 668.858 | 688.0794 | 706.9769 | 725.5563 | 743.8229 | 761.7821
Inc. New Construction
[39 empty] | Industrial_Industrial - ID_Existing_Inc. New Construction |  |  |  | Industrial | Industrial - ID | Existing | 0 | 0 | 0 | 0 | 0 | 0 | 0 | 0 | 0 | 0 | 0 | 0 | 0 | 0 | 0 | 0 | 0 | 0 | 0 | 0 | 0 | 0
[39 empty] | Industrial_Industrial - ID_New_Inc. New Construction |  |  |  | Industrial | Industrial - ID | New | 0 | 0.81459 | 2.2305 | 16.8507 | 16.0105 | 15.9393 | 15.5034 | 15.2339 | 14.969 | 14.7086 | 14.4528 | 14.2013 | 13.9542 | 13.7113 | 13.4727 | 13.2381 | 13.0076 | 12.7811 | 12.5585 | 12.3397 | 12.1247 | 11.9134
[39 empty] | Industrial_Industrial - WA_Existing_Inc. New Construction |  |  |  | Industrial | Industrial - WA | Existing | 0 | 0 | 0 | 0 | 0 | 0 | 0 | 0 | 0 | 0 | 0 | 0 | 0 | 0 | 0 | 0 | 0 | 0 | 0 | 0 | 0 | 0
[39 empty] | Industrial_Industrial - WA_New_Inc. New Construction |  |  |  | Industrial | Industrial - WA | New | 0 | 93.7852 | 79.3364 | 57.4347 | 45.1363 | 36.625 | 25.2476 | 24.8199 | 24.3995 | 23.9864 | 23.5804 | 23.1814 | 22.7892 | 22.4039 | 22.0252 | 21.653 | 21.2872 | 20.9278 | 20.5745 | 20.2274 | 19.8862 | 19.5509

## Ramp Rates
Key | 2021 | 2022 | 2023 | 2024 | 2025 | 2026 | 2027 | 2028 | 2029 | 2030 | 2031 | 2032 | 2033 | 2034 | 2035 | 2036 | 2037 | 2038 | 2039 | 2040 | 2041 | 2042 | 2043 | 2044 | 2045 | 2046 | 2047 | 2048
Retro12Med | 0% | 0% | 10.94% | 10.94% | 10.94% | 10.94% | 10.94% | 9.844% | 7.875% | 6.3% | 5.04% | 4.032% | 3.226% | 2.58% | 2.064% | 1.652% | 1.321% | 1.057% | 0.007209% | 0.002575% | 0.0008778% | 0.0002862% | 0% | 0% | 0% | 0% | 0% | 0%
Retro5Med | 0% | 0% | 4.3% | 5.28% | 6.461% | 7.5% | 8.555% | 10% | 10.97% | 11.21% | 10.56% | 9.079% | 7.026% | 4.65% | 2.7% | 1.3% | 0.55% | 0.2% | 0.06247% | 0.01362% | 0.002238% | 0.0002686% | 0% | 0% | 0% | 0% | 0% | 0%
Retro1Slow | 0% | 0% | 0.2564% | 0.5126% | 0.9102% | 1.48% | 2.247% | 3.218% | 4.378% | 5.675% | 7.02% | 8.278% | 9.287% | 9.88% | 9.921% | 9.352% | 8.223% | 6.8% | 5.2% | 3.6% | 2.3% | 1.5% | 0% | 0% | 0% | 0% | 0% | 0%
Retro50Fast | 0% | 0% | 45% | 21% | 14% | 9% | 5.954% | 2.977% | 1.323% | 0.5292% | 0.1925% | 0.06415% | 0.01974% | 0.00564% | 0.001504% | 0.000376% | 8.847e-05% | 1.966e-05% | 4.139e-06% | 8.277e-07% | 1.577e-07% | 2.867e-08% | 0% | 0% | 0% | 0% | 0% | 0%
Retro20Fast | 0% | 0% | 22.12% | 15.5% | 10.73% | 8.359% | 7.324% | 6.337% | 5.429% | 4.613% | 3.892% | 3.264% | 2.724% | 2.121% | 1.652% | 1.287% | 1.002% | 0.92% | 0.72% | 0.62% | 0.52% | 0.42% | 0% | 0% | 0% | 0% | 0% | 0%
RetroEven20 | 0% | 0% | 5% | 5% | 5% | 5% | 5% | 5% | 5% | 5% | 5% | 5% | 5% | 5% | 5% | 5% | 5% | 5% | 5% | 5% | 5% | 5% | 0% | 0% | 0% | 0% | 0% | 0%
Retro3Slow | 0% | 0% | 0.5532% | 0.8696% | 1.739% | 3.044% | 4.734% | 6.628% | 8.436% | 9.842% | 10.6% | 10.6% | 9.892% | 8.656% | 7.128% | 5.544% | 4.085% | 2.86% | 1.906% | 1.213% | 0.7385% | 0.5% | 0% | 0% | 0% | 0% | 0% | 0%
LO12Med | 0% | 0% | 10.94% | 21.87% | 32.81% | 43.75% | 54.69% | 64.53% | 72.41% | 78.71% | 83.75% | 87.78% | 91% | 93.58% | 95.65% | 97.3% | 98.62% | 99.68% | 99.69% | 99.69% | 99.69% | 99.69% | 99.69% | 99.69% | 99.69% | 99.69% | 99.69% | 99.69%
LO5Med | 0% | 0% | 4.3% | 9.58% | 16.04% | 23.54% | 32.1% | 42.1% | 53.07% | 64.28% | 74.84% | 83.92% | 90.95% | 95.77% | 98.65% | 100% | 100% | 100% | 100% | 100% | 100% | 100% | 100% | 100% | 100% | 100% | 100% | 100%
LO1Slow | 0% | 0% | 0.5% | 0.769% | 1.679% | 3.16% | 5.407% | 8.625% | 13% | 18.68% | 25.7% | 33.98% | 43.26% | 53.14% | 63.06% | 72.42% | 80.64% | 87.33% | 92.33% | 96% | 98% | 99.6% | 99.6% | 99.6% | 99.6% | 99.6% | 99.6% | 99.6%
LO50Fast | 0% | 0% | 45% | 66% | 80% | 89% | 94.95% | 97.93% | 99.25% | 99.78% | 99.98% | 100% | 100% | 100% | 100% | 100% | 100% | 100% | 100% | 100% | 100% | 100% | 100% | 100% | 100% | 100% | 100% | 100%
LO20Fast | 0% | 0% | 22.12% | 37.62% | 48.36% | 56.72% | 64.04% | 70.38% | 75.81% | 80.42% | 84.31% | 87.58% | 90.3% | 92.42% | 94.07% | 95.36% | 96.36% | 97.14% | 97.75% | 98.4% | 98.9% | 99.6% | 99.6% | 99.6% | 99.6% | 99.6% | 99.6% | 99.6%
LOEven20 | 0% | 0% | 5% | 10% | 15% | 20% | 25% | 30% | 35% | 40% | 45% | 50% | 55% | 60% | 65% | 70% | 75% | 80% | 85% | 90% | 95% | 100% | 100% | 100% | 100% | 100% | 100% | 100%
LO3Slow | 0% | 0% | 0.5532% | 1.423% | 3.162% | 6.206% | 10.94% | 17.57% | 26% | 35.85% | 46.44% | 57.04% | 66.94% | 75.59% | 82.72% | 88.26% | 92.35% | 95.21% | 97.12% | 98.33% | 99.07% | 99.6% | 99.6% | 99.6% | 99.6% | 99.6% | 99.6% | 99.6%
LO80Fast | 0% | 0% | 76% | 83% | 88% | 92% | 95% | 97% | 98% | 99% | 99% | 100% | 100% | 100% | 100% | 100% | 100% | 100% | 100% | 100% | 100% | 100% | 100% | 100% | 100% | 100% | 100% | 100%
CustomBehav | 0% | 0% | 0% | 0% | 0% | 0% | 0% | 0% | 0% | 0% | 0% | 0% | 0% | 0% | 0% | 0% | 0% | 0% | 0% | 0% | 0% | 0% | 0% | 0% | 0% | 0% | 0% | 0%

## Achievability (PNW)
Return | Measure | Achievability
| Air-Cooled Chiller | 85%
| Water-Cooled Chiller | 85%
| RTU | 85%
| Air-Source Heat Pump | 95%
| Geothermal Heat Pump | 95%
| Ventilation | 85%
| General Service Lighting | 95%
| High-Bay Lighting | 95%
| Linear Lighting | 95%
| Area Lighting | 95%
| Insulation - Ceiling | 85%
| Insulation - Wall Cavity | 85%
| Insulation - Ducting | 85%
| Ducting - Repair and Sealing | 85%
| Building Shell - Air Sealing (Infiltration Control) | 85%
| Chiller - Chilled Water Reset | 85%
| Chiller - Variable Flow Chilled Water Pump | 85%
| Chiller - Variable Speed Fans | 85%
| Water-Cooled Chiller - Variable Flow Condenser Water Pump | 85%
| Water-Cooled Chiller - Condenser Water Temperature Reset | 85%
| Ventilation - Demand Controlled | 85%
| Destratification Fans (HVLS) | 85%
| RTU - Advanced Controls | 85%
| Industrial Air Curtains | 85%
| HVAC - Maintenance | 85%
| HVAC - Energy Recovery Ventilator | 85%
| Thermostat - Connected | 85%
| Interior Lighting - Retrofit - Luminaire Level Lighting Controls | 85%
| Interior Lighting - Retrofit - Networked Lighting Controls | 85%
| Interior Lighting - LED/LEC Exit Lighting | 95%
| Interior Lighting - Photoluminescent Exit Lighting | 95%
| Interior Lighting - Skylights | 85%
| Indoor Agriculture - LED Lighting | 85%
| Exterior Lighting - Retrofit - Enhanced Controls | 85%
| Exterior Lighting - Photovoltaic Installation | 85%
| Process - Tank Insulation | 85%
| High Frequency Battery Chargers | 85%
| Refrigeration - System Optimization | 85%
| Refrigeration - System Maintenance | 85%
| Refrigeration - Floating Head Pressure | 85%
| Refrigeration - High Efficiency Compressor | 85%
| Pumping System - Controls | 85%
| Pumping System - Equipment Upgrade | 85%
| Pumping System - System Optimization | 85%
| Pumping System - Variable Speed Drive | 85%
| Material Handling - Variable Speed Drive | 85%
| Fan System - Equipment Upgrade | 85%
| Fan System - Flow Optimization | 85%
| Fan System - Controls | 85%
| Fan System - Variable Speed Drive | 85%
| Compressed Air - Variable Speed Drive | 85%
| Compressed Air - Equipment Upgrade | 85%
| Compressed Air - End Use Optimization | 85%
| Compressed Air - System Controls | 85%
| Motors - Green Rewind (<100 HP) | 85%
| Motors - Green Rewind (100 HP+) | 85%
| Panel - Hydraulic Press | 85%
| Advanced Industrial Motors | 85%
| Switch from Belt Drive to Direct Drive | 85%
| Engine Block Heater Controls | 85%
| Circulating Engine Block Heater | 85%
| Paper - Process Efficiency | 85%
| Paper - Efficient Pulp Screen | 85%
| Paper - Effluent Treatment System | 85%
| Paper - Efficient Agitator | 85%
| Paper - Vacuum Upgrades | 85%
| Mech Pulp - Refiner Plate Improvement | 85%
| Mech Pulp - Refiner Optimization | 85%
| Mech Pulp - Hydraulic Power Units | 85%
| Wood - Replace Pneumatic Conveyor | 85%
| Wood - Process Optimization | 85%
| Metal - New Arc Furnace | 85%
| Elec Chip Fab - Solidstate Chiller | 85%
| Elec Chip Fab - Exhaust Injection | 85%
| Municipal Water Treatment - UV-C LED Disinfection | 85%
| Municipal Sewage Treatment - Optimization | 85%
| Municipal Water Supply Treatment - Optimization | 85%
| Municipal Water Treatment - Pulsed Air Mixing | 85%
| Dairy - Milk Precoolers | 85%
| Dairy - Heat Recovery from Refrigeration | 85%
| Dairy - Variable Speed Milk Vacuum Pump | 85%
| Dairy - Automatic Milker Takeoffs | 85%
| Dairy - Scroll Compressor for Dairy Refrigeration | 85%
| Agriculture - Efficient Stock Watering Tanks | 85%
| Agriculture - Stock Tank De-Icer | 85%
| Agriculture - Thermostatically Controlled Outlets | 85%
| Agriculture - Efficient Circulation Fan | 85%
| Transformer - High Efficiency | 85%
| Strategic Energy Management | 85%
| Retrocommissioning | 85%
Natural Gas | Furnace | 85%
| Boiler | 85%
| Unit Heater | 85%
| Water Heater | 85%
| Oven | 85%
| Conveyor Oven | 85%
| Double Rack Oven | 85%
| Fryer | 85%
| Broiler | 85%
| Griddle | 85%
| Range | 85%
| Steamer | 85%
| Commercial Food Prep Other | 85%
| Pool Heater | 85%
| Insulation - Ceiling | 85%
| Insulation - Ducting | 85%
| Insulation - Wall Cavity | 85%
| Green Roof - Vegetated Rooftop | 85%
| Ducting - Repair and Sealing | 85%
| Windows - High Efficiency Glazing | 85%
| Windows - Secondary Glazing Systems | 85%
| HVAC - Energy Recovery Ventilator | 85%
| Building Shell - Air Sealing (Infiltration Control) | 85%
| Ventilation - Demand Controlled | 85%
| HVAC - Dedicated Outdoor Air System (DOAS) | 85%
| Destratification Fans (HVLS) | 85%
| Gas Boiler - Maintenance | 85%
| Gas Furnace - Maintenance | 85%
| Gas Boiler - Hot Water Reset | 85%
| Gas Boiler - Steam Trap Replacement | 85%
| Gas Boiler - High Turndown Burner | 85%
| Gas Boiler - Burner Control Optimization | 85%
| Gas Boiler - Stack Economizer | 85%
| Gas Boiler - Thermostatic Radiator Valves | 85%
| HVAC - Shut Off Damper | 85%
| Gas Furnace - Tube Inserts | 85%
| Gas Boiler - Insulate Steam Lines/Condensate Tank | 85%
| Gas Boiler - Insulate Hot Water Lines | 85%
| Condensing RTU | 85%
| Hydronic Heating Radiator Replacement | 85%
| Thermostat - Connected | 85%
| Water Heater - Thermostatic Shower Restriction Valve | 85%
| Water Heater - Pre-Rinse Spray Valve | 85%
| Water Heater - Temperature Setback | 85%
| Water Heater - Faucet Aerators | 85%
| Water Heater - Low-Flow Showerheads | 85%
| Water Heater - Tank Blanket/Insulation | 85%
| Water Heater - Drainwater Heat Recovery | 85%
| Water Heater - Circulation Pump Controls | 85%
| Water Heater - Pipe Insulation | 85%
| Water Heater - Motion Control Faucet | 85%
| Water Heater - Solar System | 85%
| Commercial Laundry - Ozone Treatment | 85%
| Commercial Laundry - ENERGY STAR Washer | 85%
| Water Heater - Efficient Dishwasher | 85%
| Commercial Laundry - Alternative Dry-Cleaning Methods | 85%
| Advanced Kitchen Ventilation Controls | 85%
| Infiltration Control - Loading Dock Sealing | 85%
| Greenhouse Heat Curtain | 85%
| Ventilation - Parking Garages, Demand Controlled | 85%
| Pool Heater - Night Covers | 85%
| Advanced New Construction Designs | 85%
| Strategic Energy Management | 85%
| Retrocommissioning | 85%
| Process Boiler - Hot Water Reset | 85%
| Process Boiler - Burner Control Optimization | 85%
| Process Boiler - Insulate Hot Water Lines | 85%
| Process Boiler - Insulate Steam Lines/Condensate Tank | 85%
| Process Boiler - Stack Economizer | 85%
| Process Boiler - Steam Trap Replacement | 85%
| Process Boiler - Maintenance | 85%
| Process - Heat Recovery | 85%
Used as a multiplier on adoption ramps. Looked up from Unstacked EQ and NEM engines.

## Final Savings
Return to Menu | Field | Sector | Segment | Vintage | End Use | Fuel | Measure | Option | Label | Case | 2021 | 2022 | 2023 | 2024 | 2025 | 2026 | 2027 | 2028 | 2029 | 2030 | 2031 | 2032 | 2033 | 2034 | 2035 | 2036 | 2037 | 2038 | 2039 | 2040 | 2041 | 2042 | 2043 | 2044 | 2045 | 2046 | 2047
F1_Industrial_Industrial - WA_Existing_Space Heating_Natural Gas_Furnace_A_Technical Potential | F1 | Industrial | Industrial - WA | Existing | Space Heating | Natural Gas | Furnace | A | Integrated Unit Energy Savings (kWh or therms) | Technical Potential | 0 | 71.5441 | 71.2666 | 23.7555 | 23.7555 | 23.7555 | 23.7555 | 23.7555 | 23.7555 | 23.7555 | 23.7555 | 23.7555 | 23.7555 | 23.7555 | 23.7555 | 23.7555 | 23.7555 | 23.7555 | 23.7555 | 23.7555 | 23.7555 | 23.7555 | 23.7555 | 23.7555 | 23.7555 | 23.7555 | 23.7555
F2_Industrial_Industrial - WA_Existing_Space Heating_Natural Gas_Furnace_A_Technical Potential | F2 | Industrial | Industrial - WA | Existing | Space Heating | Natural Gas | Furnace | A | Integrated Unit Summer Peak Savings (kW) | Technical Potential | 0 | 0 | 0 | 0 | 0 | 0 | 0 | 0 | 0 | 0 | 0 | 0 | 0 | 0 | 0 | 0 | 0 | 0 | 0 | 0 | 0 | 0 | 0 | 0 | 0 | 0 | 0
F3_Industrial_Industrial - WA_Existing_Space Heating_Natural Gas_Furnace_A_Technical Potential | F3 | Industrial | Industrial - WA | Existing | Space Heating | Natural Gas | Furnace | A | Integrated Unit Winter Peak Savings (kW) | Technical Potential | 0 | 0 | 0 | 0 | 0 | 0 | 0 | 0 | 0 | 0 | 0 | 0 | 0 | 0 | 0 | 0 | 0 | 0 | 0 | 0 | 0 | 0 | 0 | 0 | 0 | 0 | 0
F4_Industrial_Industrial - WA_Existing_Space Heating_Natural Gas_Furnace_A_Technical Potential | F4 | Industrial | Industrial - WA | Existing | Space Heating | Natural Gas | Furnace | A | Incremental Energy Savings (MWh or mTherms) | Technical Potential | 0 | 0 | 0.072291 | 0.034174 | 0.043104 | 0.050995 | 0.057949 | 0.064056 | 0.069398 | 0.07405 | 0.078078 | 0.081544 | 0.084504 | 0.087007 | 0.0891 | 0.090823 | 0.092214 | 0.093306 | 0.09413 | 0.086108 | 0.07947 | 0.074014 | 0.069567 | 0.065977 | 0.063111 | 0.036758 | 0.024935
F5_Industrial_Industrial - WA_Existing_Space Heating_Natural Gas_Furnace_A_Technical Potential | F5 | Industrial | Industrial - WA | Existing | Space Heating | Natural Gas | Furnace | A | Incremental Summer Peak Savings (MW) | Technical Potential | 0 | 0 | 0 | 0 | 0 | 0 | 0 | 0 | 0 | 0 | 0 | 0 | 0 | 0 | 0 | 0 | 0 | 0 | 0 | 0 | 0 | 0 | 0 | 0 | 0 | 0 | 0
F6_Industrial_Industrial - WA_Existing_Space Heating_Natural Gas_Furnace_A_Technical Potential | F6 | Industrial | Industrial - WA | Existing | Space Heating | Natural Gas | Furnace | A | Incremental Winter Peak Savings (MW) | Technical Potential | 0 | 0 | 0 | 0 | 0 | 0 | 0 | 0 | 0 | 0 | 0 | 0 | 0 | 0 | 0 | 0 | 0 | 0 | 0 | 0 | 0 | 0 | 0 | 0 | 0 | 0 | 0
F7_Industrial_Industrial - WA_Existing_Space Heating_Natural Gas_Furnace_A_Technical Potential | F7 | Industrial | Industrial - WA | Existing | Space Heating | Natural Gas | Furnace | A | Cumulative Energy Savings (MWh or mTherms) | Technical Potential | 0 | 0 | 0.072291 | 0.058271 | 0.10137 | 0.15237 | 0.21032 | 0.27438 | 0.34377 | 0.41782 | 0.4959 | 0.57745 | 0.66195 | 0.74896 | 0.83806 | 0.92888 | 1.0211 | 1.1144 | 1.2085 | 1.2946 | 1.3741 | 1.4481 | 1.5177 | 1.5837 | 1.6468 | 1.6835 | 1.7085
F8_Industrial_Industrial - WA_Existing_Space Heating_Natural Gas_Furnace_A_Technical Potential | F8 | Industrial | Industrial - WA | Existing | Space Heating | Natural Gas | Furnace | A | Cumulative Summer Peak Savings (MW) | Technical Potential | 0 | 0 | 0 | 0 | 0 | 0 | 0 | 0 | 0 | 0 | 0 | 0 | 0 | 0 | 0 | 0 | 0 | 0 | 0 | 0 | 0 | 0 | 0 | 0 | 0 | 0 | 0
F9_Industrial_Industrial - WA_Existing_Space Heating_Natural Gas_Furnace_A_Technical Potential | F9 | Industrial | Industrial - WA | Existing | Space Heating | Natural Gas | Furnace | A | Cumulative Winter Peak Savings (MW) | Technical Potential | 0 | 0 | 0 | 0 | 0 | 0 | 0 | 0 | 0 | 0 | 0 | 0 | 0 | 0 | 0 | 0 | 0 | 0 | 0 | 0 | 0 | 0 | 0 | 0 | 0 | 0 | 0
F10_Industrial_Industrial - WA_Existing_Space Heating_Natural Gas_Furnace_A_Technical Potential | F10 | Industrial | Industrial - WA | Existing | Space Heating | Natural Gas | Furnace | A | Purchases (Incremental) | Technical Potential | 0 | 0 | 1.0144 | 1.4386 | 1.8145 | 2.1467 | 2.4394 | 2.6965 | 2.9214 | 3.1172 | 3.2867 | 3.4326 | 3.5572 | 3.6626 | 3.7507 | 3.8232 | 3.8818 | 3.9277 | 3.9624 | 3.6248 | 3.3453 | 3.1157 | 2.9285 | 2.7773 | 2.6567 | 1.5474 | 1.0496
F11_Industrial_Industrial - WA_Existing_Space Heating_Natural Gas_Furnace_A_Technical Potential | F11 | Industrial | Industrial - WA | Existing | Space Heating | Natural Gas | Furnace | A | Purchases (Cumulative) | Technical Potential | 0 | 0 | 1.0144 | 2.453 | 4.2674 | 6.4141 | 8.8535 | 11.55 | 14.4713 | 17.5885 | 20.8752 | 24.3078 | 27.8651 | 31.5277 | 35.2784 | 39.1016 | 42.9834 | 46.9111 | 50.8736 | 54.4983 | 57.8437 | 60.9593 | 63.8878 | 66.6651 | 69.3218 | 70.8692 | 71.9188
F1_Industrial_Industrial - WA_Existing_Space Heating_Natural Gas_Boiler_A_Technical Potential | F1 | Industrial | Industrial - WA | Existing | Space Heating | Natural Gas | Boiler | A | Integrated Unit Energy Savings (kWh or therms) | Technical Potential | 0 | 358.4976 | 357.1075 | 357.1075 | 357.1075 | 357.1075 | 357.1075 | 357.1075 | 357.1075 | 357.1075 | 357.1075 | 357.1075 | 357.1075 | 357.1075 | 357.1075 | 357.1075 | 357.1075 | 357.1075 | 357.1075 | 357.1075 | 357.1075 | 357.1075 | 357.1075 | 357.1075 | 357.1075 | 357.1075 | 357.1075
F2_Industrial_Industrial - WA_Existing_Space Heating_Natural Gas_Boiler_A_Technical Potential | F2 | Industrial | Industrial - WA | Existing | Space Heating | Natural Gas | Boiler | A | Integrated Unit Summer Peak Savings (kW) | Technical Potential | 0 | 0 | 0 | 0 | 0 | 0 | 0 | 0 | 0 | 0 | 0 | 0 | 0 | 0 | 0 | 0 | 0 | 0 | 0 | 0 | 0 | 0 | 0 | 0 | 0 | 0 | 0
F3_Industrial_Industrial - WA_Existing_Space Heating_Natural Gas_Boiler_A_Technical Potential | F3 | Industrial | Industrial - WA | Existing | Space Heating | Natural Gas | Boiler | A | Integrated Unit Winter Peak Savings (kW) | Technical Potential | 0 | 0 | 0 | 0 | 0 | 0 | 0 | 0 | 0 | 0 | 0 | 0 | 0 | 0 | 0 | 0 | 0 | 0 | 0 | 0 | 0 | 0 | 0 | 0 | 0 | 0 | 0
F4_Industrial_Industrial - WA_Existing_Space Heating_Natural Gas_Boiler_A_Technical Potential | F4 | Industrial | Industrial - WA | Existing | Space Heating | Natural Gas | Boiler | A | Incremental Energy Savings (MWh or mTherms) | Technical Potential | 0 | 0 | 1.0755 | 1.0656 | 1.055 | 1.0437 | 1.0319 | 1.0196 | 1.0069 | 0.99397 | 0.98077 | 0.96737 | 0.95383 | 0.94019 | 0.92649 | 0.91275 | 0.89901 | 0.8853 | 0.87163 | 0.85803 | 0.84451 | 0.83109 | 0.81093 | 0.79236 | 0.77514 | 0.75909 | 0.74403
F5_Industrial_Industrial - WA_Existing_Space Heating_Natural Gas_Boiler_A_Technical Potential | F5 | Industrial | Industrial - WA | Existing | Space Heating | Natural Gas | Boiler | A | Incremental Summer Peak Savings (MW) | Technical Potential | 0 | 0 | 0 | 0 | 0 | 0 | 0 | 0 | 0 | 0 | 0 | 0 | 0 | 0 | 0 | 0 | 0 | 0 | 0 | 0 | 0 | 0 | 0 | 0 | 0 | 0 | 0
F6_Industrial_Industrial - WA_Existing_Space Heating_Natural Gas_Boiler_A_Technical Potential | F6 | Industrial | Industrial - WA | Existing | Space Heating | Natural Gas | Boiler | A | Incremental Winter Peak Savings (MW) | Technical Potential | 0 | 0 | 0 | 0 | 0 | 0 | 0 | 0 | 0 | 0 | 0 | 0 | 0 | 0 | 0 | 0 | 0 | 0 | 0 | 0 | 0 | 0 | 0 | 0 | 0 | 0 | 0
F7_Industrial_Industrial - WA_Existing_Space Heating_Natural Gas_Boiler_A_Technical Potential | F7 | Industrial | Industrial - WA | Existing | Space Heating | Natural Gas | Boiler | A | Cumulative Energy Savings (MWh or mTherms) | Technical Potential | 0 | 0 | 1.0755 | 2.1411 | 3.196 | 4.2397 | 5.2716 | 6.2912 | 7.2981 | 8.2921 | 9.2728 | 10.2402 | 11.194 | 12.1342 | 13.0607 | 13.9734 | 14.8725 | 15.7578 | 16.6294 | 17.4874 | 18.3319 | 19.163 | 19.974 | 20.7663 | 21.5415 | 22.3005 | 23.0446
F8_Industrial_Industrial - WA_Existing_Space Heating_Natural Gas_Boiler_A_Technical Potential | F8 | Industrial | Industrial - WA | Existing | Space Heating | Natural Gas | Boiler | A | Cumulative Summer Peak Savings (MW) | Technical Potential | 0 | 0 | 0 | 0 | 0 | 0 | 0 | 0 | 0 | 0 | 0 | 0 | 0 | 0 | 0 | 0 | 0 | 0 | 0 | 0 | 0 | 0 | 0 | 0 | 0 | 0 | 0
F9_Industrial_Industrial - WA_Existing_Space Heating_Natural Gas_Boiler_A_Technical Potential | F9 | Industrial | Industrial - WA | Existing | Space Heating | Natural Gas | Boiler | A | Cumulative Winter Peak Savings (MW) | Technical Potential | 0 | 0 | 0 | 0 | 0 | 0 | 0 | 0 | 0 | 0 | 0 | 0 | 0 | 0 | 0 | 0 | 0 | 0 | 0 | 0 | 0 | 0 | 0 | 0 | 0 | 0 | 0
F10_Industrial_Industrial - WA_Existing_Space Heating_Natural Gas_Boiler_A_Technical Potential | F10 | Industrial | Industrial - WA | Existing | Space Heating | Natural Gas | Boiler | A | Purchases (Incremental) | Technical Potential | 0 | 0 | 3.0117 | 2.984 | 2.9542 | 2.9226 | 2.8895 | 2.8551 | 2.8197 | 2.7834 | 2.7464 | 2.7089 | 2.671 | 2.6328 | 2.5944 | 2.556 | 2.5175 | 2.4791 | 2.4408 | 2.4027 | 2.3649 | 2.3273 | 2.2708 | 2.2188 | 2.1706 | 2.1257 | 2.0835
F11_Industrial_Industrial - WA_Existing_Space Heating_Natural Gas_Boiler_A_Technical Potential | F11 | Industrial | Industrial - WA | Existing | Space Heating | Natural Gas | Boiler | A | Purchases (Cumulative) | Technical Potential | 0 | 0 | 3.0117 | 5.9956 | 8.9498 | 11.8724 | 14.7619 | 17.617 | 20.4367 | 23.2201 | 25.9665 | 28.6754 | 31.3464 | 33.9792 | 36.5736 | 39.1295 | 41.647 | 44.1261 | 46.5669 | 48.9696 | 51.3345 | 53.6618 | 55.9326 | 58.1515 | 60.3221 | 62.4477 | 64.5312
F1_Industrial_Industrial - WA_Existing_Space Heating_Natural Gas_Unit Heater_A_Technical Potential | F1 | Industrial | Industrial - WA | Existing | Space Heating | Natural Gas | Unit Heater | A | Integrated Unit Energy Savings (kWh or therms) | Technical Potential | 0 | 191840.798 | 191096.8947 | 191096.8947 | 191096.8947 | 191096.8947 | 191096.8947 | 191096.8947 | 191096.8947 | 191096.8947 | 191096.8947 | 191096.8947 | 191096.8947 | 191096.8947 | 191096.8947 | 191096.8947 | 191096.8947 | 191096.8947 | 191096.8947 | 191096.8947 | 191096.8947 | 191096.8947 | 191096.8947 | 191096.8947 | 191096.8947 | 191096.8947 | 191096.8947
F2_Industrial_Industrial - WA_Existing_Space Heating_Natural Gas_Unit Heater_A_Technical Potential | F2 | Industrial | Industrial - WA | Existing | Space Heating | Natural Gas | Unit Heater | A | Integrated Unit Summer Peak Savings (kW) | Technical Potential | 0 | 0 | 0 | 0 | 0 | 0 | 0 | 0 | 0 | 0 | 0 | 0 | 0 | 0 | 0 | 0 | 0 | 0 | 0 | 0 | 0 | 0 | 0 | 0 | 0 | 0 | 0
F3_Industrial_Industrial - WA_Existing_Space Heating_Natural Gas_Unit Heater_A_Technical Potential | F3 | Industrial | Industrial - WA | Existing | Space Heating | Natural Gas | Unit Heater | A | Integrated Unit Winter Peak Savings (kW) | Technical Potential | 0 | 0 | 0 | 0 | 0 | 0 | 0 | 0 | 0 | 0 | 0 | 0 | 0 | 0 | 0 | 0 | 0 | 0 | 0 | 0 | 0 | 0 | 0 | 0 | 0 | 0 | 0
F4_Industrial_Industrial - WA_Existing_Space Heating_Natural Gas_Unit Heater_A_Technical Potential | F4 | Industrial | Industrial - WA | Existing | Space Heating | Natural Gas | Unit Heater | A | Incremental Energy Savings (MWh or mTherms) | Technical Potential | 0 | 0 | 0.078718 | 0.084278 | 0.089005 | 0.092992 | 0.096322 | 0.099068 | 0.1013 | 0.10307 | 0.10443 | 0.10544 | 0.10613 | 0.10654 | 0.10671 | 0.10666 | 0.10642 | 0.021329 | 0.010523 | 0.0014922 | 0 | 0 | 0 | 0 | 0 | 0 | 0
F5_Industrial_Industrial - WA_Existing_Space Heating_Natural Gas_Unit Heater_A_Technical Potential | F5 | Industrial | Industrial - WA | Existing | Space Heating | Natural Gas | Unit Heater | A | Incremental Summer Peak Savings (MW) | Technical Potential | 0 | 0 | 0 | 0 | 0 | 0 | 0 | 0 | 0 | 0 | 0 | 0 | 0 | 0 | 0 | 0 | 0 | 0 | 0 | 0 | 0 | 0 | 0 | 0 | 0 | 0 | 0
F6_Industrial_Industrial - WA_Existing_Space Heating_Natural Gas_Unit Heater_A_Technical Potential | F6 | Industrial | Industrial - WA | Existing | Space Heating | Natural Gas | Unit Heater | A | Incremental Winter Peak Savings (MW) | Technical Potential | 0 | 0 | 0 | 0 | 0 | 0 | 0 | 0 | 0 | 0 | 0 | 0 | 0 | 0 | 0 | 0 | 0 | 0 | 0 | 0 | 0 | 0 | 0 | 0 | 0 | 0 | 0
F7_Industrial_Industrial - WA_Existing_Space Heating_Natural Gas_Unit Heater_A_Technical Potential | F7 | Industrial | Industrial - WA | Existing | Space Heating | Natural Gas | Unit Heater | A | Cumulative Energy Savings (MWh or mTherms) | Technical Potential | 0 | 0 | 0.078718 | 0.163 | 0.252 | 0.34499 | 0.44131 | 0.54038 | 0.64168 | 0.74475 | 0.84918 | 0.95462 | 1.0608 | 1.1673 | 1.274 | 1.3807 | 1.4871 | 1.5084 | 1.5189 | 1.5204 | 1.5204 | 1.5204 | 1.5204 | 1.5204 | 1.5204 | 1.5204 | 1.5204
F8_Industrial_Industrial - WA_Existing_Space Heating_Natural Gas_Unit Heater_A_Technical Potential | F8 | Industrial | Industrial - WA | Existing | Space Heating | Natural Gas | Unit Heater | A | Cumulative Summer Peak Savings (MW) | Technical Potential | 0 | 0 | 0 | 0 | 0 | 0 | 0 | 0 | 0 | 0 | 0 | 0 | 0 | 0 | 0 | 0 | 0 | 0 | 0 | 0 | 0 | 0 | 0 | 0 | 0 | 0 | 0
F9_Industrial_Industrial - WA_Existing_Space Heating_Natural Gas_Unit Heater_A_Technical Potential | F9 | Industrial | Industrial - WA | Existing | Space Heating | Natural Gas | Unit Heater | A | Cumulative Winter Peak Savings (MW) | Technical Potential | 0 | 0 | 0 | 0 | 0 | 0 | 0 | 0 | 0 | 0 | 0 | 0 | 0 | 0 | 0 | 0 | 0 | 0 | 0 | 0 | 0 | 0 | 0 | 0 | 0 | 0 | 0
F10_Industrial_Industrial - WA_Existing_Space Heating_Natural Gas_Unit Heater_A_Technical Potential | F10 | Industrial | Industrial - WA | Existing | Space Heating | Natural Gas | Unit Heater | A | Purchases (Incremental) | Technical Potential | 0 | 0 | 0.00041192 | 0.00044102 | 0.00046576 | 0.00048662 | 0.00050405 | 0.00051842 | 0.00053008 | 0.00053935 | 0.0005465 | 0.00055177 | 0.00055539 | 0.00055754 | 0.0005584 | 0.00055814 | 0.00055688 | 0.00011161 | 5.5066e-05 | 7.8087e-06 | 0 | 0 | 0 | 0 | 0 | 0 | 0
F11_Industrial_Industrial - WA_Existing_Space Heating_Natural Gas_Unit Heater_A_Technical Potential | F11 | Industrial | Industrial - WA | Existing | Space Heating | Natural Gas | Unit Heater | A | Purchases (Cumulative) | Technical Potential | 0 | 0 | 0.00041192 | 0.00085295 | 0.0013187 | 0.0018053 | 0.0023094 | 0.0028278 | 0.0033579 | 0.0038972 | 0.0044437 | 0.0049955 | 0.0055509 | 0.0061084 | 0.0066668 | 0.007225 | 0.0077818 | 0.0078935 | 0.0079485 | 0.0079563 | 0.0079563 | 0.0079563 | 0.0079563 | 0.0079563 | 0.0079563 | 0.0079563 | 0.0079563
F1_Industrial_Industrial - WA_New_Space Heating_Natural Gas_Furnace_A_Technical Potential | F1 | Industrial | Industrial - WA | New | Space Heating | Natural Gas | Furnace | A | Integrated Unit Energy Savings (kWh or therms) | Technical Potential | 0 | 54.8732 | 54.6604 | 18.2201 | 18.2201 | 18.2201 | 18.2201 | 18.2201 | 18.2201 | 18.2201 | 18.2201 | 18.2201 | 18.2201 | 18.2201 | 18.2201 | 18.2201 | 18.2201 | 18.2201 | 18.2201 | 18.2201 | 18.2201 | 18.2201 | 18.2201 | 18.2201 | 18.2201 | 18.2201 | 18.2201
F2_Industrial_Industrial - WA_New_Space Heating_Natural Gas_Furnace_A_Technical Potential | F2 | Industrial | Industrial - WA | New | Space Heating | Natural Gas | Furnace | A | Integrated Unit Summer Peak Savings (kW) | Technical Potential | 0 | 0 | 0 | 0 | 0 | 0 | 0 | 0 | 0 | 0 | 0 | 0 | 0 | 0 | 0 | 0 | 0 | 0 | 0 | 0 | 0 | 0 | 0 | 0 | 0 | 0 | 0
F3_Industrial_Industrial - WA_New_Space Heating_Natural Gas_Furnace_A_Technical Potential | F3 | Industrial | Industrial - WA | New | Space Heating | Natural Gas | Furnace | A | Integrated Unit Winter Peak Savings (kW) | Technical Potential | 0 | 0 | 0 | 0 | 0 | 0 | 0 | 0 | 0 | 0 | 0 | 0 | 0 | 0 | 0 | 0 | 0 | 0 | 0 | 0 | 0 | 0 | 0 | 0 | 0 | 0 | 0
F4_Industrial_Industrial - WA_New_Space Heating_Natural Gas_Furnace_A_Technical Potential | F4 | Industrial | Industrial - WA | New | Space Heating | Natural Gas | Furnace | A | Incremental Energy Savings (MWh or mTherms) | Technical Potential | 0 | 0 | 0.35298 | 0.085178 | 0.066939 | 0.054316 | 0.037443 | 0.036809 | 0.036185 | 0.035573 | 0.03497 | 0.034379 | 0.033797 | 0.033226 | 0.032664 | 0.032112 | 0.03157 | 0.031037 | 0.030513 | 0.040697 | 0.048419 | 0.053018 | 0.05583 | 0.057426 | 0.057573 | 0 | 0
F5_Industrial_Industrial - WA_New_Space Heating_Natural Gas_Furnace_A_Technical Potential | F5 | Industrial | Industrial - WA | New | Space Heating | Natural Gas | Furnace | A | Incremental Summer Peak Savings (MW) | Technical Potential | 0 | 0 | 0 | 0 | 0 | 0 | 0 | 0 | 0 | 0 | 0 | 0 | 0 | 0 | 0 | 0 | 0 | 0 | 0 | 0 | 0 | 0 | 0 | 0 | 0 | 0 | 0
F6_Industrial_Industrial - WA_New_Space Heating_Natural Gas_Furnace_A_Technical Potential | F6 | Industrial | Industrial - WA | New | Space Heating | Natural Gas | Furnace | A | Incremental Winter Peak Savings (MW) | Technical Potential | 0 | 0 | 0 | 0 | 0 | 0 | 0 | 0 | 0 | 0 | 0 | 0 | 0 | 0 | 0 | 0 | 0 | 0 | 0 | 0 | 0 | 0 | 0 | 0 | 0 | 0 | 0
F7_Industrial_Industrial - WA_New_Space Heating_Natural Gas_Furnace_A_Technical Potential | F7 | Industrial | Industrial - WA | New | Space Heating | Natural Gas | Furnace | A | Cumulative Energy Savings (MWh or mTherms) | Technical Potential | 0 | 0 | 0.35298 | 0.20284 | 0.26977 | 0.32409 | 0.36153 | 0.39834 | 0.43453 | 0.4701 | 0.50507 | 0.53945 | 0.57325 | 0.60647 | 0.63914 | 0.67125 | 0.70282 | 0.73386 | 0.76437 | 0.80507 | 0.85348 | 0.9065 | 0.96233 | 1.0198 | 1.0773 | 1.0773 | 1.0773
F8_Industrial_Industrial - WA_New_Space Heating_Natural Gas_Furnace_A_Technical Potential | F8 | Industrial | Industrial - WA | New | Space Heating | Natural Gas | Furnace | A | Cumulative Summer Peak Savings (MW) | Technical Potential | 0 | 0 | 0 | 0 | 0 | 0 | 0 | 0 | 0 | 0 | 0 | 0 | 0 | 0 | 0 | 0 | 0 | 0 | 0 | 0 | 0 | 0 | 0 | 0 | 0 | 0 | 0
F9_Industrial_Industrial - WA_New_Space Heating_Natural Gas_Furnace_A_Technical Potential | F9 | Industrial | Industrial - WA | New | Space Heating | Natural Gas | Furnace | A | Cumulative Winter Peak Savings (MW) | Technical Potential | 0 | 0 | 0 | 0 | 0 | 0 | 0 | 0 | 0 | 0 | 0 | 0 | 0 | 0 | 0 | 0 | 0 | 0 | 0 | 0 | 0 | 0 | 0 | 0 | 0 | 0 | 0
F10_Industrial_Industrial - WA_New_Space Heating_Natural Gas_Furnace_A_Technical Potential | F10 | Industrial | Industrial - WA | New | Space Heating | Natural Gas | Furnace | A | Purchases (Incremental) | Technical Potential | 0 | 0 | 6.4576 | 4.6749 | 3.6739 | 2.9811 | 2.055 | 2.0202 | 1.986 | 1.9524 | 1.9193 | 1.8869 | 1.8549 | 1.8236 | 1.7927 | 1.7625 | 1.7327 | 1.7034 | 1.6747 | 2.2336 | 2.6574 | 2.9098 | 3.0642 | 3.1518 | 3.1598 | 0 | 0
F11_Industrial_Industrial - WA_New_Space Heating_Natural Gas_Furnace_A_Technical Potential | F11 | Industrial | Industrial - WA | New | Space Heating | Natural Gas | Furnace | A | Purchases (Cumulative) | Technical Potential | 0 | 0 | 6.4576 | 11.1325 | 14.8064 | 17.7875 | 19.8426 | 21.8628 | 23.8488 | 25.8012 | 27.7205 | 29.6074 | 31.4623 | 33.2859 | 35.0786 | 36.8411 | 38.5737 | 40.2772 | 41.9518 | 44.1855 | 46.8429 | 49.7527 | 52.8169 | 55.9687 | 59.1286 | 59.1286 | 59.1286
F1_Industrial_Industrial - WA_New_Space Heating_Natural Gas_Boiler_A_Technical Potential | F1 | Industrial | Industrial - WA | New | Space Heating | Natural Gas | Boiler | A | Integrated Unit Energy Savings (kWh or therms) | Technical Potential | 0 | 321.2051 | 319.9595 | 319.9595 | 319.9595 | 319.9595 | 319.9595 | 319.9595 | 319.9595 | 319.9595 | 319.9595 | 319.9595 | 319.9595 | 319.9595 | 319.9595 | 319.9595 | 319.9595 | 319.9595 | 319.9595 | 319.9595 | 319.9595 | 319.9595 | 319.9595 | 319.9595 | 319.9595 | 319.9595 | 319.9595
F2_Industrial_Industrial - WA_New_Space Heating_Natural Gas_Boiler_A_Technical Potential | F2 | Industrial | Industrial - WA | New | Space Heating | Natural Gas | Boiler | A | Integrated Unit Summer Peak Savings (kW) | Technical Potential | 0 | 0 | 0 | 0 | 0 | 0 | 0 | 0 | 0 | 0 | 0 | 0 | 0 | 0 | 0 | 0 | 0 | 0 | 0 | 0 | 0 | 0 | 0 | 0 | 0 | 0 | 0
F3_Industrial_Industrial - WA_New_Space Heating_Natural Gas_Boiler_A_Technical Potential | F3 | Industrial | Industrial - WA | New | Space Heating | Natural Gas | Boiler | A | Integrated Unit Winter Peak Savings (kW) | Technical Potential | 0 | 0 | 0 | 0 | 0 | 0 | 0 | 0 | 0 | 0 | 0 | 0 | 0 | 0 | 0 | 0 | 0 | 0 | 0 | 0 | 0 | 0 | 0 | 0 | 0 | 0 | 0
F4_Industrial_Industrial - WA_New_Space Heating_Natural Gas_Boiler_A_Technical Potential | F4 | Industrial | Industrial - WA | New | Space Heating | Natural Gas | Boiler | A | Incremental Energy Savings (MWh or mTherms) | Technical Potential | 0 | 0 | 1.6487 | 1.1935 | 0.93798 | 0.7611 | 0.52467 | 0.51578 | 0.50705 | 0.49846 | 0.49002 | 0.48173 | 0.47358 | 0.46557 | 0.4577 | 0.44997 | 0.44237 | 0.4349 | 0.42756 | 0.42034 | 0.41325 | 0.40629 | 0.57662 | 0.70366 | 0.77728 | 0.82049 | 0.84322
F5_Industrial_Industrial - WA_New_Space Heating_Natural Gas_Boiler_A_Technical Potential | F5 | Industrial | Industrial - WA | New | Space Heating | Natural Gas | Boiler | A | Incremental Summer Peak Savings (MW) | Technical Potential | 0 | 0 | 0 | 0 | 0 | 0 | 0 | 0 | 0 | 0 | 0 | 0 | 0 | 0 | 0 | 0 | 0 | 0 | 0 | 0 | 0 | 0 | 0 | 0 | 0 | 0 | 0
F6_Industrial_Industrial - WA_New_Space Heating_Natural Gas_Boiler_A_Technical Potential | F6 | Industrial | Industrial - WA | New | Space Heating | Natural Gas | Boiler | A | Incremental Winter Peak Savings (MW) | Technical Potential | 0 | 0 | 0 | 0 | 0 | 0 | 0 | 0 | 0 | 0 | 0 | 0 | 0 | 0 | 0 | 0 | 0 | 0 | 0 | 0 | 0 | 0 | 0 | 0 | 0 | 0 | 0
F7_Industrial_Industrial - WA_New_Space Heating_Natural Gas_Boiler_A_Technical Potential | F7 | Industrial | Industrial - WA | New | Space Heating | Natural Gas | Boiler | A | Cumulative Energy Savings (MWh or mTherms) | Technical Potential | 0 | 0 | 1.6487 | 2.8422 | 3.7802 | 4.5413 | 5.066 | 5.5818 | 6.0888 | 6.5873 | 7.0773 | 7.559 | 8.0326 | 8.4982 | 8.9559 | 9.4059 | 9.8482 | 10.2831 | 10.7107 | 11.131 | 11.5443 | 11.9506 | 12.5272 | 13.2308 | 14.0081 | 14.8286 | 15.6718
F8_Industrial_Industrial - WA_New_Space Heating_Natural Gas_Boiler_A_Technical Potential | F8 | Industrial | Industrial - WA | New | Space Heating | Natural Gas | Boiler | A | Cumulative Summer Peak Savings (MW) | Technical Potential | 0 | 0 | 0 | 0 | 0 | 0 | 0 | 0 | 0 | 0 | 0 | 0 | 0 | 0 | 0 | 0 | 0 | 0 | 0 | 0 | 0 | 0 | 0 | 0 | 0 | 0 | 0
F9_Industrial_Industrial - WA_New_Space Heating_Natural Gas_Boiler_A_Technical Potential | F9 | Industrial | Industrial - WA | New | Space Heating | Natural Gas | Boiler | A | Cumulative Winter Peak Savings (MW) | Technical Potential | 0 | 0 | 0 | 0 | 0 | 0 | 0 | 0 | 0 | 0 | 0 | 0 | 0 | 0 | 0 | 0 | 0 | 0 | 0 | 0 | 0 | 0 | 0 | 0 | 0 | 0 | 0
F10_Industrial_Industrial - WA_New_Space Heating_Natural Gas_Boiler_A_Technical Potential | F10 | Industrial | Industrial - WA | New | Space Heating | Natural Gas | Boiler | A | Purchases (Incremental) | Technical Potential | 0 | 0 | 5.1528 | 3.7303 | 2.9315 | 2.3787 | 1.6398 | 1.612 | 1.5847 | 1.5579 | 1.5315 | 1.5056 | 1.4801 | 1.4551 | 1.4305 | 1.4063 | 1.3826 | 1.3592 | 1.3363 | 1.3137 | 1.2916 | 1.2698 | 1.8022 | 2.1992 | 2.4293 | 2.5644 | 2.6354
F11_Industrial_Industrial - WA_New_Space Heating_Natural Gas_Boiler_A_Technical Potential | F11 | Industrial | Industrial - WA | New | Space Heating | Natural Gas | Boiler | A | Purchases (Cumulative) | Technical Potential | 0 | 0 | 5.1528 | 8.8831 | 11.8147 | 14.1934 | 15.8332 | 17.4452 | 19.0299 | 20.5878 | 22.1193 | 23.6249 | 25.1051 | 26.5602 | 27.9907 | 29.397 | 30.7796 | 32.1388 | 33.4751 | 34.7889 | 36.0804 | 37.3503 | 39.1524 | 41.3516 | 43.7809 | 46.3453 | 48.9807
F1_Industrial_Industrial - WA_New_Space Heating_Natural Gas_Unit Heater_A_Technical Potential | F1 | Industrial | Industrial - WA | New | Space Heating | Natural Gas | Unit Heater | A | Integrated Unit Energy Savings (kWh or therms) | Technical Potential | 0 | 191840.798 | 191096.8947 | 191096.8947 | 191096.8947 | 191096.8947 | 191096.8947 | 191096.8947 | 191096.8947 | 191096.8947 | 191096.8947 | 191096.8947 | 191096.8947 | 191096.8947 | 191096.8947 | 191096.8947 | 191096.8947 | 191096.8947 | 191096.8947 | 191096.8947 | 191096.8947 | 191096.8947 | 191096.8947 | 191096.8947 | 191096.8947 | 191096.8947 | 191096.8947
F2_Industrial_Industrial - WA_New_Space Heating_Natural Gas_Unit Heater_A_Technical Potential | F2 | Industrial | Industrial - WA | New | Space Heating | Natural Gas | Unit Heater | A | Integrated Unit Summer Peak Savings (kW) | Technical Potential | 0 | 0 | 0 | 0 | 0 | 0 | 0 | 0 | 0 | 0 | 0 | 0 | 0 | 0 | 0 | 0 | 0 | 0 | 0 | 0 | 0 | 0 | 0 | 0 | 0 | 0 | 0
F3_Industrial_Industrial - WA_New_Space Heating_Natural Gas_Unit Heater_A_Technical Potential | F3 | Industrial | Industrial - WA | New | Space Heating | Natural Gas | Unit Heater | A | Integrated Unit Winter Peak Savings (kW) | Technical Potential | 0 | 0 | 0 | 0 | 0 | 0 | 0 | 0 | 0 | 0 | 0 | 0 | 0 | 0 | 0 | 0 | 0 | 0 | 0 | 0 | 0 | 0 | 0 | 0 | 0 | 0 | 0
F4_Industrial_Industrial - WA_New_Space Heating_Natural Gas_Unit Heater_A_Technical Potential | F4 | Industrial | Industrial - WA | New | Space Heating | Natural Gas | Unit Heater | A | Incremental Energy Savings (MWh or mTherms) | Technical Potential | 0 | 0 | 0.16339 | 0.11828 | 0.092954 | 0.075425 | 0.051995 | 0.051114 | 0.050248 | 0.049397 | 0.048561 | 0.04774 | 0.046932 | 0.046138 | 0.045359 | 0.044592 | 0.043839 | 0 | 0 | 0 | 0.0092209 | 0.034846 | 0 | 0 | 0 | 0.010041 | 0.032903
F5_Industrial_Industrial - WA_New_Space Heating_Natural Gas_Unit Heater_A_Technical Potential | F5 | Industrial | Industrial - WA | New | Space Heating | Natural Gas | Unit Heater | A | Incremental Summer Peak Savings (MW) | Technical Potential | 0 | 0 | 0 | 0 | 0 | 0 | 0 | 0 | 0 | 0 | 0 | 0 | 0 | 0 | 0 | 0 | 0 | 0 | 0 | 0 | 0 | 0 | 0 | 0 | 0 | 0 | 0
F6_Industrial_Industrial - WA_New_Space Heating_Natural Gas_Unit Heater_A_Technical Potential | F6 | Industrial | Industrial - WA | New | Space Heating | Natural Gas | Unit Heater | A | Incremental Winter Peak Savings (MW) | Technical Potential | 0 | 0 | 0 | 0 | 0 | 0 | 0 | 0 | 0 | 0 | 0 | 0 | 0 | 0 | 0 | 0 | 0 | 0 | 0 | 0 | 0 | 0 | 0 | 0 | 0 | 0 | 0
F7_Industrial_Industrial - WA_New_Space Heating_Natural Gas_Unit Heater_A_Technical Potential | F7 | Industrial | Industrial - WA | New | Space Heating | Natural Gas | Unit Heater | A | Cumulative Energy Savings (MWh or mTherms) | Technical Potential | 0 | 0 | 0.16339 | 0.28167 | 0.37462 | 0.45004 | 0.50204 | 0.55315 | 0.6034 | 0.6528 | 0.70136 | 0.7491 | 0.79603 | 0.84217 | 0.88753 | 0.93212 | 0.97596 | 0.97596 | 0.97596 | 0.97596 | 0.98518 | 1.02 | 1.02 | 1.02 | 1.02 | 1.0301 | 1.063
F8_Industrial_Industrial - WA_New_Space Heating_Natural Gas_Unit Heater_A_Technical Potential | F8 | Industrial | Industrial - WA | New | Space Heating | Natural Gas | Unit Heater | A | Cumulative Summer Peak Savings (MW) | Technical Potential | 0 | 0 | 0 | 0 | 0 | 0 | 0 | 0 | 0 | 0 | 0 | 0 | 0 | 0 | 0 | 0 | 0 | 0 | 0 | 0 | 0 | 0 | 0 | 0 | 0 | 0 | 0
F9_Industrial_Industrial - WA_New_Space Heating_Natural Gas_Unit Heater_A_Technical Potential | F9 | Industrial | Industrial - WA | New | Space Heating | Natural Gas | Unit Heater | A | Cumulative Winter Peak Savings (MW) | Technical Potential | 0 | 0 | 0 | 0 | 0 | 0 | 0 | 0 | 0 | 0 | 0 | 0 | 0 | 0 | 0 | 0 | 0 | 0 | 0 | 0 | 0 | 0 | 0 | 0 | 0 | 0 | 0
F10_Industrial_Industrial - WA_New_Space Heating_Natural Gas_Unit Heater_A_Technical Potential | F10 | Industrial | Industrial - WA | New | Space Heating | Natural Gas | Unit Heater | A | Purchases (Incremental) | Technical Potential | 0 | 0 | 0.00085499 | 0.00061896 | 0.00048642 | 0.0003947 | 0.00027209 | 0.00026748 | 0.00026295 | 0.00025849 | 0.00025412 | 0.00024982 | 0.00024559 | 0.00024144 | 0.00023736 | 0.00023335 | 0.00022941 | 0 | 0 | 0 | 4.8252e-05 | 0.00018235 | 0 | 0 | 0 | 5.2543e-05 | 0.00017218
F11_Industrial_Industrial - WA_New_Space Heating_Natural Gas_Unit Heater_A_Technical Potential | F11 | Industrial | Industrial - WA | New | Space Heating | Natural Gas | Unit Heater | A | Purchases (Cumulative) | Technical Potential | 0 | 0 | 0.00085499 | 0.0014739 | 0.0019604 | 0.0023551 | 0.0026271 | 0.0028946 | 0.0031576 | 0.0034161 | 0.0036702 | 0.00392 | 0.0041656 | 0.004407 | 0.0046444 | 0.0048777 | 0.0051071 | 0.0051071 | 0.0051071 | 0.0051071 | 0.0051554 | 0.0053377 | 0.0053377 | 0.0053377 | 0.0053377 | 0.0053903 | 0.0055625
F1_Industrial_Industrial - ID_Existing_Space Heating_Natural Gas_Furnace_A_Technical Potential | F1 | Industrial | Industrial - ID | Existing | Space Heating | Natural Gas | Furnace | A | Integrated Unit Energy Savings (kWh or therms) | Technical Potential | 0 | 83.5013 | 83.1775 | 27.7925 | 27.7925 | 27.7925 | 27.7925 | 27.7925 | 27.7925 | 27.7925 | 27.7925 | 27.7925 | 27.7925 | 27.7925 | 27.7925 | 27.7925 | 27.7925 | 27.7925 | 27.7925 | 27.7925 | 27.7925 | 27.7925 | 27.7925 | 27.7925 | 27.7925 | 27.7925 | 27.7925
F2_Industrial_Industrial - ID_Existing_Space Heating_Natural Gas_Furnace_A_Technical Potential | F2 | Industrial | Industrial - ID | Existing | Space Heating | Natural Gas | Furnace | A | Integrated Unit Summer Peak Savings (kW) | Technical Potential | 0 | 0 | 0 | 0 | 0 | 0 | 0 | 0 | 0 | 0 | 0 | 0 | 0 | 0 | 0 | 0 | 0 | 0 | 0 | 0 | 0 | 0 | 0 | 0 | 0 | 0 | 0
F3_Industrial_Industrial - ID_Existing_Space Heating_Natural Gas_Furnace_A_Technical Potential | F3 | Industrial | Industrial - ID | Existing | Space Heating | Natural Gas | Furnace | A | Integrated Unit Winter Peak Savings (kW) | Technical Potential | 0 | 0 | 0 | 0 | 0 | 0 | 0 | 0 | 0 | 0 | 0 | 0 | 0 | 0 | 0 | 0 | 0 | 0 | 0 | 0 | 0 | 0 | 0 | 0 | 0 | 0 | 0
F4_Industrial_Industrial - ID_Existing_Space Heating_Natural Gas_Furnace_A_Technical Potential | F4 | Industrial | Industrial - ID | Existing | Space Heating | Natural Gas | Furnace | A | Incremental Energy Savings (MWh or mTherms) | Technical Potential | 0 | 0 | 0.062234 | 0.029491 | 0.037196 | 0.044007 | 0.050008 | 0.055278 | 0.059887 | 0.063901 | 0.067378 | 0.070369 | 0.072923 | 0.075083 | 0.076889 | 0.078376 | 0.079576 | 0.080518 | 0.08123 | 0.074308 | 0.068579 | 0.063871 | 0.060033 | 0.056935 | 0.054462 | 0.031721 | 0.021517
F5_Industrial_Industrial - ID_Existing_Space Heating_Natural Gas_Furnace_A_Technical Potential | F5 | Industrial | Industrial - ID | Existing | Space Heating | Natural Gas | Furnace | A | Incremental Summer Peak Savings (MW) | Technical Potential | 0 | 0 | 0 | 0 | 0 | 0 | 0 | 0 | 0 | 0 | 0 | 0 | 0 | 0 | 0 | 0 | 0 | 0 | 0 | 0 | 0 | 0 | 0 | 0 | 0 | 0 | 0
F6_Industrial_Industrial - ID_Existing_Space Heating_Natural Gas_Furnace_A_Technical Potential | F6 | Industrial | Industrial - ID | Existing | Space Heating | Natural Gas | Furnace | A | Incremental Winter Peak Savings (MW) | Technical Potential | 0 | 0 | 0 | 0 | 0 | 0 | 0 | 0 | 0 | 0 | 0 | 0 | 0 | 0 | 0 | 0 | 0 | 0 | 0 | 0 | 0 | 0 | 0 | 0 | 0 | 0 | 0
F7_Industrial_Industrial - ID_Existing_Space Heating_Natural Gas_Furnace_A_Technical Potential | F7 | Industrial | Industrial - ID | Existing | Space Heating | Natural Gas | Furnace | A | Cumulative Energy Savings (MWh or mTherms) | Technical Potential | 0 | 0 | 0.062234 | 0.050285 | 0.087482 | 0.13149 | 0.1815 | 0.23677 | 0.29666 | 0.36056 | 0.42794 | 0.49831 | 0.57123 | 0.64632 | 0.7232 | 0.80158 | 0.88116 | 0.96167 | 1.0429 | 1.1172 | 1.1858 | 1.2497 | 1.3097 | 1.3666 | 1.4211 | 1.4528 | 1.4743
F8_Industrial_Industrial - ID_Existing_Space Heating_Natural Gas_Furnace_A_Technical Potential | F8 | Industrial | Industrial - ID | Existing | Space Heating | Natural Gas | Furnace | A | Cumulative Summer Peak Savings (MW) | Technical Potential | 0 | 0 | 0 | 0 | 0 | 0 | 0 | 0 | 0 | 0 | 0 | 0 | 0 | 0 | 0 | 0 | 0 | 0 | 0 | 0 | 0 | 0 | 0 | 0 | 0 | 0 | 0
F9_Industrial_Industrial - ID_Existing_Space Heating_Natural Gas_Furnace_A_Technical Potential | F9 | Industrial | Industrial - ID | Existing | Space Heating | Natural Gas | Furnace | A | Cumulative Winter Peak Savings (MW) | Technical Potential | 0 | 0 | 0 | 0 | 0 | 0 | 0 | 0 | 0 | 0 | 0 | 0 | 0 | 0 | 0 | 0 | 0 | 0 | 0 | 0 | 0 | 0 | 0 | 0 | 0 | 0 | 0
F10_Industrial_Industrial - ID_Existing_Space Heating_Natural Gas_Furnace_A_Technical Potential | F10 | Industrial | Industrial - ID | Existing | Space Heating | Natural Gas | Furnace | A | Purchases (Incremental) | Technical Potential | 0 | 0 | 0.74821 | 1.0611 | 1.3384 | 1.5834 | 1.7993 | 1.9889 | 2.1548 | 2.2992 | 2.4243 | 2.5319 | 2.6238 | 2.7016 | 2.7665 | 2.82 | 2.8632 | 2.8971 | 2.9227 | 2.6737 | 2.4675 | 2.2981 | 2.16 | 2.0486 | 1.9596 | 1.1413 | 0.77422
F11_Industrial_Industrial - ID_Existing_Space Heating_Natural Gas_Furnace_A_Technical Potential | F11 | Industrial | Industrial - ID | Existing | Space Heating | Natural Gas | Furnace | A | Purchases (Cumulative) | Technical Potential | 0 | 0 | 0.74821 | 1.8093 | 3.1477 | 4.7311 | 6.5304 | 8.5193 | 10.6741 | 12.9734 | 15.3977 | 17.9296 | 20.5534 | 23.255 | 26.0216 | 28.8416 | 31.7048 | 34.6019 | 37.5247 | 40.1983 | 42.6658 | 44.964 | 47.124 | 49.1726 | 51.1322 | 52.2735 | 53.0477
F1_Industrial_Industrial - ID_Existing_Space Heating_Natural Gas_Boiler_A_Technical Potential | F1 | Industrial | Industrial - ID | Existing | Space Heating | Natural Gas | Boiler | A | Integrated Unit Energy Savings (kWh or therms) | Technical Potential | 0 | 419.4199 | 417.7935 | 417.7935 | 417.7935 | 417.7935 | 417.7935 | 417.7935 | 417.7935 | 417.7935 | 417.7935 | 417.7935 | 417.7935 | 417.7935 | 417.7935 | 417.7935 | 417.7935 | 417.7935 | 417.7935 | 417.7935 | 417.7935 | 417.7935 | 417.7935 | 417.7935 | 417.7935 | 417.7935 | 417.7935
F2_Industrial_Industrial - ID_Existing_Space Heating_Natural Gas_Boiler_A_Technical Potential | F2 | Industrial | Industrial - ID | Existing | Space Heating | Natural Gas | Boiler | A | Integrated Unit Summer Peak Savings (kW) | Technical Potential | 0 | 0 | 0 | 0 | 0 | 0 | 0 | 0 | 0 | 0 | 0 | 0 | 0 | 0 | 0 | 0 | 0 | 0 | 0 | 0 | 0 | 0 | 0 | 0 | 0 | 0 | 0
F3_Industrial_Industrial - ID_Existing_Space Heating_Natural Gas_Boiler_A_Technical Potential | F3 | Industrial | Industrial - ID | Existing | Space Heating | Natural Gas | Boiler | A | Integrated Unit Winter Peak Savings (kW) | Technical Potential | 0 | 0 | 0 | 0 | 0 | 0 | 0 | 0 | 0 | 0 | 0 | 0 | 0 | 0 | 0 | 0 | 0 | 0 | 0 | 0 | 0 | 0 | 0 | 0 | 0 | 0 | 0
F4_Industrial_Industrial - ID_Existing_Space Heating_Natural Gas_Boiler_A_Technical Potential | F4 | Industrial | Industrial - ID | Existing | Space Heating | Natural Gas | Boiler | A | Incremental Energy Savings (MWh or mTherms) | Technical Potential | 0 | 0 | 0.92809 | 0.91956 | 0.91038 | 0.90065 | 0.89044 | 0.87985 | 0.86893 | 0.85775 | 0.84636 | 0.8348 | 0.82311 | 0.81134 | 0.79951 | 0.78766 | 0.77581 | 0.76397 | 0.75218 | 0.74044 | 0.72877 | 0.71719 | 0.6998 | 0.68377 | 0.66891 | 0.65506 | 0.64206
F5_Industrial_Industrial - ID_Existing_Space Heating_Natural Gas_Boiler_A_Technical Potential | F5 | Industrial | Industrial - ID | Existing | Space Heating | Natural Gas | Boiler | A | Incremental Summer Peak Savings (MW) | Technical Potential | 0 | 0 | 0 | 0 | 0 | 0 | 0 | 0 | 0 | 0 | 0 | 0 | 0 | 0 | 0 | 0 | 0 | 0 | 0 | 0 | 0 | 0 | 0 | 0 | 0 | 0 | 0
F6_Industrial_Industrial - ID_Existing_Space Heating_Natural Gas_Boiler_A_Technical Potential | F6 | Industrial | Industrial - ID | Existing | Space Heating | Natural Gas | Boiler | A | Incremental Winter Peak Savings (MW) | Technical Potential | 0 | 0 | 0 | 0 | 0 | 0 | 0 | 0 | 0 | 0 | 0 | 0 | 0 | 0 | 0 | 0 | 0 | 0 | 0 | 0 | 0 | 0 | 0 | 0 | 0 | 0 | 0
F7_Industrial_Industrial - ID_Existing_Space Heating_Natural Gas_Boiler_A_Technical Potential | F7 | Industrial | Industrial - ID | Existing | Space Heating | Natural Gas | Boiler | A | Cumulative Energy Savings (MWh or mTherms) | Technical Potential | 0 | 0 | 0.92809 | 1.8477 | 2.758 | 3.6587 | 4.5491 | 5.429 | 6.2979 | 7.1557 | 8.002 | 8.8368 | 9.6599 | 10.4713 | 11.2708 | 12.0584 | 12.8342 | 13.5982 | 14.3504 | 15.0908 | 15.8196 | 16.5368 | 17.2366 | 17.9204 | 18.5893 | 19.2443 | 19.8864
F8_Industrial_Industrial - ID_Existing_Space Heating_Natural Gas_Boiler_A_Technical Potential | F8 | Industrial | Industrial - ID | Existing | Space Heating | Natural Gas | Boiler | A | Cumulative Summer Peak Savings (MW) | Technical Potential | 0 | 0 | 0 | 0 | 0 | 0 | 0 | 0 | 0 | 0 | 0 | 0 | 0 | 0 | 0 | 0 | 0 | 0 | 0 | 0 | 0 | 0 | 0 | 0 | 0 | 0 | 0
F9_Industrial_Industrial - ID_Existing_Space Heating_Natural Gas_Boiler_A_Technical Potential | F9 | Industrial | Industrial - ID | Existing | Space Heating | Natural Gas | Boiler | A | Cumulative Winter Peak Savings (MW) | Technical Potential | 0 | 0 | 0 | 0 | 0 | 0 | 0 | 0 | 0 | 0 | 0 | 0 | 0 | 0 | 0 | 0 | 0 | 0 | 0 | 0 | 0 | 0 | 0 | 0 | 0 | 0 | 0
F10_Industrial_Industrial - ID_Existing_Space Heating_Natural Gas_Boiler_A_Technical Potential | F10 | Industrial | Industrial - ID | Existing | Space Heating | Natural Gas | Boiler | A | Purchases (Incremental) | Technical Potential | 0 | 0 | 2.2214 | 2.201 | 2.179 | 2.1557 | 2.1313 | 2.1059 | 2.0798 | 2.053 | 2.0258 | 1.9981 | 1.9701 | 1.942 | 1.9137 | 1.8853 | 1.8569 | 1.8286 | 1.8004 | 1.7723 | 1.7443 | 1.7166 | 1.675 | 1.6366 | 1.6011 | 1.5679 | 1.5368
F11_Industrial_Industrial - ID_Existing_Space Heating_Natural Gas_Boiler_A_Technical Potential | F11 | Industrial | Industrial - ID | Existing | Space Heating | Natural Gas | Boiler | A | Purchases (Cumulative) | Technical Potential | 0 | 0 | 2.2214 | 4.4224 | 6.6014 | 8.7571 | 10.8884 | 12.9944 | 15.0742 | 17.1273 | 19.153 | 21.1511 | 23.1213 | 25.0632 | 26.9769 | 28.8622 | 30.7191 | 32.5477 | 34.348 | 36.1203 | 37.8646 | 39.5813 | 41.2562 | 42.8929 | 44.4939 | 46.0618 | 47.5986
F1_Industrial_Industrial - ID_Existing_Space Heating_Natural Gas_Unit Heater_A_Technical Potential | F1 | Industrial | Industrial - ID | Existing | Space Heating | Natural Gas | Unit Heater | A | Integrated Unit Energy Savings (kWh or therms) | Technical Potential | 0 | 191840.798 | 191096.8947 | 191096.8947 | 191096.8947 | 191096.8947 | 191096.8947 | 191096.8947 | 191096.8947 | 191096.8947 | 191096.8947 | 191096.8947 | 191096.8947 | 191096.8947 | 191096.8947 | 191096.8947 | 191096.8947 | 191096.8947 | 191096.8947 | 191096.8947 | 191096.8947 | 191096.8947 | 191096.8947 | 191096.8947 | 191096.8947 | 191096.8947 | 191096.8947
F2_Industrial_Industrial - ID_Existing_Space Heating_Natural Gas_Unit Heater_A_Technical Potential | F2 | Industrial | Industrial - ID | Existing | Space Heating | Natural Gas | Unit Heater | A | Integrated Unit Summer Peak Savings (kW) | Technical Potential | 0 | 0 | 0 | 0 | 0 | 0 | 0 | 0 | 0 | 0 | 0 | 0 | 0 | 0 | 0 | 0 | 0 | 0 | 0 | 0 | 0 | 0 | 0 | 0 | 0 | 0 | 0
F3_Industrial_Industrial - ID_Existing_Space Heating_Natural Gas_Unit Heater_A_Technical Potential | F3 | Industrial | Industrial - ID | Existing | Space Heating | Natural Gas | Unit Heater | A | Integrated Unit Winter Peak Savings (kW) | Technical Potential | 0 | 0 | 0 | 0 | 0 | 0 | 0 | 0 | 0 | 0 | 0 | 0 | 0 | 0 | 0 | 0 | 0 | 0 | 0 | 0 | 0 | 0 | 0 | 0 | 0 | 0 | 0
F4_Industrial_Industrial - ID_Existing_Space Heating_Natural Gas_Unit Heater_A_Technical Potential | F4 | Industrial | Industrial - ID | Existing | Space Heating | Natural Gas | Unit Heater | A | Incremental Energy Savings (MWh or mTherms) | Technical Potential | 0 | 0 | 0.06793 | 0.072728 | 0.076807 | 0.080248 | 0.083121 | 0.085491 | 0.087415 | 0.088943 | 0.090122 | 0.090991 | 0.091587 | 0.091942 | 0.092085 | 0.092041 | 0.091834 | 0.018406 | 0.0090808 | 0.0012877 | 0 | 0 | 0 | 0 | 0 | 0 | 0
F5_Industrial_Industrial - ID_Existing_Space Heating_Natural Gas_Unit Heater_A_Technical Potential | F5 | Industrial | Industrial - ID | Existing | Space Heating | Natural Gas | Unit Heater | A | Incremental Summer Peak Savings (MW) | Technical Potential | 0 | 0 | 0 | 0 | 0 | 0 | 0 | 0 | 0 | 0 | 0 | 0 | 0 | 0 | 0 | 0 | 0 | 0 | 0 | 0 | 0 | 0 | 0 | 0 | 0 | 0 | 0
F6_Industrial_Industrial - ID_Existing_Space Heating_Natural Gas_Unit Heater_A_Technical Potential | F6 | Industrial | Industrial - ID | Existing | Space Heating | Natural Gas | Unit Heater | A | Incremental Winter Peak Savings (MW) | Technical Potential | 0 | 0 | 0 | 0 | 0 | 0 | 0 | 0 | 0 | 0 | 0 | 0 | 0 | 0 | 0 | 0 | 0 | 0 | 0 | 0 | 0 | 0 | 0 | 0 | 0 | 0 | 0
F7_Industrial_Industrial - ID_Existing_Space Heating_Natural Gas_Unit Heater_A_Technical Potential | F7 | Industrial | Industrial - ID | Existing | Space Heating | Natural Gas | Unit Heater | A | Cumulative Energy Savings (MWh or mTherms) | Technical Potential | 0 | 0 | 0.06793 | 0.14066 | 0.21746 | 0.29771 | 0.38083 | 0.46632 | 0.55374 | 0.64268 | 0.7328 | 0.8238 | 0.91538 | 1.0073 | 1.0994 | 1.1915 | 1.2833 | 1.3017 | 1.3108 | 1.3121 | 1.3121 | 1.3121 | 1.3121 | 1.3121 | 1.3121 | 1.3121 | 1.3121
F8_Industrial_Industrial - ID_Existing_Space Heating_Natural Gas_Unit Heater_A_Technical Potential | F8 | Industrial | Industrial - ID | Existing | Space Heating | Natural Gas | Unit Heater | A | Cumulative Summer Peak Savings (MW) | Technical Potential | 0 | 0 | 0 | 0 | 0 | 0 | 0 | 0 | 0 | 0 | 0 | 0 | 0 | 0 | 0 | 0 | 0 | 0 | 0 | 0 | 0 | 0 | 0 | 0 | 0 | 0 | 0
F9_Industrial_Industrial - ID_Existing_Space Heating_Natural Gas_Unit Heater_A_Technical Potential | F9 | Industrial | Industrial - ID | Existing | Space Heating | Natural Gas | Unit Heater | A | Cumulative Winter Peak Savings (MW) | Technical Potential | 0 | 0 | 0 | 0 | 0 | 0 | 0 | 0 | 0 | 0 | 0 | 0 | 0 | 0 | 0 | 0 | 0 | 0 | 0 | 0 | 0 | 0 | 0 | 0 | 0 | 0 | 0
F10_Industrial_Industrial - ID_Existing_Space Heating_Natural Gas_Unit Heater_A_Technical Potential | F10 | Industrial | Industrial - ID | Existing | Space Heating | Natural Gas | Unit Heater | A | Purchases (Incremental) | Technical Potential | 0 | 0 | 0.00035547 | 0.00038058 | 0.00040193 | 0.00041993 | 0.00043497 | 0.00044737 | 0.00045744 | 0.00046544 | 0.0004716 | 0.00047615 | 0.00047927 | 0.00048113 | 0.00048188 | 0.00048165 | 0.00048056 | 9.6315e-05 | 4.7519e-05 | 6.7385e-06 | 0 | 0 | 0 | 0 | 0 | 0 | 0
F11_Industrial_Industrial - ID_Existing_Space Heating_Natural Gas_Unit Heater_A_Technical Potential | F11 | Industrial | Industrial - ID | Existing | Space Heating | Natural Gas | Unit Heater | A | Purchases (Cumulative) | Technical Potential | 0 | 0 | 0.00035547 | 0.00073605 | 0.001138 | 0.0015579 | 0.0019929 | 0.0024402 | 0.0028977 | 0.0033631 | 0.0038347 | 0.0043109 | 0.0047902 | 0.0052713 | 0.0057532 | 0.0062348 | 0.0067154 | 0.0068117 | 0.0068592 | 0.0068659 | 0.0068659 | 0.0068659 | 0.0068659 | 0.0068659 | 0.0068659 | 0.0068659 | 0.0068659
F1_Industrial_Industrial - ID_New_Space Heating_Natural Gas_Furnace_A_Technical Potential | F1 | Industrial | Industrial - ID | New | Space Heating | Natural Gas | Furnace | A | Integrated Unit Energy Savings (kWh or therms) | Technical Potential | 0 | 64.1982 | 63.9493 | 21.3164 | 21.3164 | 21.3164 | 21.3164 | 21.3164 | 21.3164 | 21.3164 | 21.3164 | 21.3164 | 21.3164 | 21.3164 | 21.3164 | 21.3164 | 21.3164 | 21.3164 | 21.3164 | 21.3164 | 21.3164 | 21.3164 | 21.3164 | 21.3164 | 21.3164 | 21.3164 | 21.3164
F2_Industrial_Industrial - ID_New_Space Heating_Natural Gas_Furnace_A_Technical Potential | F2 | Industrial | Industrial - ID | New | Space Heating | Natural Gas | Furnace | A | Integrated Unit Summer Peak Savings (kW) | Technical Potential | 0 | 0 | 0 | 0 | 0 | 0 | 0 | 0 | 0 | 0 | 0 | 0 | 0 | 0 | 0 | 0 | 0 | 0 | 0 | 0 | 0 | 0 | 0 | 0 | 0 | 0 | 0
F3_Industrial_Industrial - ID_New_Space Heating_Natural Gas_Furnace_A_Technical Potential | F3 | Industrial | Industrial - ID | New | Space Heating | Natural Gas | Furnace | A | Integrated Unit Winter Peak Savings (kW) | Technical Potential | 0 | 0 | 0 | 0 | 0 | 0 | 0 | 0 | 0 | 0 | 0 | 0 | 0 | 0 | 0 | 0 | 0 | 0 | 0 | 0 | 0 | 0 | 0 | 0 | 0 | 0 | 0
F4_Industrial_Industrial - ID_New_Space Heating_Natural Gas_Furnace_A_Technical Potential | F4 | Industrial | Industrial - ID | New | Space Heating | Natural Gas | Furnace | A | Incremental Energy Savings (MWh or mTherms) | Technical Potential | 0 | 0 | 0.013592 | 0.034227 | 0.03252 | 0.032376 | 0.03149 | 0.030943 | 0.030405 | 0.029876 | 0.029356 | 0.028846 | 0.028344 | 0.02785 | 0.027366 | 0.026889 | 0.026421 | 0.025961 | 0.025509 | 0.025191 | 0.025093 | 0.027261 | 0.029105 | 0.030771 | 0.032216 | 0.028953 | 0.00036158
F5_Industrial_Industrial - ID_New_Space Heating_Natural Gas_Furnace_A_Technical Potential | F5 | Industrial | Industrial - ID | New | Space Heating | Natural Gas | Furnace | A | Incremental Summer Peak Savings (MW) | Technical Potential | 0 | 0 | 0 | 0 | 0 | 0 | 0 | 0 | 0 | 0 | 0 | 0 | 0 | 0 | 0 | 0 | 0 | 0 | 0 | 0 | 0 | 0 | 0 | 0 | 0 | 0 | 0
F6_Industrial_Industrial - ID_New_Space Heating_Natural Gas_Furnace_A_Technical Potential | F6 | Industrial | Industrial - ID | New | Space Heating | Natural Gas | Furnace | A | Incremental Winter Peak Savings (MW) | Technical Potential | 0 | 0 | 0 | 0 | 0 | 0 | 0 | 0 | 0 | 0 | 0 | 0 | 0 | 0 | 0 | 0 | 0 | 0 | 0 | 0 | 0 | 0 | 0 | 0 | 0 | 0 | 0
F7_Industrial_Industrial - ID_New_Space Heating_Natural Gas_Furnace_A_Technical Potential | F7 | Industrial | Industrial - ID | New | Space Heating | Natural Gas | Furnace | A | Cumulative Energy Savings (MWh or mTherms) | Technical Potential | 0 | 0 | 0.013592 | 0.038757 | 0.071278 | 0.10365 | 0.13514 | 0.16609 | 0.19649 | 0.22637 | 0.25572 | 0.28457 | 0.31291 | 0.34076 | 0.36813 | 0.39502 | 0.42144 | 0.4474 | 0.47291 | 0.4981 | 0.52319 | 0.55045 | 0.57956 | 0.61033 | 0.64255 | 0.6715 | 0.67186
F8_Industrial_Industrial - ID_New_Space Heating_Natural Gas_Furnace_A_Technical Potential | F8 | Industrial | Industrial - ID | New | Space Heating | Natural Gas | Furnace | A | Cumulative Summer Peak Savings (MW) | Technical Potential | 0 | 0 | 0 | 0 | 0 | 0 | 0 | 0 | 0 | 0 | 0 | 0 | 0 | 0 | 0 | 0 | 0 | 0 | 0 | 0 | 0 | 0 | 0 | 0 | 0 | 0 | 0
F9_Industrial_Industrial - ID_New_Space Heating_Natural Gas_Furnace_A_Technical Potential | F9 | Industrial | Industrial - ID | New | Space Heating | Natural Gas | Furnace | A | Cumulative Winter Peak Savings (MW) | Technical Potential | 0 | 0 | 0 | 0 | 0 | 0 | 0 | 0 | 0 | 0 | 0 | 0 | 0 | 0 | 0 | 0 | 0 | 0 | 0 | 0 | 0 | 0 | 0 | 0 | 0 | 0 | 0
F10_Industrial_Industrial - ID_New_Space Heating_Natural Gas_Furnace_A_Technical Potential | F10 | Industrial | Industrial - ID | New | Space Heating | Natural Gas | Furnace | A | Purchases (Incremental) | Technical Potential | 0 | 0 | 0.21254 | 1.6057 | 1.5256 | 1.5188 | 1.4773 | 1.4516 | 1.4264 | 1.4015 | 1.3772 | 1.3532 | 1.3297 | 1.3065 | 1.2838 | 1.2614 | 1.2395 | 1.2179 | 1.1967 | 1.1818 | 1.1772 | 1.2789 | 1.3654 | 1.4436 | 1.5113 | 1.3583 | 0.016962
F11_Industrial_Industrial - ID_New_Space Heating_Natural Gas_Furnace_A_Technical Potential | F11 | Industrial | Industrial - ID | New | Space Heating | Natural Gas | Furnace | A | Purchases (Cumulative) | Technical Potential | 0 | 0 | 0.21254 | 1.8182 | 3.3438 | 4.8626 | 6.3399 | 7.7915 | 9.2178 | 10.6194 | 11.9966 | 13.3498 | 14.6794 | 15.9859 | 17.2697 | 18.5311 | 19.7706 | 20.9885 | 22.1851 | 23.3669 | 24.5441 | 25.823 | 27.1884 | 28.632 | 30.1433 | 31.5016 | 31.5185
F1_Industrial_Industrial - ID_New_Space Heating_Natural Gas_Boiler_A_Technical Potential | F1 | Industrial | Industrial - ID | New | Space Heating | Natural Gas | Boiler | A | Integrated Unit Energy Savings (kWh or therms) | Technical Potential | 0 | 375.79 | 374.3328 | 374.3328 | 374.3328 | 374.3328 | 374.3328 | 374.3328 | 374.3328 | 374.3328 | 374.3328 | 374.3328 | 374.3328 | 374.3328 | 374.3328 | 374.3328 | 374.3328 | 374.3328 | 374.3328 | 374.3328 | 374.3328 | 374.3328 | 374.3328 | 374.3328 | 374.3328 | 374.3328 | 374.3328
F2_Industrial_Industrial - ID_New_Space Heating_Natural Gas_Boiler_A_Technical Potential | F2 | Industrial | Industrial - ID | New | Space Heating | Natural Gas | Boiler | A | Integrated Unit Summer Peak Savings (kW) | Technical Potential | 0 | 0 | 0 | 0 | 0 | 0 | 0 | 0 | 0 | 0 | 0 | 0 | 0 | 0 | 0 | 0 | 0 | 0 | 0 | 0 | 0 | 0 | 0 | 0 | 0 | 0 | 0
F3_Industrial_Industrial - ID_New_Space Heating_Natural Gas_Boiler_A_Technical Potential | F3 | Industrial | Industrial - ID | New | Space Heating | Natural Gas | Boiler | A | Integrated Unit Winter Peak Savings (kW) | Technical Potential | 0 | 0 | 0 | 0 | 0 | 0 | 0 | 0 | 0 | 0 | 0 | 0 | 0 | 0 | 0 | 0 | 0 | 0 | 0 | 0 | 0 | 0 | 0 | 0 | 0 | 0 | 0
F4_Industrial_Industrial - ID_New_Space Heating_Natural Gas_Boiler_A_Technical Potential | F4 | Industrial | Industrial - ID | New | Space Heating | Natural Gas | Boiler | A | Incremental Energy Savings (MWh or mTherms) | Technical Potential | 0 | 0 | 0.063485 | 0.4796 | 0.45569 | 0.45366 | 0.44126 | 0.43359 | 0.42605 | 0.41864 | 0.41135 | 0.4042 | 0.39716 | 0.39025 | 0.38346 | 0.37678 | 0.37022 | 0.36377 | 0.35744 | 0.35121 | 0.34509 | 0.33908 | 0.33527 | 0.33505 | 0.37224 | 0.40346 | 0.43124
F5_Industrial_Industrial - ID_New_Space Heating_Natural Gas_Boiler_A_Technical Potential | F5 | Industrial | Industrial - ID | New | Space Heating | Natural Gas | Boiler | A | Incremental Summer Peak Savings (MW) | Technical Potential | 0 | 0 | 0 | 0 | 0 | 0 | 0 | 0 | 0 | 0 | 0 | 0 | 0 | 0 | 0 | 0 | 0 | 0 | 0 | 0 | 0 | 0 | 0 | 0 | 0 | 0 | 0
F6_Industrial_Industrial - ID_New_Space Heating_Natural Gas_Boiler_A_Technical Potential | F6 | Industrial | Industrial - ID | New | Space Heating | Natural Gas | Boiler | A | Incremental Winter Peak Savings (MW) | Technical Potential | 0 | 0 | 0 | 0 | 0 | 0 | 0 | 0 | 0 | 0 | 0 | 0 | 0 | 0 | 0 | 0 | 0 | 0 | 0 | 0 | 0 | 0 | 0 | 0 | 0 | 0 | 0
F7_Industrial_Industrial - ID_New_Space Heating_Natural Gas_Boiler_A_Technical Potential | F7 | Industrial | Industrial - ID | New | Space Heating | Natural Gas | Boiler | A | Cumulative Energy Savings (MWh or mTherms) | Technical Potential | 0 | 0 | 0.063485 | 0.54309 | 0.99878 | 1.4524 | 1.8937 | 2.3273 | 2.7533 | 3.172 | 3.5833 | 3.9875 | 4.3847 | 4.7749 | 5.1584 | 5.5352 | 5.9054 | 6.2692 | 6.6266 | 6.9778 | 7.3229 | 7.662 | 7.9973 | 8.3323 | 8.7045 | 9.108 | 9.5392
F8_Industrial_Industrial - ID_New_Space Heating_Natural Gas_Boiler_A_Technical Potential | F8 | Industrial | Industrial - ID | New | Space Heating | Natural Gas | Boiler | A | Cumulative Summer Peak Savings (MW) | Technical Potential | 0 | 0 | 0 | 0 | 0 | 0 | 0 | 0 | 0 | 0 | 0 | 0 | 0 | 0 | 0 | 0 | 0 | 0 | 0 | 0 | 0 | 0 | 0 | 0 | 0 | 0 | 0
F9_Industrial_Industrial - ID_New_Space Heating_Natural Gas_Boiler_A_Technical Potential | F9 | Industrial | Industrial - ID | New | Space Heating | Natural Gas | Boiler | A | Cumulative Winter Peak Savings (MW) | Technical Potential | 0 | 0 | 0 | 0 | 0 | 0 | 0 | 0 | 0 | 0 | 0 | 0 | 0 | 0 | 0 | 0 | 0 | 0 | 0 | 0 | 0 | 0 | 0 | 0 | 0 | 0 | 0
F10_Industrial_Industrial - ID_New_Space Heating_Natural Gas_Boiler_A_Technical Potential | F10 | Industrial | Industrial - ID | New | Space Heating | Natural Gas | Boiler | A | Purchases (Incremental) | Technical Potential | 0 | 0 | 0.16959 | 1.2812 | 1.2173 | 1.2119 | 1.1788 | 1.1583 | 1.1381 | 1.1184 | 1.0989 | 1.0798 | 1.061 | 1.0425 | 1.0244 | 1.0065 | 0.98902 | 0.9718 | 0.95487 | 0.93823 | 0.92189 | 0.90582 | 0.89566 | 0.89505 | 0.99441 | 1.0778 | 1.152
F11_Industrial_Industrial - ID_New_Space Heating_Natural Gas_Boiler_A_Technical Potential | F11 | Industrial | Industrial - ID | New | Space Heating | Natural Gas | Boiler | A | Purchases (Cumulative) | Technical Potential | 0 | 0 | 0.16959 | 1.4508 | 2.6682 | 3.8801 | 5.0589 | 6.2172 | 7.3553 | 8.4737 | 9.5725 | 10.6523 | 11.7133 | 12.7558 | 13.7802 | 14.7868 | 15.7758 | 16.7476 | 17.7025 | 18.6407 | 19.5626 | 20.4684 | 21.364 | 22.2591 | 23.2535 | 24.3313 | 25.4833
F1_Industrial_Industrial - ID_New_Space Heating_Natural Gas_Unit Heater_A_Technical Potential | F1 | Industrial | Industrial - ID | New | Space Heating | Natural Gas | Unit Heater | A | Integrated Unit Energy Savings (kWh or therms) | Technical Potential | 0 | 191840.798 | 191096.8947 | 191096.8947 | 191096.8947 | 191096.8947 | 191096.8947 | 191096.8947 | 191096.8947 | 191096.8947 | 191096.8947 | 191096.8947 | 191096.8947 | 191096.8947 | 191096.8947 | 191096.8947 | 191096.8947 | 191096.8947 | 191096.8947 | 191096.8947 | 191096.8947 | 191096.8947 | 191096.8947 | 191096.8947 | 191096.8947 | 191096.8947 | 191096.8947
F2_Industrial_Industrial - ID_New_Space Heating_Natural Gas_Unit Heater_A_Technical Potential | F2 | Industrial | Industrial - ID | New | Space Heating | Natural Gas | Unit Heater | A | Integrated Unit Summer Peak Savings (kW) | Technical Potential | 0 | 0 | 0 | 0 | 0 | 0 | 0 | 0 | 0 | 0 | 0 | 0 | 0 | 0 | 0 | 0 | 0 | 0 | 0 | 0 | 0 | 0 | 0 | 0 | 0 | 0 | 0
F3_Industrial_Industrial - ID_New_Space Heating_Natural Gas_Unit Heater_A_Technical Potential | F3 | Industrial | Industrial - ID | New | Space Heating | Natural Gas | Unit Heater | A | Integrated Unit Winter Peak Savings (kW) | Technical Potential | 0 | 0 | 0 | 0 | 0 | 0 | 0 | 0 | 0 | 0 | 0 | 0 | 0 | 0 | 0 | 0 | 0 | 0 | 0 | 0 | 0 | 0 | 0 | 0 | 0 | 0 | 0
F4_Industrial_Industrial - ID_New_Space Heating_Natural Gas_Unit Heater_A_Technical Potential | F4 | Industrial | Industrial - ID | New | Space Heating | Natural Gas | Unit Heater | A | Incremental Energy Savings (MWh or mTherms) | Technical Potential | 0 | 0 | 0.0062913 | 0.047529 | 0.045159 | 0.044958 | 0.043729 | 0.042968 | 0.042221 | 0.041487 | 0.040765 | 0.040056 | 0.039359 | 0.038674 | 0.038001 | 0.037339 | 0.036689 | 0.029968 | 0 | 0 | 0 | 0.0018364 | 0.0048989 | 0.0023191 | 0.0063791 | 0.0080079 | 0.010429
F5_Industrial_Industrial - ID_New_Space Heating_Natural Gas_Unit Heater_A_Technical Potential | F5 | Industrial | Industrial - ID | New | Space Heating | Natural Gas | Unit Heater | A | Incremental Summer Peak Savings (MW) | Technical Potential | 0 | 0 | 0 | 0 | 0 | 0 | 0 | 0 | 0 | 0 | 0 | 0 | 0 | 0 | 0 | 0 | 0 | 0 | 0 | 0 | 0 | 0 | 0 | 0 | 0 | 0 | 0
F6_Industrial_Industrial - ID_New_Space Heating_Natural Gas_Unit Heater_A_Technical Potential | F6 | Industrial | Industrial - ID | New | Space Heating | Natural Gas | Unit Heater | A | Incremental Winter Peak Savings (MW) | Technical Potential | 0 | 0 | 0 | 0 | 0 | 0 | 0 | 0 | 0 | 0 | 0 | 0 | 0 | 0 | 0 | 0 | 0 | 0 | 0 | 0 | 0 | 0 | 0 | 0 | 0 | 0 | 0
F7_Industrial_Industrial - ID_New_Space Heating_Natural Gas_Unit Heater_A_Technical Potential | F7 | Industrial | Industrial - ID | New | Space Heating | Natural Gas | Unit Heater | A | Cumulative Energy Savings (MWh or mTherms) | Technical Potential | 0 | 0 | 0.0062913 | 0.05382 | 0.098979 | 0.14394 | 0.18767 | 0.23063 | 0.27286 | 0.31434 | 0.35511 | 0.39516 | 0.43452 | 0.4732 | 0.5112 | 0.54854 | 0.58522 | 0.61519 | 0.61519 | 0.61519 | 0.61519 | 0.61703 | 0.62193 | 0.62425 | 0.63063 | 0.63863 | 0.64906
F8_Industrial_Industrial - ID_New_Space Heating_Natural Gas_Unit Heater_A_Technical Potential | F8 | Industrial | Industrial - ID | New | Space Heating | Natural Gas | Unit Heater | A | Cumulative Summer Peak Savings (MW) | Technical Potential | 0 | 0 | 0 | 0 | 0 | 0 | 0 | 0 | 0 | 0 | 0 | 0 | 0 | 0 | 0 | 0 | 0 | 0 | 0 | 0 | 0 | 0 | 0 | 0 | 0 | 0 | 0
F9_Industrial_Industrial - ID_New_Space Heating_Natural Gas_Unit Heater_A_Technical Potential | F9 | Industrial | Industrial - ID | New | Space Heating | Natural Gas | Unit Heater | A | Cumulative Winter Peak Savings (MW) | Technical Potential | 0 | 0 | 0 | 0 | 0 | 0 | 0 | 0 | 0 | 0 | 0 | 0 | 0 | 0 | 0 | 0 | 0 | 0 | 0 | 0 | 0 | 0 | 0 | 0 | 0 | 0 | 0
F10_Industrial_Industrial - ID_New_Space Heating_Natural Gas_Unit Heater_A_Technical Potential | F10 | Industrial | Industrial - ID | New | Space Heating | Natural Gas | Unit Heater | A | Purchases (Incremental) | Technical Potential | 0 | 0 | 3.2922e-05 | 0.00024872 | 0.00023631 | 0.00023526 | 0.00022883 | 0.00022485 | 0.00022094 | 0.0002171 | 0.00021332 | 0.00020961 | 0.00020596 | 0.00020238 | 0.00019886 | 0.00019539 | 0.00019199 | 0.00015682 | 0 | 0 | 0 | 9.61e-06 | 2.5636e-05 | 1.2136e-05 | 3.3382e-05 | 4.1905e-05 | 5.4575e-05
F11_Industrial_Industrial - ID_New_Space Heating_Natural Gas_Unit Heater_A_Technical Potential | F11 | Industrial | Industrial - ID | New | Space Heating | Natural Gas | Unit Heater | A | Purchases (Cumulative) | Technical Potential | 0 | 0 | 3.2922e-05 | 0.00028164 | 0.00051795 | 0.00075321 | 0.00098204 | 0.0012069 | 0.0014278 | 0.0016449 | 0.0018583 | 0.0020679 | 0.0022738 | 0.0024762 | 0.0026751 | 0.0028705 | 0.0030625 | 0.0032193 | 0.0032193 | 0.0032193 | 0.0032193 | 0.0032289 | 0.0032545 | 0.0032667 | 0.0033 | 0.0033419 | 0.0033965
F1_Industrial_Industrial - WA_Existing_Space Heating_Natural Gas_Insulation - Ceiling_A_Technical Potential | F1 | Industrial | Industrial - WA | Existing | Space Heating | Natural Gas | Insulation - Ceiling | A | Integrated Unit Energy Savings (kWh or therms) | Technical Potential | 0 | 0 | 0.083443 | 0.082173 | 0.080828 | 0.079431 | 0.07798 | 0.076613 | 0.075195 | 0.073727 | 0.072219 | 0.070681 | 0.069127 | 0.067588 | 0.06606 | 0.064554 | 0.06308 | 0.06183 | 0.060615 | 0.059444 | 0.058303 | 0.057191 | 0.056167 | 0.055149 | 0.054134 | 0.053133 | 0.052137
F2_Industrial_Industrial - WA_Existing_Space Heating_Natural Gas_Insulation - Ceiling_A_Technical Potential | F2 | Industrial | Industrial - WA | Existing | Space Heating | Natural Gas | Insulation - Ceiling | A | Integrated Unit Summer Peak Savings (kW) | Technical Potential | 0 | 0 | 0 | 0 | 0 | 0 | 0 | 0 | 0 | 0 | 0 | 0 | 0 | 0 | 0 | 0 | 0 | 0 | 0 | 0 | 0 | 0 | 0 | 0 | 0 | 0 | 0
F3_Industrial_Industrial - WA_Existing_Space Heating_Natural Gas_Insulation - Ceiling_A_Technical Potential | F3 | Industrial | Industrial - WA | Existing | Space Heating | Natural Gas | Insulation - Ceiling | A | Integrated Unit Winter Peak Savings (kW) | Technical Potential | 0 | 0 | 0 | 0 | 0 | 0 | 0 | 0 | 0 | 0 | 0 | 0 | 0 | 0 | 0 | 0 | 0 | 0 | 0 | 0 | 0 | 0 | 0 | 0 | 0 | 0 | 0
F4_Industrial_Industrial - WA_Existing_Space Heating_Natural Gas_Insulation - Ceiling_A_Technical Potential | F4 | Industrial | Industrial - WA | Existing | Space Heating | Natural Gas | Insulation - Ceiling | A | Incremental Energy Savings (MWh or mTherms) | Technical Potential | 0 | 0 | 0.012977 | 0.025105 | 0.043089 | 0.067692 | 0.09913 | 0.13708 | 0.17986 | 0.22467 | 0.26751 | 0.30341 | 0.32718 | 0.33444 | 0.32259 | 0.29204 | 0.24658 | 0.19643 | 0.14472 | 0.096562 | 0.059465 | 0.037386 | 0 | 0 | 0 | 0 | 0
F5_Industrial_Industrial - WA_Existing_Space Heating_Natural Gas_Insulation - Ceiling_A_Technical Potential | F5 | Industrial | Industrial - WA | Existing | Space Heating | Natural Gas | Insulation - Ceiling | A | Incremental Summer Peak Savings (MW) | Technical Potential | 0 | 0 | 0 | 0 | 0 | 0 | 0 | 0 | 0 | 0 | 0 | 0 | 0 | 0 | 0 | 0 | 0 | 0 | 0 | 0 | 0 | 0 | 0 | 0 | 0 | 0 | 0
F6_Industrial_Industrial - WA_Existing_Space Heating_Natural Gas_Insulation - Ceiling_A_Technical Potential | F6 | Industrial | Industrial - WA | Existing | Space Heating | Natural Gas | Insulation - Ceiling | A | Incremental Winter Peak Savings (MW) | Technical Potential | 0 | 0 | 0 | 0 | 0 | 0 | 0 | 0 | 0 | 0 | 0 | 0 | 0 | 0 | 0 | 0 | 0 | 0 | 0 | 0 | 0 | 0 | 0 | 0 | 0 | 0 | 0
F7_Industrial_Industrial - WA_Existing_Space Heating_Natural Gas_Insulation - Ceiling_A_Technical Potential | F7 | Industrial | Industrial - WA | Existing | Space Heating | Natural Gas | Insulation - Ceiling | A | Cumulative Energy Savings (MWh or mTherms) | Technical Potential | 0 | 0 | 0.012977 | 0.037884 | 0.080354 | 0.14666 | 0.24311 | 0.37593 | 0.54883 | 0.7628 | 1.0147 | 1.2965 | 1.5952 | 1.8941 | 2.1739 | 2.4164 | 2.6078 | 2.7525 | 2.8432 | 2.8848 | 2.8889 | 2.8712 | 2.8198 | 2.7687 | 2.7177 | 2.6674 | 2.6175
F8_Industrial_Industrial - WA_Existing_Space Heating_Natural Gas_Insulation - Ceiling_A_Technical Potential | F8 | Industrial | Industrial - WA | Existing | Space Heating | Natural Gas | Insulation - Ceiling | A | Cumulative Summer Peak Savings (MW) | Technical Potential | 0 | 0 | 0 | 0 | 0 | 0 | 0 | 0 | 0 | 0 | 0 | 0 | 0 | 0 | 0 | 0 | 0 | 0 | 0 | 0 | 0 | 0 | 0 | 0 | 0 | 0 | 0
F9_Industrial_Industrial - WA_Existing_Space Heating_Natural Gas_Insulation - Ceiling_A_Technical Potential | F9 | Industrial | Industrial - WA | Existing | Space Heating | Natural Gas | Insulation - Ceiling | A | Cumulative Winter Peak Savings (MW) | Technical Potential | 0 | 0 | 0 | 0 | 0 | 0 | 0 | 0 | 0 | 0 | 0 | 0 | 0 | 0 | 0 | 0 | 0 | 0 | 0 | 0 | 0 | 0 | 0 | 0 | 0 | 0 | 0
F10_Industrial_Industrial - WA_Existing_Space Heating_Natural Gas_Insulation - Ceiling_A_Technical Potential | F10 | Industrial | Industrial - WA | Existing | Space Heating | Natural Gas | Insulation - Ceiling | A | Purchases (Incremental) | Technical Potential | 0 | 0 | 155.5193 | 305.5129 | 533.0994 | 852.2082 | 1271.2308 | 1789.2832 | 2391.9524 | 3047.3716 | 3704.0894 | 4292.691 | 4733.0837 | 4948.2977 | 4883.2845 | 4523.9516 | 3908.9866 | 3176.9527 | 2387.5476 | 1624.419 | 1019.9298 | 653.7031 | 0 | 0 | 0 | 0 | 0
F11_Industrial_Industrial - WA_Existing_Space Heating_Natural Gas_Insulation - Ceiling_A_Technical Potential | F11 | Industrial | Industrial - WA | Existing | Space Heating | Natural Gas | Insulation - Ceiling | A | Purchases (Cumulative) | Technical Potential | 0 | 0 | 155.5193 | 461.0322 | 994.1316 | 1846.3398 | 3117.5706 | 4906.8538 | 7298.8062 | 10346.1777 | 14050.2671 | 18342.9581 | 23076.0418 | 28024.3395 | 32907.624 | 37431.5757 | 41340.5623 | 44517.515 | 46905.0626 | 48529.4816 | 49549.4114 | 50203.1145 | 50203.1145 | 50203.1145 | 50203.1145 | 50203.1145 | 50203.1145
F1_Industrial_Industrial - WA_Existing_Space Heating_Natural Gas_Insulation - Wall Cavity_A_Technical Potential | F1 | Industrial | Industrial - WA | Existing | Space Heating | Natural Gas | Insulation - Wall Cavity | A | Integrated Unit Energy Savings (kWh or therms) | Technical Potential | 0 | 0 | 0.12093 | 0.11923 | 0.11744 | 0.1156 | 0.1137 | 0.11197 | 0.1102 | 0.10841 | 0.10661 | 0.1048 | 0.103 | 0.10121 | 0.099426 | 0.097646 | 0.095863 | 0.09436 | 0.092849 | 0.091342 | 0.089833 | 0.088335 | 0.086855 | 0.085381 | 0.083911 | 0.08246 | 0.081016
F2_Industrial_Industrial - WA_Existing_Space Heating_Natural Gas_Insulation - Wall Cavity_A_Technical Potential | F2 | Industrial | Industrial - WA | Existing | Space Heating | Natural Gas | Insulation - Wall Cavity | A | Integrated Unit Summer Peak Savings (kW) | Technical Potential | 0 | 0 | 0 | 0 | 0 | 0 | 0 | 0 | 0 | 0 | 0 | 0 | 0 | 0 | 0 | 0 | 0 | 0 | 0 | 0 | 0 | 0 | 0 | 0 | 0 | 0 | 0
F3_Industrial_Industrial - WA_Existing_Space Heating_Natural Gas_Insulation - Wall Cavity_A_Technical Potential | F3 | Industrial | Industrial - WA | Existing | Space Heating | Natural Gas | Insulation - Wall Cavity | A | Integrated Unit Winter Peak Savings (kW) | Technical Potential | 0 | 0 | 0 | 0 | 0 | 0 | 0 | 0 | 0 | 0 | 0 | 0 | 0 | 0 | 0 | 0 | 0 | 0 | 0 | 0 | 0 | 0 | 0 | 0 | 0 | 0 | 0
F4_Industrial_Industrial - WA_Existing_Space Heating_Natural Gas_Insulation - Wall Cavity_A_Technical Potential | F4 | Industrial | Industrial - WA | Existing | Space Heating | Natural Gas | Insulation - Wall Cavity | A | Incremental Energy Savings (MWh or mTherms) | Technical Potential | 0 | 0 | 0.015589 | 0.030195 | 0.051898 | 0.081661 | 0.11982 | 0.16607 | 0.21851 | 0.27386 | 0.32733 | 0.37292 | 0.40411 | 0.41514 | 0.40247 | 0.36618 | 0.31063 | 0.2485 | 0.18376 | 0.123 | 0.07595 | 0.047867 | 0 | 0 | 0 | 0 | 0
F5_Industrial_Industrial - WA_Existing_Space Heating_Natural Gas_Insulation - Wall Cavity_A_Technical Potential | F5 | Industrial | Industrial - WA | Existing | Space Heating | Natural Gas | Insulation - Wall Cavity | A | Incremental Summer Peak Savings (MW) | Technical Potential | 0 | 0 | 0 | 0 | 0 | 0 | 0 | 0 | 0 | 0 | 0 | 0 | 0 | 0 | 0 | 0 | 0 | 0 | 0 | 0 | 0 | 0 | 0 | 0 | 0 | 0 | 0
F6_Industrial_Industrial - WA_Existing_Space Heating_Natural Gas_Insulation - Wall Cavity_A_Technical Potential | F6 | Industrial | Industrial - WA | Existing | Space Heating | Natural Gas | Insulation - Wall Cavity | A | Incremental Winter Peak Savings (MW) | Technical Potential | 0 | 0 | 0 | 0 | 0 | 0 | 0 | 0 | 0 | 0 | 0 | 0 | 0 | 0 | 0 | 0 | 0 | 0 | 0 | 0 | 0 | 0 | 0 | 0 | 0 | 0 | 0
F7_Industrial_Industrial - WA_Existing_Space Heating_Natural Gas_Insulation - Wall Cavity_A_Technical Potential | F7 | Industrial | Industrial - WA | Existing | Space Heating | Natural Gas | Insulation - Wall Cavity | A | Cumulative Energy Savings (MWh or mTherms) | Technical Potential | 0 | 0 | 0.015589 | 0.045566 | 0.096779 | 0.17692 | 0.29384 | 0.45543 | 0.66676 | 0.92978 | 1.2416 | 1.5935 | 1.9702 | 2.3511 | 2.7122 | 3.0298 | 3.2851 | 3.4821 | 3.6101 | 3.6745 | 3.6897 | 3.6761 | 3.6145 | 3.5532 | 3.492 | 3.4316 | 3.3715
F8_Industrial_Industrial - WA_Existing_Space Heating_Natural Gas_Insulation - Wall Cavity_A_Technical Potential | F8 | Industrial | Industrial - WA | Existing | Space Heating | Natural Gas | Insulation - Wall Cavity | A | Cumulative Summer Peak Savings (MW) | Technical Potential | 0 | 0 | 0 | 0 | 0 | 0 | 0 | 0 | 0 | 0 | 0 | 0 | 0 | 0 | 0 | 0 | 0 | 0 | 0 | 0 | 0 | 0 | 0 | 0 | 0 | 0 | 0
F9_Industrial_Industrial - WA_Existing_Space Heating_Natural Gas_Insulation - Wall Cavity_A_Technical Potential | F9 | Industrial | Industrial - WA | Existing | Space Heating | Natural Gas | Insulation - Wall Cavity | A | Cumulative Winter Peak Savings (MW) | Technical Potential | 0 | 0 | 0 | 0 | 0 | 0 | 0 | 0 | 0 | 0 | 0 | 0 | 0 | 0 | 0 | 0 | 0 | 0 | 0 | 0 | 0 | 0 | 0 | 0 | 0 | 0 | 0
F10_Industrial_Industrial - WA_Existing_Space Heating_Natural Gas_Insulation - Wall Cavity_A_Technical Potential | F10 | Industrial | Industrial - WA | Existing | Space Heating | Natural Gas | Insulation - Wall Cavity | A | Purchases (Incremental) | Technical Potential | 0 | 0 | 128.9162 | 253.252 | 441.9076 | 706.4298 | 1053.7745 | 1483.2091 | 1982.7859 | 2526.0894 | 3070.4693 | 3558.3849 | 3923.4442 | 4101.8438 | 4047.9517 | 3750.0862 | 3240.3168 | 2633.5044 | 1979.1346 | 1346.5465 | 845.461 | 541.8809 | 0 | 0 | 0 | 0 | 0
F11_Industrial_Industrial - WA_Existing_Space Heating_Natural Gas_Insulation - Wall Cavity_A_Technical Potential | F11 | Industrial | Industrial - WA | Existing | Space Heating | Natural Gas | Insulation - Wall Cavity | A | Purchases (Cumulative) | Technical Potential | 0 | 0 | 128.9162 | 382.1682 | 824.0758 | 1530.5056 | 2584.2802 | 4067.4892 | 6050.2752 | 8576.3645 | 11646.8338 | 15205.2187 | 19128.6629 | 23230.5067 | 27278.4584 | 31028.5446 | 34268.8614 | 36902.3658 | 38881.5005 | 40228.047 | 41073.5079 | 41615.3888 | 41615.3888 | 41615.3888 | 41615.3888 | 41615.3888 | 41615.3888
F1_Industrial_Industrial - WA_Existing_Space Heating_Natural Gas_Insulation - Ducting_A_Technical Potential | F1 | Industrial | Industrial - WA | Existing | Space Heating | Natural Gas | Insulation - Ducting | A | Integrated Unit Energy Savings (kWh or therms) | Technical Potential | 0 | 0 | 0.0066659 | 0.00655 | 0.0064249 | 0.0062965 | 0.0061608 | 0.0060294 | 0.0058923 | 0.0057501 | 0.0056042 | 0.0054543 | 0.005303 | 0.0051524 | 0.0050031 | 0.0048572 | 0.0047161 | 0.0045947 | 0.0044788 | 0.0043701 | 0.0042669 | 0.0041683 | 0.0040795 | 0.0039923 | 0.0039064 | 0.0038225 | 0.0037399
F2_Industrial_Industrial - WA_Existing_Space Heating_Natural Gas_Insulation - Ducting_A_Technical Potential | F2 | Industrial | Industrial - WA | Existing | Space Heating | Natural Gas | Insulation - Ducting | A | Integrated Unit Summer Peak Savings (kW) | Technical Potential | 0 | 0 | 0 | 0 | 0 | 0 | 0 | 0 | 0 | 0 | 0 | 0 | 0 | 0 | 0 | 0 | 0 | 0 | 0 | 0 | 0 | 0 | 0 | 0 | 0 | 0 | 0
F3_Industrial_Industrial - WA_Existing_Space Heating_Natural Gas_Insulation - Ducting_A_Technical Potential | F3 | Industrial | Industrial - WA | Existing | Space Heating | Natural Gas | Insulation - Ducting | A | Integrated Unit Winter Peak Savings (kW) | Technical Potential | 0 | 0 | 0 | 0 | 0 | 0 | 0 | 0 | 0 | 0 | 0 | 0 | 0 | 0 | 0 | 0 | 0 | 0 | 0 | 0 | 0 | 0 | 0 | 0 | 0 | 0 | 0
F4_Industrial_Industrial - WA_Existing_Space Heating_Natural Gas_Insulation - Ducting_A_Technical Potential | F4 | Industrial | Industrial - WA | Existing | Space Heating | Natural Gas | Insulation - Ducting | A | Incremental Energy Savings (MWh or mTherms) | Technical Potential | 0 | 0 | 6.6971e-05 | 0.00012928 | 0.00022127 | 0.00034665 | 0.00050595 | 0.00069695 | 0.00091051 | 0.001132 | 0.001341 | 0.0015126 | 0.0016215 | 0.0016471 | 0.0015783 | 0.0014195 | 0.0011909 | 0.00094301 | 0.00069081 | 0.0004586 | 0.00028114 | 0.00017603 | 0 | 0 | 0 | 0 | 0
F5_Industrial_Industrial - WA_Existing_Space Heating_Natural Gas_Insulation - Ducting_A_Technical Potential | F5 | Industrial | Industrial - WA | Existing | Space Heating | Natural Gas | Insulation - Ducting | A | Incremental Summer Peak Savings (MW) | Technical Potential | 0 | 0 | 0 | 0 | 0 | 0 | 0 | 0 | 0 | 0 | 0 | 0 | 0 | 0 | 0 | 0 | 0 | 0 | 0 | 0 | 0 | 0 | 0 | 0 | 0 | 0 | 0
F6_Industrial_Industrial - WA_Existing_Space Heating_Natural Gas_Insulation - Ducting_A_Technical Potential | F6 | Industrial | Industrial - WA | Existing | Space Heating | Natural Gas | Insulation - Ducting | A | Incremental Winter Peak Savings (MW) | Technical Potential | 0 | 0 | 0 | 0 | 0 | 0 | 0 | 0 | 0 | 0 | 0 | 0 | 0 | 0 | 0 | 0 | 0 | 0 | 0 | 0 | 0 | 0 | 0 | 0 | 0 | 0 | 0
F7_Industrial_Industrial - WA_Existing_Space Heating_Natural Gas_Insulation - Ducting_A_Technical Potential | F7 | Industrial | Industrial - WA | Existing | Space Heating | Natural Gas | Insulation - Ducting | A | Cumulative Energy Savings (MWh or mTherms) | Technical Potential | 0 | 0 | 6.6971e-05 | 0.00019508 | 0.00041262 | 0.00075102 | 0.0012408 | 0.0019113 | 0.0027783 | 0.0038432 | 0.0050868 | 0.0064633 | 0.0079055 | 0.009328 | 0.010636 | 0.011745 | 0.012595 | 0.013214 | 0.013571 | 0.013701 | 0.013658 | 0.013519 | 0.013231 | 0.012948 | 0.012669 | 0.012397 | 0.012129
F8_Industrial_Industrial - WA_Existing_Space Heating_Natural Gas_Insulation - Ducting_A_Technical Potential | F8 | Industrial | Industrial - WA | Existing | Space Heating | Natural Gas | Insulation - Ducting | A | Cumulative Summer Peak Savings (MW) | Technical Potential | 0 | 0 | 0 | 0 | 0 | 0 | 0 | 0 | 0 | 0 | 0 | 0 | 0 | 0 | 0 | 0 | 0 | 0 | 0 | 0 | 0 | 0 | 0 | 0 | 0 | 0 | 0
F9_Industrial_Industrial - WA_Existing_Space Heating_Natural Gas_Insulation - Ducting_A_Technical Potential | F9 | Industrial | Industrial - WA | Existing | Space Heating | Natural Gas | Insulation - Ducting | A | Cumulative Winter Peak Savings (MW) | Technical Potential | 0 | 0 | 0 | 0 | 0 | 0 | 0 | 0 | 0 | 0 | 0 | 0 | 0 | 0 | 0 | 0 | 0 | 0 | 0 | 0 | 0 | 0 | 0 | 0 | 0 | 0 | 0
F10_Industrial_Industrial - WA_Existing_Space Heating_Natural Gas_Insulation - Ducting_A_Technical Potential | F10 | Industrial | Industrial - WA | Existing | Space Heating | Natural Gas | Insulation - Ducting | A | Purchases (Incremental) | Technical Potential | 0 | 0 | 10.0468 | 19.7367 | 34.4392 | 55.0543 | 82.1239 | 115.5911 | 154.5247 | 196.8661 | 239.2913 | 277.3161 | 305.7663 | 319.6695 | 315.4696 | 292.256 | 252.528 | 205.2372 | 154.2402 | 104.9406 | 65.8894 | 42.2305 | 0 | 0 | 0 | 0 | 0
F11_Industrial_Industrial - WA_Existing_Space Heating_Natural Gas_Insulation - Ducting_A_Technical Potential | F11 | Industrial | Industrial - WA | Existing | Space Heating | Natural Gas | Insulation - Ducting | A | Purchases (Cumulative) | Technical Potential | 0 | 0 | 10.0468 | 29.7836 | 64.2228 | 119.2771 | 201.401 | 316.9922 | 471.5169 | 668.3829 | 907.6742 | 1184.9903 | 1490.7566 | 1810.4261 | 2125.8957 | 2418.1516 | 2670.6797 | 2875.9169 | 3030.1571 | 3135.0976 | 3200.9871 | 3243.2175 | 3243.2175 | 3243.2175 | 3243.2175 | 3243.2175 | 3243.2175
F1_Industrial_Industrial - WA_Existing_Space Heating_Natural Gas_Ducting - Repair and Sealing_A_Technical Potential | F1 | Industrial | Industrial - WA | Existing | Space Heating | Natural Gas | Ducting - Repair and Sealing | A | Integrated Unit Energy Savings (kWh or therms) | Technical Potential | 0 | 0 | 0.27279 | 0.26899 | 0.2649 | 0.26061 | 0.25616 | 0.25203 | 0.24781 | 0.24352 | 0.23919 | 0.23485 | 0.23052 | 0.22621 | 0.22189 | 0.21754 | 0.21315 | 0.20934 | 0.20547 | 0.20164 | 0.19781 | 0.19404 | 0.19035 | 0.18672 | 0.18314 | 0.17965 | 0.17621
F2_Industrial_Industrial - WA_Existing_Space Heating_Natural Gas_Ducting - Repair and Sealing_A_Technical Potential | F2 | Industrial | Industrial - WA | Existing | Space Heating | Natural Gas | Ducting - Repair and Sealing | A | Integrated Unit Summer Peak Savings (kW) | Technical Potential | 0 | 0 | 0 | 0 | 0 | 0 | 0 | 0 | 0 | 0 | 0 | 0 | 0 | 0 | 0 | 0 | 0 | 0 | 0 | 0 | 0 | 0 | 0 | 0 | 0 | 0 | 0
F3_Industrial_Industrial - WA_Existing_Space Heating_Natural Gas_Ducting - Repair and Sealing_A_Technical Potential | F3 | Industrial | Industrial - WA | Existing | Space Heating | Natural Gas | Ducting - Repair and Sealing | A | Integrated Unit Winter Peak Savings (kW) | Technical Potential | 0 | 0 | 0 | 0 | 0 | 0 | 0 | 0 | 0 | 0 | 0 | 0 | 0 | 0 | 0 | 0 | 0 | 0 | 0 | 0 | 0 | 0 | 0 | 0 | 0 | 0 | 0
F4_Industrial_Industrial - WA_Existing_Space Heating_Natural Gas_Ducting - Repair and Sealing_A_Technical Potential | F4 | Industrial | Industrial - WA | Existing | Space Heating | Natural Gas | Ducting - Repair and Sealing | A | Incremental Energy Savings (MWh or mTherms) | Technical Potential | 0 | 0 | 0.0047962 | 0.0092908 | 0.015965 | 0.025108 | 0.036814 | 0.050982 | 0.067012 | 0.083895 | 0.10016 | 0.11397 | 0.12335 | 0.12654 | 0.1225 | 0.11126 | 0.094196 | 0.075188 | 0.055461 | 0.03703 | 0.019331 | 0.0076383 | 0 | 0 | 0 | 0 | 0
F5_Industrial_Industrial - WA_Existing_Space Heating_Natural Gas_Ducting - Repair and Sealing_A_Technical Potential | F5 | Industrial | Industrial - WA | Existing | Space Heating | Natural Gas | Ducting - Repair and Sealing | A | Incremental Summer Peak Savings (MW) | Technical Potential | 0 | 0 | 0 | 0 | 0 | 0 | 0 | 0 | 0 | 0 | 0 | 0 | 0 | 0 | 0 | 0 | 0 | 0 | 0 | 0 | 0 | 0 | 0 | 0 | 0 | 0 | 0
F6_Industrial_Industrial - WA_Existing_Space Heating_Natural Gas_Ducting - Repair and Sealing_A_Technical Potential | F6 | Industrial | Industrial - WA | Existing | Space Heating | Natural Gas | Ducting - Repair and Sealing | A | Incremental Winter Peak Savings (MW) | Technical Potential | 0 | 0 | 0 | 0 | 0 | 0 | 0 | 0 | 0 | 0 | 0 | 0 | 0 | 0 | 0 | 0 | 0 | 0 | 0 | 0 | 0 | 0 | 0 | 0 | 0 | 0 | 0
F7_Industrial_Industrial - WA_Existing_Space Heating_Natural Gas_Ducting - Repair and Sealing_A_Technical Potential | F7 | Industrial | Industrial - WA | Existing | Space Heating | Natural Gas | Ducting - Repair and Sealing | A | Cumulative Energy Savings (MWh or mTherms) | Technical Potential | 0 | 0 | 0.0047962 | 0.01402 | 0.029772 | 0.054398 | 0.090284 | 0.13981 | 0.20448 | 0.28483 | 0.37993 | 0.48702 | 0.60139 | 0.71668 | 0.82549 | 0.92058 | 0.9962 | 1.0536 | 1.0896 | 1.1063 | 1.1046 | 1.0912 | 1.0704 | 1.05 | 1.0299 | 1.0103 | 0.9909
F8_Industrial_Industrial - WA_Existing_Space Heating_Natural Gas_Ducting - Repair and Sealing_A_Technical Potential | F8 | Industrial | Industrial - WA | Existing | Space Heating | Natural Gas | Ducting - Repair and Sealing | A | Cumulative Summer Peak Savings (MW) | Technical Potential | 0 | 0 | 0 | 0 | 0 | 0 | 0 | 0 | 0 | 0 | 0 | 0 | 0 | 0 | 0 | 0 | 0 | 0 | 0 | 0 | 0 | 0 | 0 | 0 | 0 | 0 | 0
F9_Industrial_Industrial - WA_Existing_Space Heating_Natural Gas_Ducting - Repair and Sealing_A_Technical Potential | F9 | Industrial | Industrial - WA | Existing | Space Heating | Natural Gas | Ducting - Repair and Sealing | A | Cumulative Winter Peak Savings (MW) | Technical Potential | 0 | 0 | 0 | 0 | 0 | 0 | 0 | 0 | 0 | 0 | 0 | 0 | 0 | 0 | 0 | 0 | 0 | 0 | 0 | 0 | 0 | 0 | 0 | 0 | 0 | 0 | 0
F10_Industrial_Industrial - WA_Existing_Space Heating_Natural Gas_Ducting - Repair and Sealing_A_Technical Potential | F10 | Industrial | Industrial - WA | Existing | Space Heating | Natural Gas | Ducting - Repair and Sealing | A | Purchases (Incremental) | Technical Potential | 0 | 0 | 17.582 | 34.5393 | 60.2687 | 96.345 | 143.7169 | 202.2845 | 270.4183 | 344.5156 | 418.7597 | 485.3031 | 535.091 | 559.4217 | 552.0717 | 511.4479 | 441.9241 | 359.1652 | 269.9203 | 183.646 | 97.7245 | 39.3641 | 0 | 0 | 0 | 0 | 0
F11_Industrial_Industrial - WA_Existing_Space Heating_Natural Gas_Ducting - Repair and Sealing_A_Technical Potential | F11 | Industrial | Industrial - WA | Existing | Space Heating | Natural Gas | Ducting - Repair and Sealing | A | Purchases (Cumulative) | Technical Potential | 0 | 0 | 17.582 | 52.1212 | 112.3899 | 208.7349 | 352.4518 | 554.7363 | 825.1545 | 1169.6701 | 1588.4299 | 2073.733 | 2608.824 | 3168.2457 | 3720.3174 | 4231.7653 | 4673.6894 | 5032.8546 | 5302.7748 | 5486.4209 | 5584.1454 | 5623.5094 | 5623.5094 | 5623.5094 | 5623.5094 | 5623.5094 | 5623.5094
F1_Industrial_Industrial - WA_Existing_Space Heating_Natural Gas_Building Shell - Air Sealing (Infiltration Control)_A_Technical Potential | F1 | Industrial | Industrial - WA | Existing | Space Heating | Natural Gas | Building Shell - Air Sealing (Infiltration Control) | A | Integrated Unit Energy Savings (kWh or therms) | Technical Potential | 0 | 0 | 62.9056 | 62.1066 | 61.269 | 60.4148 | 59.5478 | 58.7796 | 58.0056 | 57.2269 | 56.445 | 55.6598 | 54.87 | 54.0728 | 53.2643 | 52.4403 | 51.5972 | 50.8673 | 50.1176 | 49.3588 | 48.5869 | 47.8147 | 47.0471 | 46.2824 | 45.519 | 44.7658 | 44.0155
F2_Industrial_Industrial - WA_Existing_Space Heating_Natural Gas_Building Shell - Air Sealing (Infiltration Control)_A_Technical Potential | F2 | Industrial | Industrial - WA | Existing | Space Heating | Natural Gas | Building Shell - Air Sealing (Infiltration Control) | A | Integrated Unit Summer Peak Savings (kW) | Technical Potential | 0 | 0 | 0 | 0 | 0 | 0 | 0 | 0 | 0 | 0 | 0 | 0 | 0 | 0 | 0 | 0 | 0 | 0 | 0 | 0 | 0 | 0 | 0 | 0 | 0 | 0 | 0
F3_Industrial_Industrial - WA_Existing_Space Heating_Natural Gas_Building Shell - Air Sealing (Infiltration Control)_A_Technical Potential | F3 | Industrial | Industrial - WA | Existing | Space Heating | Natural Gas | Building Shell - Air Sealing (Infiltration Control) | A | Integrated Unit Winter Peak Savings (kW) | Technical Potential | 0 | 0 | 0 | 0 | 0 | 0 | 0 | 0 | 0 | 0 | 0 | 0 | 0 | 0 | 0 | 0 | 0 | 0 | 0 | 0 | 0 | 0 | 0 | 0 | 0 | 0 | 0
F4_Industrial_Industrial - WA_Existing_Space Heating_Natural Gas_Building Shell - Air Sealing (Infiltration Control)_A_Technical Potential | F4 | Industrial | Industrial - WA | Existing | Space Heating | Natural Gas | Building Shell - Air Sealing (Infiltration Control) | A | Incremental Energy Savings (MWh or mTherms) | Technical Potential | 0 | 0 | 0.00082177 | 0.0015938 | 0.0027436 | 0.0043248 | 0.0063587 | 0.0088346 | 0.011655 | 0.014649 | 0.017562 | 0.02007 | 0.021098 | 0.021088 | 0.019464 | 0.016174 | 0.011432 | 0.0059293 | 0 | 0 | 0 | 0 | 0 | 0 | 0 | 0 | 0
F5_Industrial_Industrial - WA_Existing_Space Heating_Natural Gas_Building Shell - Air Sealing (Infiltration Control)_A_Technical Potential | F5 | Industrial | Industrial - WA | Existing | Space Heating | Natural Gas | Building Shell - Air Sealing (Infiltration Control) | A | Incremental Summer Peak Savings (MW) | Technical Potential | 0 | 0 | 0 | 0 | 0 | 0 | 0 | 0 | 0 | 0 | 0 | 0 | 0 | 0 | 0 | 0 | 0 | 0 | 0 | 0 | 0 | 0 | 0 | 0 | 0 | 0 | 0
F6_Industrial_Industrial - WA_Existing_Space Heating_Natural Gas_Building Shell - Air Sealing (Infiltration Control)_A_Technical Potential | F6 | Industrial | Industrial - WA | Existing | Space Heating | Natural Gas | Building Shell - Air Sealing (Infiltration Control) | A | Incremental Winter Peak Savings (MW) | Technical Potential | 0 | 0 | 0 | 0 | 0 | 0 | 0 | 0 | 0 | 0 | 0 | 0 | 0 | 0 | 0 | 0 | 0 | 0 | 0 | 0 | 0 | 0 | 0 | 0 | 0 | 0 | 0
F7_Industrial_Industrial - WA_Existing_Space Heating_Natural Gas_Building Shell - Air Sealing (Infiltration Control)_A_Technical Potential | F7 | Industrial | Industrial - WA | Existing | Space Heating | Natural Gas | Building Shell - Air Sealing (Infiltration Control) | A | Cumulative Energy Savings (MWh or mTherms) | Technical Potential | 0 | 0 | 0.00082177 | 0.0024052 | 0.0051164 | 0.0093699 | 0.015594 | 0.024228 | 0.035563 | 0.049735 | 0.066618 | 0.085761 | 0.10564 | 0.1252 | 0.14279 | 0.15675 | 0.16566 | 0.16925 | 0.16676 | 0.16423 | 0.16166 | 0.15909 | 0.15654 | 0.154 | 0.15146 | 0.14895 | 0.14645
F8_Industrial_Industrial - WA_Existing_Space Heating_Natural Gas_Building Shell - Air Sealing (Infiltration Control)_A_Technical Potential | F8 | Industrial | Industrial - WA | Existing | Space Heating | Natural Gas | Building Shell - Air Sealing (Infiltration Control) | A | Cumulative Summer Peak Savings (MW) | Technical Potential | 0 | 0 | 0 | 0 | 0 | 0 | 0 | 0 | 0 | 0 | 0 | 0 | 0 | 0 | 0 | 0 | 0 | 0 | 0 | 0 | 0 | 0 | 0 | 0 | 0 | 0 | 0
F9_Industrial_Industrial - WA_Existing_Space Heating_Natural Gas_Building Shell - Air Sealing (Infiltration Control)_A_Technical Potential | F9 | Industrial | Industrial - WA | Existing | Space Heating | Natural Gas | Building Shell - Air Sealing (Infiltration Control) | A | Cumulative Winter Peak Savings (MW) | Technical Potential | 0 | 0 | 0 | 0 | 0 | 0 | 0 | 0 | 0 | 0 | 0 | 0 | 0 | 0 | 0 | 0 | 0 | 0 | 0 | 0 | 0 | 0 | 0 | 0 | 0 | 0 | 0
F10_Industrial_Industrial - WA_Existing_Space Heating_Natural Gas_Building Shell - Air Sealing (Infiltration Control)_A_Technical Potential | F10 | Industrial | Industrial - WA | Existing | Space Heating | Natural Gas | Building Shell - Air Sealing (Infiltration Control) | A | Purchases (Incremental) | Technical Potential | 0 | 0 | 0.013064 | 0.025663 | 0.04478 | 0.071585 | 0.10678 | 0.1503 | 0.20092 | 0.25598 | 0.31114 | 0.36059 | 0.38452 | 0.38999 | 0.36542 | 0.30843 | 0.22157 | 0.11656 | 0 | 0 | 0 | 0 | 0 | 0 | 0 | 0 | 0
F11_Industrial_Industrial - WA_Existing_Space Heating_Natural Gas_Building Shell - Air Sealing (Infiltration Control)_A_Technical Potential | F11 | Industrial | Industrial - WA | Existing | Space Heating | Natural Gas | Building Shell - Air Sealing (Infiltration Control) | A | Purchases (Cumulative) | Technical Potential | 0 | 0 | 0.013064 | 0.038727 | 0.083507 | 0.15509 | 0.26188 | 0.41218 | 0.6131 | 0.86908 | 1.1802 | 1.5408 | 1.9253 | 2.3153 | 2.6807 | 2.9892 | 3.2107 | 3.3273 | 3.3273 | 3.3273 | 3.3273 | 3.3273 | 3.3273 | 3.3273 | 3.3273 | 3.3273 | 3.3273
F1_Industrial_Industrial - WA_Existing_Space Heating_Natural Gas_Ventilation - Demand Controlled_A_Technical Potential | F1 | Industrial | Industrial - WA | Existing | Space Heating | Natural Gas | Ventilation - Demand Controlled | A | Integrated Unit Energy Savings (kWh or therms) | Technical Potential | 0 | 0 | 0.050288 | 0.049517 | 0.048677 | 0.047782 | 0.046831 | 0.045906 | 0.044925 | 0.043891 | 0.042811 | 0.041694 | 0.040556 | 0.039421 | 0.038294 | 0.037191 | 0.036124 | 0.035205 | 0.034327 | 0.033504 | 0.032723 | 0.031977 | 0.031306 | 0.030646 | 0.029997 | 0.029363 | 0.028739
F2_Industrial_Industrial - WA_Existing_Space Heating_Natural Gas_Ventilation - Demand Controlled_A_Technical Potential | F2 | Industrial | Industrial - WA | Existing | Space Heating | Natural Gas | Ventilation - Demand Controlled | A | Integrated Unit Summer Peak Savings (kW) | Technical Potential | 0 | 0 | 0 | 0 | 0 | 0 | 0 | 0 | 0 | 0 | 0 | 0 | 0 | 0 | 0 | 0 | 0 | 0 | 0 | 0 | 0 | 0 | 0 | 0 | 0 | 0 | 0
F3_Industrial_Industrial - WA_Existing_Space Heating_Natural Gas_Ventilation - Demand Controlled_A_Technical Potential | F3 | Industrial | Industrial - WA | Existing | Space Heating | Natural Gas | Ventilation - Demand Controlled | A | Integrated Unit Winter Peak Savings (kW) | Technical Potential | 0 | 0 | 0 | 0 | 0 | 0 | 0 | 0 | 0 | 0 | 0 | 0 | 0 | 0 | 0 | 0 | 0 | 0 | 0 | 0 | 0 | 0 | 0 | 0 | 0 | 0 | 0
F4_Industrial_Industrial - WA_Existing_Space Heating_Natural Gas_Ventilation - Demand Controlled_A_Technical Potential | F4 | Industrial | Industrial - WA | Existing | Space Heating | Natural Gas | Ventilation - Demand Controlled | A | Incremental Energy Savings (MWh or mTherms) | Technical Potential | 0 | 0 | 0.086196 | 0.083411 | 0.080582 | 0.077737 | 0.074875 | 0.064918 | 0.049949 | 0.038366 | 0.029421 | 0.022528 | 0 | 0 | 0 | 0 | 0 | 0 | 0 | 0 | 0 | 0 | 0 | 0 | 0 | 0 | 0
F5_Industrial_Industrial - WA_Existing_Space Heating_Natural Gas_Ventilation - Demand Controlled_A_Technical Potential | F5 | Industrial | Industrial - WA | Existing | Space Heating | Natural Gas | Ventilation - Demand Controlled | A | Incremental Summer Peak Savings (MW) | Technical Potential | 0 | 0 | 0 | 0 | 0 | 0 | 0 | 0 | 0 | 0 | 0 | 0 | 0 | 0 | 0 | 0 | 0 | 0 | 0 | 0 | 0 | 0 | 0 | 0 | 0 | 0 | 0
F6_Industrial_Industrial - WA_Existing_Space Heating_Natural Gas_Ventilation - Demand Controlled_A_Technical Potential | F6 | Industrial | Industrial - WA | Existing | Space Heating | Natural Gas | Ventilation - Demand Controlled | A | Incremental Winter Peak Savings (MW) | Technical Potential | 0 | 0 | 0 | 0 | 0 | 0 | 0 | 0 | 0 | 0 | 0 | 0 | 0 | 0 | 0 | 0 | 0 | 0 | 0 | 0 | 0 | 0 | 0 | 0 | 0 | 0 | 0
F7_Industrial_Industrial - WA_Existing_Space Heating_Natural Gas_Ventilation - Demand Controlled_A_Technical Potential | F7 | Industrial | Industrial - WA | Existing | Space Heating | Natural Gas | Ventilation - Demand Controlled | A | Cumulative Energy Savings (MWh or mTherms) | Technical Potential | 0 | 0 | 0.086196 | 0.16829 | 0.24601 | 0.31923 | 0.38774 | 0.44501 | 0.48545 | 0.51264 | 0.52944 | 0.53817 | 0.52347 | 0.50882 | 0.49428 | 0.48004 | 0.46627 | 0.4544 | 0.44307 | 0.43245 | 0.42236 | 0.41274 | 0.40408 | 0.39557 | 0.38718 | 0.379 | 0.37094
F8_Industrial_Industrial - WA_Existing_Space Heating_Natural Gas_Ventilation - Demand Controlled_A_Technical Potential | F8 | Industrial | Industrial - WA | Existing | Space Heating | Natural Gas | Ventilation - Demand Controlled | A | Cumulative Summer Peak Savings (MW) | Technical Potential | 0 | 0 | 0 | 0 | 0 | 0 | 0 | 0 | 0 | 0 | 0 | 0 | 0 | 0 | 0 | 0 | 0 | 0 | 0 | 0 | 0 | 0 | 0 | 0 | 0 | 0 | 0
F9_Industrial_Industrial - WA_Existing_Space Heating_Natural Gas_Ventilation - Demand Controlled_A_Technical Potential | F9 | Industrial | Industrial - WA | Existing | Space Heating | Natural Gas | Ventilation - Demand Controlled | A | Cumulative Winter Peak Savings (MW) | Technical Potential | 0 | 0 | 0 | 0 | 0 | 0 | 0 | 0 | 0 | 0 | 0 | 0 | 0 | 0 | 0 | 0 | 0 | 0 | 0 | 0 | 0 | 0 | 0 | 0 | 0 | 0 | 0
F10_Industrial_Industrial - WA_Existing_Space Heating_Natural Gas_Ventilation - Demand Controlled_A_Technical Potential | F10 | Industrial | Industrial - WA | Existing | Space Heating | Natural Gas | Ventilation - Demand Controlled | A | Purchases (Incremental) | Technical Potential | 0 | 0 | 1714.0393 | 1684.4869 | 1655.444 | 1626.9019 | 1598.8518 | 1414.1569 | 1111.8199 | 874.1205 | 687.2395 | 540.3125 | 0 | 0 | 0 | 0 | 0 | 0 | 0 | 0 | 0 | 0 | 0 | 0 | 0 | 0 | 0
F11_Industrial_Industrial - WA_Existing_Space Heating_Natural Gas_Ventilation - Demand Controlled_A_Technical Potential | F11 | Industrial | Industrial - WA | Existing | Space Heating | Natural Gas | Ventilation - Demand Controlled | A | Purchases (Cumulative) | Technical Potential | 0 | 0 | 1714.0393 | 3398.5262 | 5053.9702 | 6680.8721 | 8279.7239 | 9693.8808 | 10805.7007 | 11679.8211 | 12367.0607 | 12907.3731 | 12907.3731 | 12907.3731 | 12907.3731 | 12907.3731 | 12907.3731 | 12907.3731 | 12907.3731 | 12907.3731 | 12907.3731 | 12907.3731 | 12907.3731 | 12907.3731 | 12907.3731 | 12907.3731 | 12907.3731
F1_Industrial_Industrial - WA_Existing_Space Heating_Natural Gas_Destratification Fans (HVLS)_A_Technical Potential | F1 | Industrial | Industrial - WA | Existing | Space Heating | Natural Gas | Destratification Fans (HVLS) | A | Integrated Unit Energy Savings (kWh or therms) | Technical Potential | 0 | 0 | 121776.9181 | 120466.3039 | 119079.7367 | 117659.3801 | 116212.2473 | 114956.6523 | 113688.5496 | 112409.9869 | 111123.5881 | 109829.4133 | 108524.5722 | 107203.306 | 105857.7186 | 104479.1778 | 103060.1455 | 101662.5335 | 100224.6732 | 98767.788 | 97284.1486 | 95798.9512 | 94322.2278 | 92850.3995 | 91380.2586 | 89929.6292 | 88484.0422
F2_Industrial_Industrial - WA_Existing_Space Heating_Natural Gas_Destratification Fans (HVLS)_A_Technical Potential | F2 | Industrial | Industrial - WA | Existing | Space Heating | Natural Gas | Destratification Fans (HVLS) | A | Integrated Unit Summer Peak Savings (kW) | Technical Potential | 0 | 0 | 0 | 0 | 0 | 0 | 0 | 0 | 0 | 0 | 0 | 0 | 0 | 0 | 0 | 0 | 0 | 0 | 0 | 0 | 0 | 0 | 0 | 0 | 0 | 0 | 0
F3_Industrial_Industrial - WA_Existing_Space Heating_Natural Gas_Destratification Fans (HVLS)_A_Technical Potential | F3 | Industrial | Industrial - WA | Existing | Space Heating | Natural Gas | Destratification Fans (HVLS) | A | Integrated Unit Winter Peak Savings (kW) | Technical Potential | 0 | 0 | 0 | 0 | 0 | 0 | 0 | 0 | 0 | 0 | 0 | 0 | 0 | 0 | 0 | 0 | 0 | 0 | 0 | 0 | 0 | 0 | 0 | 0 | 0 | 0 | 0
F4_Industrial_Industrial - WA_Existing_Space Heating_Natural Gas_Destratification Fans (HVLS)_A_Technical Potential | F4 | Industrial | Industrial - WA | Existing | Space Heating | Natural Gas | Destratification Fans (HVLS) | A | Incremental Energy Savings (MWh or mTherms) | Technical Potential | 0 | 0 | 0.31839 | 0.30953 | 0.30069 | 0.29198 | 0.28342 | 0.27552 | 0.26779 | 0.26021 | 0.2528 | 0.24554 | 0.23844 | 0.23148 | 0.22463 | 0.21789 | 0.21122 | 0 | 0 | 0 | 0 | 0 | 0 | 0 | 0 | 0 | 0
F5_Industrial_Industrial - WA_Existing_Space Heating_Natural Gas_Destratification Fans (HVLS)_A_Technical Potential | F5 | Industrial | Industrial - WA | Existing | Space Heating | Natural Gas | Destratification Fans (HVLS) | A | Incremental Summer Peak Savings (MW) | Technical Potential | 0 | 0 | 0 | 0 | 0 | 0 | 0 | 0 | 0 | 0 | 0 | 0 | 0 | 0 | 0 | 0 | 0 | 0 | 0 | 0 | 0 | 0 | 0 | 0 | 0 | 0 | 0
F6_Industrial_Industrial - WA_Existing_Space Heating_Natural Gas_Destratification Fans (HVLS)_A_Technical Potential | F6 | Industrial | Industrial - WA | Existing | Space Heating | Natural Gas | Destratification Fans (HVLS) | A | Incremental Winter Peak Savings (MW) | Technical Potential | 0 | 0 | 0 | 0 | 0 | 0 | 0 | 0 | 0 | 0 | 0 | 0 | 0 | 0 | 0 | 0 | 0 | 0 | 0 | 0 | 0 | 0 | 0 | 0 | 0 | 0 | 0
F7_Industrial_Industrial - WA_Existing_Space Heating_Natural Gas_Destratification Fans (HVLS)_A_Technical Potential | F7 | Industrial | Industrial - WA | Existing | Space Heating | Natural Gas | Destratification Fans (HVLS) | A | Cumulative Energy Savings (MWh or mTherms) | Technical Potential | 0 | 0 | 0.31839 | 0.62449 | 0.91799 | 1.199 | 1.4677 | 1.7274 | 1.9761 | 2.2141 | 2.4415 | 2.6586 | 2.8655 | 3.0621 | 3.2483 | 3.4239 | 3.5886 | 3.5399 | 3.4899 | 3.4391 | 3.3875 | 3.3358 | 3.2843 | 3.2331 | 3.1819 | 3.1314 | 3.0811
F8_Industrial_Industrial - WA_Existing_Space Heating_Natural Gas_Destratification Fans (HVLS)_A_Technical Potential | F8 | Industrial | Industrial - WA | Existing | Space Heating | Natural Gas | Destratification Fans (HVLS) | A | Cumulative Summer Peak Savings (MW) | Technical Potential | 0 | 0 | 0 | 0 | 0 | 0 | 0 | 0 | 0 | 0 | 0 | 0 | 0 | 0 | 0 | 0 | 0 | 0 | 0 | 0 | 0 | 0 | 0 | 0 | 0 | 0 | 0
F9_Industrial_Industrial - WA_Existing_Space Heating_Natural Gas_Destratification Fans (HVLS)_A_Technical Potential | F9 | Industrial | Industrial - WA | Existing | Space Heating | Natural Gas | Destratification Fans (HVLS) | A | Cumulative Winter Peak Savings (MW) | Technical Potential | 0 | 0 | 0 | 0 | 0 | 0 | 0 | 0 | 0 | 0 | 0 | 0 | 0 | 0 | 0 | 0 | 0 | 0 | 0 | 0 | 0 | 0 | 0 | 0 | 0 | 0 | 0
F10_Industrial_Industrial - WA_Existing_Space Heating_Natural Gas_Destratification Fans (HVLS)_A_Technical Potential | F10 | Industrial | Industrial - WA | Existing | Space Heating | Natural Gas | Destratification Fans (HVLS) | A | Purchases (Incremental) | Technical Potential | 0 | 0 | 0.0026145 | 0.0025694 | 0.0025251 | 0.0024816 | 0.0024388 | 0.0023968 | 0.0023554 | 0.0023148 | 0.0022749 | 0.0022357 | 0.0021971 | 0.0021593 | 0.002122 | 0.0020854 | 0.0020495 | 0 | 0 | 0 | 0 | 0 | 0 | 0 | 0 | 0 | 0
F11_Industrial_Industrial - WA_Existing_Space Heating_Natural Gas_Destratification Fans (HVLS)_A_Technical Potential | F11 | Industrial | Industrial - WA | Existing | Space Heating | Natural Gas | Destratification Fans (HVLS) | A | Purchases (Cumulative) | Technical Potential | 0 | 0 | 0.0026145 | 0.0051839 | 0.0077091 | 0.010191 | 0.012629 | 0.015026 | 0.017382 | 0.019696 | 0.021971 | 0.024207 | 0.026404 | 0.028563 | 0.030685 | 0.032771 | 0.03482 | 0.03482 | 0.03482 | 0.03482 | 0.03482 | 0.03482 | 0.03482 | 0.03482 | 0.03482 | 0.03482 | 0.03482
F1_Industrial_Industrial - WA_Existing_Space Heating_Natural Gas_Condensing RTU_A_Technical Potential | F1 | Industrial | Industrial - WA | Existing | Space Heating | Natural Gas | Condensing RTU | A | Integrated Unit Energy Savings (kWh or therms) | Technical Potential | 0 | 0 | 0.080781 | 0.079377 | 0.07786 | 0.076304 | 0.074659 | 0.073067 | 0.071405 | 0.06968 | 0.067911 | 0.066095 | 0.06426 | 0.062434 | 0.060625 | 0.058855 | 0.057144 | 0.055673 | 0.054268 | 0.05295 | 0.051699 | 0.050505 | 0.049429 | 0.048372 | 0.047331 | 0.046314 | 0.045314
F2_Industrial_Industrial - WA_Existing_Space Heating_Natural Gas_Condensing RTU_A_Technical Potential | F2 | Industrial | Industrial - WA | Existing | Space Heating | Natural Gas | Condensing RTU | A | Integrated Unit Summer Peak Savings (kW) | Technical Potential | 0 | 0 | 0 | 0 | 0 | 0 | 0 | 0 | 0 | 0 | 0 | 0 | 0 | 0 | 0 | 0 | 0 | 0 | 0 | 0 | 0 | 0 | 0 | 0 | 0 | 0 | 0
F3_Industrial_Industrial - WA_Existing_Space Heating_Natural Gas_Condensing RTU_A_Technical Potential | F3 | Industrial | Industrial - WA | Existing | Space Heating | Natural Gas | Condensing RTU | A | Integrated Unit Winter Peak Savings (kW) | Technical Potential | 0 | 0 | 0 | 0 | 0 | 0 | 0 | 0 | 0 | 0 | 0 | 0 | 0 | 0 | 0 | 0 | 0 | 0 | 0 | 0 | 0 | 0 | 0 | 0 | 0 | 0 | 0
F4_Industrial_Industrial - WA_Existing_Space Heating_Natural Gas_Condensing RTU_A_Technical Potential | F4 | Industrial | Industrial - WA | Existing | Space Heating | Natural Gas | Condensing RTU | A | Incremental Energy Savings (MWh or mTherms) | Technical Potential | 0 | 0 | 0.013609 | 0.016136 | 0.019035 | 0.021281 | 0.023341 | 0.013937 | 0.013137 | 0.010056 | 0.0055127 | 0 | 0 | 0 | 0 | 0 | 0 | 0 | 0 | 0 | 0 | 0 | 0 | 0 | 0 | 0 | 0
F5_Industrial_Industrial - WA_Existing_Space Heating_Natural Gas_Condensing RTU_A_Technical Potential | F5 | Industrial | Industrial - WA | Existing | Space Heating | Natural Gas | Condensing RTU | A | Incremental Summer Peak Savings (MW) | Technical Potential | 0 | 0 | 0 | 0 | 0 | 0 | 0 | 0 | 0 | 0 | 0 | 0 | 0 | 0 | 0 | 0 | 0 | 0 | 0 | 0 | 0 | 0 | 0 | 0 | 0 | 0 | 0
F6_Industrial_Industrial - WA_Existing_Space Heating_Natural Gas_Condensing RTU_A_Technical Potential | F6 | Industrial | Industrial - WA | Existing | Space Heating | Natural Gas | Condensing RTU | A | Incremental Winter Peak Savings (MW) | Technical Potential | 0 | 0 | 0 | 0 | 0 | 0 | 0 | 0 | 0 | 0 | 0 | 0 | 0 | 0 | 0 | 0 | 0 | 0 | 0 | 0 | 0 | 0 | 0 | 0 | 0 | 0 | 0
F7_Industrial_Industrial - WA_Existing_Space Heating_Natural Gas_Condensing RTU_A_Technical Potential | F7 | Industrial | Industrial - WA | Existing | Space Heating | Natural Gas | Condensing RTU | A | Cumulative Energy Savings (MWh or mTherms) | Technical Potential | 0 | 0 | 0.013609 | 0.029508 | 0.047979 | 0.068301 | 0.09017 | 0.10218 | 0.113 | 0.12032 | 0.12278 | 0.1195 | 0.11618 | 0.11288 | 0.10961 | 0.10641 | 0.10332 | 0.10066 | 0.098115 | 0.095732 | 0.093471 | 0.091311 | 0.089366 | 0.087454 | 0.085572 | 0.083734 | 0.081925
F8_Industrial_Industrial - WA_Existing_Space Heating_Natural Gas_Condensing RTU_A_Technical Potential | F8 | Industrial | Industrial - WA | Existing | Space Heating | Natural Gas | Condensing RTU | A | Cumulative Summer Peak Savings (MW) | Technical Potential | 0 | 0 | 0 | 0 | 0 | 0 | 0 | 0 | 0 | 0 | 0 | 0 | 0 | 0 | 0 | 0 | 0 | 0 | 0 | 0 | 0 | 0 | 0 | 0 | 0 | 0 | 0
F9_Industrial_Industrial - WA_Existing_Space Heating_Natural Gas_Condensing RTU_A_Technical Potential | F9 | Industrial | Industrial - WA | Existing | Space Heating | Natural Gas | Condensing RTU | A | Cumulative Winter Peak Savings (MW) | Technical Potential | 0 | 0 | 0 | 0 | 0 | 0 | 0 | 0 | 0 | 0 | 0 | 0 | 0 | 0 | 0 | 0 | 0 | 0 | 0 | 0 | 0 | 0 | 0 | 0 | 0 | 0 | 0
F10_Industrial_Industrial - WA_Existing_Space Heating_Natural Gas_Condensing RTU_A_Technical Potential | F10 | Industrial | Industrial - WA | Existing | Space Heating | Natural Gas | Condensing RTU | A | Purchases (Incremental) | Technical Potential | 0 | 0 | 168.4662 | 203.2833 | 244.4703 | 278.8985 | 312.6342 | 190.739 | 183.9764 | 144.3219 | 81.1744 | 0 | 0 | 0 | 0 | 0 | 0 | 0 | 0 | 0 | 0 | 0 | 0 | 0 | 0 | 0 | 0
F11_Industrial_Industrial - WA_Existing_Space Heating_Natural Gas_Condensing RTU_A_Technical Potential | F11 | Industrial | Industrial - WA | Existing | Space Heating | Natural Gas | Condensing RTU | A | Purchases (Cumulative) | Technical Potential | 0 | 0 | 168.4662 | 371.7495 | 616.2197 | 895.1182 | 1207.7525 | 1398.4914 | 1582.4678 | 1726.7897 | 1807.964 | 1807.964 | 1807.964 | 1807.964 | 1807.964 | 1807.964 | 1807.964 | 1807.964 | 1807.964 | 1807.964 | 1807.964 | 1807.964 | 1807.964 | 1807.964 | 1807.964 | 1807.964 | 1807.964
F1_Industrial_Industrial - WA_Existing_Space Heating_Natural Gas_Industrial Air Curtains_A_Technical Potential | F1 | Industrial | Industrial - WA | Existing | Space Heating | Natural Gas | Industrial Air Curtains | A | Integrated Unit Energy Savings (kWh or therms) | Technical Potential | 0 | 0 | -0.018035 | -0.017873 | -0.017699 | -0.017518 | -0.017331 | -0.017138 | -0.016939 | -0.016736 | -0.016529 | -0.016317 | -0.016101 | -0.015881 | -0.015658 | -0.015431 | -0.015202 | -0.01498 | -0.014757 | -0.014536 | -0.014316 | -0.014096 | -0.013878 | -0.01366 | -0.013443 | -0.013229 | -0.013015
F2_Industrial_Industrial - WA_Existing_Space Heating_Natural Gas_Industrial Air Curtains_A_Technical Potential | F2 | Industrial | Industrial - WA | Existing | Space Heating | Natural Gas | Industrial Air Curtains | A | Integrated Unit Summer Peak Savings (kW) | Technical Potential | 0 | 0 | 0 | 0 | 0 | 0 | 0 | 0 | 0 | 0 | 0 | 0 | 0 | 0 | 0 | 0 | 0 | 0 | 0 | 0 | 0 | 0 | 0 | 0 | 0 | 0 | 0
F3_Industrial_Industrial - WA_Existing_Space Heating_Natural Gas_Industrial Air Curtains_A_Technical Potential | F3 | Industrial | Industrial - WA | Existing | Space Heating | Natural Gas | Industrial Air Curtains | A | Integrated Unit Winter Peak Savings (kW) | Technical Potential | 0 | 0 | 0 | 0 | 0 | 0 | 0 | 0 | 0 | 0 | 0 | 0 | 0 | 0 | 0 | 0 | 0 | 0 | 0 | 0 | 0 | 0 | 0 | 0 | 0 | 0 | 0
F4_Industrial_Industrial - WA_Existing_Space Heating_Natural Gas_Industrial Air Curtains_A_Technical Potential | F4 | Industrial | Industrial - WA | Existing | Space Heating | Natural Gas | Industrial Air Curtains | A | Incremental Energy Savings (MWh or mTherms) | Technical Potential | 0 | 0 | -0.0067316 | -0.013105 | -0.022645 | -0.035829 | -0.052875 | -0.073594 | -0.097244 | -0.1224 | -0.14694 | -0.1681 | -0.18289 | -0.1886 | -0.18351 | -0.16755 | -0.14262 | -0.10863 | -0.07374 | -0.038073 | -0.0057627 | 0 | 0 | 0 | 0 | 0 | 0
F5_Industrial_Industrial - WA_Existing_Space Heating_Natural Gas_Industrial Air Curtains_A_Technical Potential | F5 | Industrial | Industrial - WA | Existing | Space Heating | Natural Gas | Industrial Air Curtains | A | Incremental Summer Peak Savings (MW) | Technical Potential | 0 | 0 | 0 | 0 | 0 | 0 | 0 | 0 | 0 | 0 | 0 | 0 | 0 | 0 | 0 | 0 | 0 | 0 | 0 | 0 | 0 | 0 | 0 | 0 | 0 | 0 | 0
F6_Industrial_Industrial - WA_Existing_Space Heating_Natural Gas_Industrial Air Curtains_A_Technical Potential | F6 | Industrial | Industrial - WA | Existing | Space Heating | Natural Gas | Industrial Air Curtains | A | Incremental Winter Peak Savings (MW) | Technical Potential | 0 | 0 | 0 | 0 | 0 | 0 | 0 | 0 | 0 | 0 | 0 | 0 | 0 | 0 | 0 | 0 | 0 | 0 | 0 | 0 | 0 | 0 | 0 | 0 | 0 | 0 | 0
F7_Industrial_Industrial - WA_Existing_Space Heating_Natural Gas_Industrial Air Curtains_A_Technical Potential | F7 | Industrial | Industrial - WA | Existing | Space Heating | Natural Gas | Industrial Air Curtains | A | Cumulative Energy Savings (MWh or mTherms) | Technical Potential | 0 | 0 | -0.0067316 | -0.019776 | -0.042228 | -0.077626 | -0.12967 | -0.20182 | -0.29673 | -0.41558 | -0.55735 | -0.7183 | -0.89169 | -1.0681 | -1.2366 | -1.3863 | -1.5083 | -1.5949 | -1.6449 | -1.6584 | -1.639 | -1.6139 | -1.5889 | -1.5639 | -1.5391 | -1.5145 | -1.49
F8_Industrial_Industrial - WA_Existing_Space Heating_Natural Gas_Industrial Air Curtains_A_Technical Potential | F8 | Industrial | Industrial - WA | Existing | Space Heating | Natural Gas | Industrial Air Curtains | A | Cumulative Summer Peak Savings (MW) | Technical Potential | 0 | 0 | 0 | 0 | 0 | 0 | 0 | 0 | 0 | 0 | 0 | 0 | 0 | 0 | 0 | 0 | 0 | 0 | 0 | 0 | 0 | 0 | 0 | 0 | 0 | 0 | 0
F9_Industrial_Industrial - WA_Existing_Space Heating_Natural Gas_Industrial Air Curtains_A_Technical Potential | F9 | Industrial | Industrial - WA | Existing | Space Heating | Natural Gas | Industrial Air Curtains | A | Cumulative Winter Peak Savings (MW) | Technical Potential | 0 | 0 | 0 | 0 | 0 | 0 | 0 | 0 | 0 | 0 | 0 | 0 | 0 | 0 | 0 | 0 | 0 | 0 | 0 | 0 | 0 | 0 | 0 | 0 | 0 | 0 | 0
F10_Industrial_Industrial - WA_Existing_Space Heating_Natural Gas_Industrial Air Curtains_A_Technical Potential | F10 | Industrial | Industrial - WA | Existing | Space Heating | Natural Gas | Industrial Air Curtains | A | Purchases (Incremental) | Technical Potential | 0 | 0 | 373.2462 | 733.231 | 1279.4386 | 2045.2998 | 3050.9539 | 4294.2796 | 5740.6858 | 7313.6918 | 8889.8146 | 10302.4583 | 11359.4009 | 11875.9145 | 11719.8829 | 10857.4839 | 9381.5678 | 7251.4403 | 4996.8833 | 2619.167 | 402.5316 | 0 | 0 | 0 | 0 | 0 | 0
F11_Industrial_Industrial - WA_Existing_Space Heating_Natural Gas_Industrial Air Curtains_A_Technical Potential | F11 | Industrial | Industrial - WA | Existing | Space Heating | Natural Gas | Industrial Air Curtains | A | Purchases (Cumulative) | Technical Potential | 0 | 0 | 373.2462 | 1106.4772 | 2385.9158 | 4431.2156 | 7482.1694 | 11776.449 | 17517.1348 | 24830.8266 | 33720.6412 | 44023.0994 | 55382.5004 | 67258.4148 | 78978.2977 | 89835.7817 | 99217.3495 | 106468.7898 | 111465.6731 | 114084.8401 | 114487.3717 | 114487.3717 | 114487.3717 | 114487.3717 | 114487.3717 | 114487.3717 | 114487.3717
F1_Industrial_Industrial - WA_Existing_Space Heating_Natural Gas_HVAC - Energy Recovery Ventilator_A_Technical Potential | F1 | Industrial | Industrial - WA | Existing | Space Heating | Natural Gas | HVAC - Energy Recovery Ventilator | A | Integrated Unit Energy Savings (kWh or therms) | Technical Potential | 0 | 0 | 0.20407 | 0.20112 | 0.19798 | 0.19471 | 0.19131 | 0.18811 | 0.18478 | 0.18133 | 0.17777 | 0.17414 | 0.17047 | 0.16682 | 0.1632 | 0.15964 | 0.15614 | 0.1532 | 0.15034 | 0.14759 | 0.1449 | 0.14229 | 0.13979 | 0.1373 | 0.13482 | 0.13237 | 0.12993
F2_Industrial_Industrial - WA_Existing_Space Heating_Natural Gas_HVAC - Energy Recovery Ventilator_A_Technical Potential | F2 | Industrial | Industrial - WA | Existing | Space Heating | Natural Gas | HVAC - Energy Recovery Ventilator | A | Integrated Unit Summer Peak Savings (kW) | Technical Potential | 0 | 0 | 0 | 0 | 0 | 0 | 0 | 0 | 0 | 0 | 0 | 0 | 0 | 0 | 0 | 0 | 0 | 0 | 0 | 0 | 0 | 0 | 0 | 0 | 0 | 0 | 0
F3_Industrial_Industrial - WA_Existing_Space Heating_Natural Gas_HVAC - Energy Recovery Ventilator_A_Technical Potential | F3 | Industrial | Industrial - WA | Existing | Space Heating | Natural Gas | HVAC - Energy Recovery Ventilator | A | Integrated Unit Winter Peak Savings (kW) | Technical Potential | 0 | 0 | 0 | 0 | 0 | 0 | 0 | 0 | 0 | 0 | 0 | 0 | 0 | 0 | 0 | 0 | 0 | 0 | 0 | 0 | 0 | 0 | 0 | 0 | 0 | 0 | 0
F4_Industrial_Industrial - WA_Existing_Space Heating_Natural Gas_HVAC - Energy Recovery Ventilator_A_Technical Potential | F4 | Industrial | Industrial - WA | Existing | Space Heating | Natural Gas | HVAC - Energy Recovery Ventilator | A | Incremental Energy Savings (MWh or mTherms) | Technical Potential | 0 | 0 | 0.12376 | 0.11986 | 0.11596 | 0.11208 | 0.10822 | 0.10458 | 0.10096 | 0.097363 | 0.093808 | 0.090307 | 0.086877 | 0.083555 | 0.080332 | 0.077221 | 0.074229 | 0.071574 | 0.069028 | 0.066595 | 0.064258 | 0.062011 | 0 | 0 | 0 | 0 | 0
F5_Industrial_Industrial - WA_Existing_Space Heating_Natural Gas_HVAC - Energy Recovery Ventilator_A_Technical Potential | F5 | Industrial | Industrial - WA | Existing | Space Heating | Natural Gas | HVAC - Energy Recovery Ventilator | A | Incremental Summer Peak Savings (MW) | Technical Potential | 0 | 0 | 0 | 0 | 0 | 0 | 0 | 0 | 0 | 0 | 0 | 0 | 0 | 0 | 0 | 0 | 0 | 0 | 0 | 0 | 0 | 0 | 0 | 0 | 0 | 0 | 0
F6_Industrial_Industrial - WA_Existing_Space Heating_Natural Gas_HVAC - Energy Recovery Ventilator_A_Technical Potential | F6 | Industrial | Industrial - WA | Existing | Space Heating | Natural Gas | HVAC - Energy Recovery Ventilator | A | Incremental Winter Peak Savings (MW) | Technical Potential | 0 | 0 | 0 | 0 | 0 | 0 | 0 | 0 | 0 | 0 | 0 | 0 | 0 | 0 | 0 | 0 | 0 | 0 | 0 | 0 | 0 | 0 | 0 | 0 | 0 | 0 | 0
F7_Industrial_Industrial - WA_Existing_Space Heating_Natural Gas_HVAC - Energy Recovery Ventilator_A_Technical Potential | F7 | Industrial | Industrial - WA | Existing | Space Heating | Natural Gas | HVAC - Energy Recovery Ventilator | A | Cumulative Energy Savings (MWh or mTherms) | Technical Potential | 0 | 0 | 0.12376 | 0.24183 | 0.35402 | 0.46026 | 0.56043 | 0.65564 | 0.745 | 0.82845 | 0.90601 | 0.97781 | 1.044 | 1.1053 | 1.1616 | 1.2135 | 1.2611 | 1.3089 | 1.3535 | 1.3953 | 1.4343 | 1.4704 | 1.4445 | 1.4188 | 1.3932 | 1.3678 | 1.3427
F8_Industrial_Industrial - WA_Existing_Space Heating_Natural Gas_HVAC - Energy Recovery Ventilator_A_Technical Potential | F8 | Industrial | Industrial - WA | Existing | Space Heating | Natural Gas | HVAC - Energy Recovery Ventilator | A | Cumulative Summer Peak Savings (MW) | Technical Potential | 0 | 0 | 0 | 0 | 0 | 0 | 0 | 0 | 0 | 0 | 0 | 0 | 0 | 0 | 0 | 0 | 0 | 0 | 0 | 0 | 0 | 0 | 0 | 0 | 0 | 0 | 0
F9_Industrial_Industrial - WA_Existing_Space Heating_Natural Gas_HVAC - Energy Recovery Ventilator_A_Technical Potential | F9 | Industrial | Industrial - WA | Existing | Space Heating | Natural Gas | HVAC - Energy Recovery Ventilator | A | Cumulative Winter Peak Savings (MW) | Technical Potential | 0 | 0 | 0 | 0 | 0 | 0 | 0 | 0 | 0 | 0 | 0 | 0 | 0 | 0 | 0 | 0 | 0 | 0 | 0 | 0 | 0 | 0 | 0 | 0 | 0 | 0 | 0
F10_Industrial_Industrial - WA_Existing_Space Heating_Natural Gas_HVAC - Energy Recovery Ventilator_A_Technical Potential | F10 | Industrial | Industrial - WA | Existing | Space Heating | Natural Gas | HVAC - Energy Recovery Ventilator | A | Purchases (Incremental) | Technical Potential | 0 | 0 | 606.4555 | 595.9993 | 585.7235 | 575.6248 | 565.7002 | 555.9468 | 546.3615 | 536.9415 | 527.6839 | 518.5859 | 509.6447 | 500.8577 | 492.2223 | 483.7357 | 475.3954 | 467.1989 | 459.1438 | 451.2275 | 443.4477 | 435.8021 | 0 | 0 | 0 | 0 | 0
F11_Industrial_Industrial - WA_Existing_Space Heating_Natural Gas_HVAC - Energy Recovery Ventilator_A_Technical Potential | F11 | Industrial | Industrial - WA | Existing | Space Heating | Natural Gas | HVAC - Energy Recovery Ventilator | A | Purchases (Cumulative) | Technical Potential | 0 | 0 | 606.4555 | 1202.4548 | 1788.1783 | 2363.803 | 2929.5033 | 3485.4501 | 4031.8115 | 4568.753 | 5096.4369 | 5615.0227 | 6124.6674 | 6625.5252 | 7117.7474 | 7601.4831 | 8076.8785 | 8544.0774 | 9003.2212 | 9454.4487 | 9897.8964 | 10333.6985 | 10333.6985 | 10333.6985 | 10333.6985 | 10333.6985 | 10333.6985
F1_Industrial_Industrial - WA_Existing_Space Heating_Natural Gas_Thermostat - Connected_A_Technical Potential | F1 | Industrial | Industrial - WA | Existing | Space Heating | Natural Gas | Thermostat - Connected | A | Integrated Unit Energy Savings (kWh or therms) | Technical Potential | 0 | 0 | 7293.2667 | 7228.2062 | 7158.5714 | 7086.8731 | 7013.5194 | 6938.9033 | 6863.5272 | 6787.5141 | 6711.0219 | 6634.0535 | 6556.4337 | 6477.8139 | 6397.7157 | 6315.6163 | 6231.0582 | 6147.7834 | 6062.0622 | 5975.1765 | 5886.6574 | 5798.0282 | 5709.8954 | 5622.0422 | 5534.2737 | 5447.6691 | 5361.3518
F2_Industrial_Industrial - WA_Existing_Space Heating_Natural Gas_Thermostat - Connected_A_Technical Potential | F2 | Industrial | Industrial - WA | Existing | Space Heating | Natural Gas | Thermostat - Connected | A | Integrated Unit Summer Peak Savings (kW) | Technical Potential | 0 | 0 | 0 | 0 | 0 | 0 | 0 | 0 | 0 | 0 | 0 | 0 | 0 | 0 | 0 | 0 | 0 | 0 | 0 | 0 | 0 | 0 | 0 | 0 | 0 | 0 | 0
F3_Industrial_Industrial - WA_Existing_Space Heating_Natural Gas_Thermostat - Connected_A_Technical Potential | F3 | Industrial | Industrial - WA | Existing | Space Heating | Natural Gas | Thermostat - Connected | A | Integrated Unit Winter Peak Savings (kW) | Technical Potential | 0 | 0 | 0 | 0 | 0 | 0 | 0 | 0 | 0 | 0 | 0 | 0 | 0 | 0 | 0 | 0 | 0 | 0 | 0 | 0 | 0 | 0 | 0 | 0 | 0 | 0 | 0
F4_Industrial_Industrial - WA_Existing_Space Heating_Natural Gas_Thermostat - Connected_A_Technical Potential | F4 | Industrial | Industrial - WA | Existing | Space Heating | Natural Gas | Thermostat - Connected | A | Incremental Energy Savings (MWh or mTherms) | Technical Potential | 0 | 0 | 0.30241 | 0.29454 | 0.28668 | 0.27891 | 0.27127 | 0 | 0 | 0 | 0 | 0 | 0 | 0 | 0 | 0 | 0 | 0 | 0 | 0 | 0 | 0 | 0 | 0 | 0 | 0 | 0
F5_Industrial_Industrial - WA_Existing_Space Heating_Natural Gas_Thermostat - Connected_A_Technical Potential | F5 | Industrial | Industrial - WA | Existing | Space Heating | Natural Gas | Thermostat - Connected | A | Incremental Summer Peak Savings (MW) | Technical Potential | 0 | 0 | 0 | 0 | 0 | 0 | 0 | 0 | 0 | 0 | 0 | 0 | 0 | 0 | 0 | 0 | 0 | 0 | 0 | 0 | 0 | 0 | 0 | 0 | 0 | 0 | 0
F6_Industrial_Industrial - WA_Existing_Space Heating_Natural Gas_Thermostat - Connected_A_Technical Potential | F6 | Industrial | Industrial - WA | Existing | Space Heating | Natural Gas | Thermostat - Connected | A | Incremental Winter Peak Savings (MW) | Technical Potential | 0 | 0 | 0 | 0 | 0 | 0 | 0 | 0 | 0 | 0 | 0 | 0 | 0 | 0 | 0 | 0 | 0 | 0 | 0 | 0 | 0 | 0 | 0 | 0 | 0 | 0 | 0
F7_Industrial_Industrial - WA_Existing_Space Heating_Natural Gas_Thermostat - Connected_A_Technical Potential | F7 | Industrial | Industrial - WA | Existing | Space Heating | Natural Gas | Thermostat - Connected | A | Cumulative Energy Savings (MWh or mTherms) | Technical Potential | 0 | 0 | 0.30241 | 0.59426 | 0.87521 | 1.1454 | 1.4048 | 1.3898 | 1.3747 | 1.3595 | 1.3442 | 1.3288 | 1.3132 | 1.2975 | 1.2814 | 1.265 | 1.248 | 1.2314 | 1.2142 | 1.1968 | 1.1791 | 1.1613 | 1.1437 | 1.1261 | 1.1085 | 1.0911 | 1.0738
F8_Industrial_Industrial - WA_Existing_Space Heating_Natural Gas_Thermostat - Connected_A_Technical Potential | F8 | Industrial | Industrial - WA | Existing | Space Heating | Natural Gas | Thermostat - Connected | A | Cumulative Summer Peak Savings (MW) | Technical Potential | 0 | 0 | 0 | 0 | 0 | 0 | 0 | 0 | 0 | 0 | 0 | 0 | 0 | 0 | 0 | 0 | 0 | 0 | 0 | 0 | 0 | 0 | 0 | 0 | 0 | 0 | 0
F9_Industrial_Industrial - WA_Existing_Space Heating_Natural Gas_Thermostat - Connected_A_Technical Potential | F9 | Industrial | Industrial - WA | Existing | Space Heating | Natural Gas | Thermostat - Connected | A | Cumulative Winter Peak Savings (MW) | Technical Potential | 0 | 0 | 0 | 0 | 0 | 0 | 0 | 0 | 0 | 0 | 0 | 0 | 0 | 0 | 0 | 0 | 0 | 0 | 0 | 0 | 0 | 0 | 0 | 0 | 0 | 0 | 0
F10_Industrial_Industrial - WA_Existing_Space Heating_Natural Gas_Thermostat - Connected_A_Technical Potential | F10 | Industrial | Industrial - WA | Existing | Space Heating | Natural Gas | Thermostat - Connected | A | Purchases (Incremental) | Technical Potential | 0 | 0 | 0.041464 | 0.040749 | 0.040047 | 0.039356 | 0.038678 | 0 | 0 | 0 | 0 | 0 | 0 | 0 | 0 | 0 | 0 | 0 | 0 | 0 | 0 | 0 | 0 | 0 | 0 | 0 | 0
F11_Industrial_Industrial - WA_Existing_Space Heating_Natural Gas_Thermostat - Connected_A_Technical Potential | F11 | Industrial | Industrial - WA | Existing | Space Heating | Natural Gas | Thermostat - Connected | A | Purchases (Cumulative) | Technical Potential | 0 | 0 | 0.041464 | 0.082214 | 0.12226 | 0.16162 | 0.20029 | 0.20029 | 0.20029 | 0.20029 | 0.20029 | 0.20029 | 0.20029 | 0.20029 | 0.20029 | 0.20029 | 0.20029 | 0.20029 | 0.20029 | 0.20029 | 0.20029 | 0.20029 | 0.20029 | 0.20029 | 0.20029 | 0.20029 | 0.20029
F1_Industrial_Industrial - WA_Existing_Space Heating_Natural Gas_Gas Boiler - Maintenance_A_Technical Potential | F1 | Industrial | Industrial - WA | Existing | Space Heating | Natural Gas | Gas Boiler - Maintenance | A | Integrated Unit Energy Savings (kWh or therms) | Technical Potential | 0 | 0 | 0.68579 | 0.67402 | 0.66171 | 0.649 | 0.63583 | 0.62335 | 0.61048 | 0.59717 | 0.58347 | 0.56947 | 0.55539 | 0.54145 | 0.52769 | 0.51428 | 0.50139 | 0.4906 | 0.48038 | 0.4707 | 0.46143 | 0.45246 | 0.44438 | 0.4363 | 0.42822 | 0.42022 | 0.41224
F2_Industrial_Industrial - WA_Existing_Space Heating_Natural Gas_Gas Boiler - Maintenance_A_Technical Potential | F2 | Industrial | Industrial - WA | Existing | Space Heating | Natural Gas | Gas Boiler - Maintenance | A | Integrated Unit Summer Peak Savings (kW) | Technical Potential | 0 | 0 | 0 | 0 | 0 | 0 | 0 | 0 | 0 | 0 | 0 | 0 | 0 | 0 | 0 | 0 | 0 | 0 | 0 | 0 | 0 | 0 | 0 | 0 | 0 | 0 | 0
F3_Industrial_Industrial - WA_Existing_Space Heating_Natural Gas_Gas Boiler - Maintenance_A_Technical Potential | F3 | Industrial | Industrial - WA | Existing | Space Heating | Natural Gas | Gas Boiler - Maintenance | A | Integrated Unit Winter Peak Savings (kW) | Technical Potential | 0 | 0 | 0 | 0 | 0 | 0 | 0 | 0 | 0 | 0 | 0 | 0 | 0 | 0 | 0 | 0 | 0 | 0 | 0 | 0 | 0 | 0 | 0 | 0 | 0 | 0 | 0
F4_Industrial_Industrial - WA_Existing_Space Heating_Natural Gas_Gas Boiler - Maintenance_A_Technical Potential | F4 | Industrial | Industrial - WA | Existing | Space Heating | Natural Gas | Gas Boiler - Maintenance | A | Incremental Energy Savings (MWh or mTherms) | Technical Potential | 0 | 0 | 0.033723 | 0.022831 | 0.015249 | 0 | 0 | 0 | 0 | 0 | 0 | 0 | 0 | 0 | 0 | 0 | 0 | 0 | 0 | 0 | 0 | 0 | 0 | 0 | 0 | 0 | 0
F5_Industrial_Industrial - WA_Existing_Space Heating_Natural Gas_Gas Boiler - Maintenance_A_Technical Potential | F5 | Industrial | Industrial - WA | Existing | Space Heating | Natural Gas | Gas Boiler - Maintenance | A | Incremental Summer Peak Savings (MW) | Technical Potential | 0 | 0 | 0 | 0 | 0 | 0 | 0 | 0 | 0 | 0 | 0 | 0 | 0 | 0 | 0 | 0 | 0 | 0 | 0 | 0 | 0 | 0 | 0 | 0 | 0 | 0 | 0
F6_Industrial_Industrial - WA_Existing_Space Heating_Natural Gas_Gas Boiler - Maintenance_A_Technical Potential | F6 | Industrial | Industrial - WA | Existing | Space Heating | Natural Gas | Gas Boiler - Maintenance | A | Incremental Winter Peak Savings (MW) | Technical Potential | 0 | 0 | 0 | 0 | 0 | 0 | 0 | 0 | 0 | 0 | 0 | 0 | 0 | 0 | 0 | 0 | 0 | 0 | 0 | 0 | 0 | 0 | 0 | 0 | 0 | 0 | 0
F7_Industrial_Industrial - WA_Existing_Space Heating_Natural Gas_Gas Boiler - Maintenance_A_Technical Potential | F7 | Industrial | Industrial - WA | Existing | Space Heating | Natural Gas | Gas Boiler - Maintenance | A | Cumulative Energy Savings (MWh or mTherms) | Technical Potential | 0 | 0 | 0.033723 | 0.055976 | 0.070202 | 0.068854 | 0.067456 | 0.066132 | 0.064767 | 0.063355 | 0.061902 | 0.060416 | 0.058923 | 0.057443 | 0.055983 | 0.054561 | 0.053194 | 0.052049 | 0.050964 | 0.049937 | 0.048954 | 0.048002 | 0.047145 | 0.046288 | 0.045431 | 0.044582 | 0.043736
F8_Industrial_Industrial - WA_Existing_Space Heating_Natural Gas_Gas Boiler - Maintenance_A_Technical Potential | F8 | Industrial | Industrial - WA | Existing | Space Heating | Natural Gas | Gas Boiler - Maintenance | A | Cumulative Summer Peak Savings (MW) | Technical Potential | 0 | 0 | 0 | 0 | 0 | 0 | 0 | 0 | 0 | 0 | 0 | 0 | 0 | 0 | 0 | 0 | 0 | 0 | 0 | 0 | 0 | 0 | 0 | 0 | 0 | 0 | 0
F9_Industrial_Industrial - WA_Existing_Space Heating_Natural Gas_Gas Boiler - Maintenance_A_Technical Potential | F9 | Industrial | Industrial - WA | Existing | Space Heating | Natural Gas | Gas Boiler - Maintenance | A | Cumulative Winter Peak Savings (MW) | Technical Potential | 0 | 0 | 0 | 0 | 0 | 0 | 0 | 0 | 0 | 0 | 0 | 0 | 0 | 0 | 0 | 0 | 0 | 0 | 0 | 0 | 0 | 0 | 0 | 0 | 0 | 0 | 0
F10_Industrial_Industrial - WA_Existing_Space Heating_Natural Gas_Gas Boiler - Maintenance_A_Technical Potential | F10 | Industrial | Industrial - WA | Existing | Space Heating | Natural Gas | Gas Boiler - Maintenance | A | Purchases (Incremental) | Technical Potential | 0 | 0 | 49.1741 | 33.8729 | 23.0448 | 0 | 0 | 0 | 0 | 0 | 0 | 0 | 0 | 0 | 0 | 0 | 0 | 0 | 0 | 0 | 0 | 0 | 0 | 0 | 0 | 0 | 0
F11_Industrial_Industrial - WA_Existing_Space Heating_Natural Gas_Gas Boiler - Maintenance_A_Technical Potential | F11 | Industrial | Industrial - WA | Existing | Space Heating | Natural Gas | Gas Boiler - Maintenance | A | Purchases (Cumulative) | Technical Potential | 0 | 0 | 49.1741 | 83.047 | 106.0918 | 106.0918 | 106.0918 | 106.0918 | 106.0918 | 106.0918 | 106.0918 | 106.0918 | 106.0918 | 106.0918 | 106.0918 | 106.0918 | 106.0918 | 106.0918 | 106.0918 | 106.0918 | 106.0918 | 106.0918 | 106.0918 | 106.0918 | 106.0918 | 106.0918 | 106.0918
F1_Industrial_Industrial - WA_Existing_Space Heating_Natural Gas_Gas Furnace - Maintenance_A_Technical Potential | F1 | Industrial | Industrial - WA | Existing | Space Heating | Natural Gas | Gas Furnace - Maintenance | A | Integrated Unit Energy Savings (kWh or therms) | Technical Potential | 0 | 0 | 0.68873 | 0.67726 | 0.6649 | 0.65186 | 0.63807 | 0.62474 | 0.6108 | 0.59625 | 0.58117 | 0.56567 | 0.55002 | 0.53444 | 0.519 | 0.5039 | 0.4893 | 0.47675 | 0.46476 | 0.45352 | 0.44285 | 0.43265 | 0.42348 | 0.41446 | 0.40558 | 0.39691 | 0.38837
F2_Industrial_Industrial - WA_Existing_Space Heating_Natural Gas_Gas Furnace - Maintenance_A_Technical Potential | F2 | Industrial | Industrial - WA | Existing | Space Heating | Natural Gas | Gas Furnace - Maintenance | A | Integrated Unit Summer Peak Savings (kW) | Technical Potential | 0 | 0 | 0 | 0 | 0 | 0 | 0 | 0 | 0 | 0 | 0 | 0 | 0 | 0 | 0 | 0 | 0 | 0 | 0 | 0 | 0 | 0 | 0 | 0 | 0 | 0 | 0
F3_Industrial_Industrial - WA_Existing_Space Heating_Natural Gas_Gas Furnace - Maintenance_A_Technical Potential | F3 | Industrial | Industrial - WA | Existing | Space Heating | Natural Gas | Gas Furnace - Maintenance | A | Integrated Unit Winter Peak Savings (kW) | Technical Potential | 0 | 0 | 0 | 0 | 0 | 0 | 0 | 0 | 0 | 0 | 0 | 0 | 0 | 0 | 0 | 0 | 0 | 0 | 0 | 0 | 0 | 0 | 0 | 0 | 0 | 0 | 0
F4_Industrial_Industrial - WA_Existing_Space Heating_Natural Gas_Gas Furnace - Maintenance_A_Technical Potential | F4 | Industrial | Industrial - WA | Existing | Space Heating | Natural Gas | Gas Furnace - Maintenance | A | Incremental Energy Savings (MWh or mTherms) | Technical Potential | 0 | 0 | 0.021222 | 0.014375 | 0.0096012 | 0 | 0 | 0 | 0 | 0 | 0 | 0 | 0 | 0 | 0 | 0 | 0 | 0 | 0 | 0 | 0 | 0 | 0 | 0 | 0 | 0 | 0
F5_Industrial_Industrial - WA_Existing_Space Heating_Natural Gas_Gas Furnace - Maintenance_A_Technical Potential | F5 | Industrial | Industrial - WA | Existing | Space Heating | Natural Gas | Gas Furnace - Maintenance | A | Incremental Summer Peak Savings (MW) | Technical Potential | 0 | 0 | 0 | 0 | 0 | 0 | 0 | 0 | 0 | 0 | 0 | 0 | 0 | 0 | 0 | 0 | 0 | 0 | 0 | 0 | 0 | 0 | 0 | 0 | 0 | 0 | 0
F6_Industrial_Industrial - WA_Existing_Space Heating_Natural Gas_Gas Furnace - Maintenance_A_Technical Potential | F6 | Industrial | Industrial - WA | Existing | Space Heating | Natural Gas | Gas Furnace - Maintenance | A | Incremental Winter Peak Savings (MW) | Technical Potential | 0 | 0 | 0 | 0 | 0 | 0 | 0 | 0 | 0 | 0 | 0 | 0 | 0 | 0 | 0 | 0 | 0 | 0 | 0 | 0 | 0 | 0 | 0 | 0 | 0 | 0 | 0
F7_Industrial_Industrial - WA_Existing_Space Heating_Natural Gas_Gas Furnace - Maintenance_A_Technical Potential | F7 | Industrial | Industrial - WA | Existing | Space Heating | Natural Gas | Gas Furnace - Maintenance | A | Cumulative Energy Savings (MWh or mTherms) | Technical Potential | 0 | 0 | 0.021222 | 0.035244 | 0.044201 | 0.043335 | 0.042418 | 0.041532 | 0.040605 | 0.039638 | 0.038635 | 0.037605 | 0.036564 | 0.035529 | 0.034502 | 0.033499 | 0.032528 | 0.031694 | 0.030897 | 0.030149 | 0.02944 | 0.028762 | 0.028152 | 0.027553 | 0.026962 | 0.026386 | 0.025818
F8_Industrial_Industrial - WA_Existing_Space Heating_Natural Gas_Gas Furnace - Maintenance_A_Technical Potential | F8 | Industrial | Industrial - WA | Existing | Space Heating | Natural Gas | Gas Furnace - Maintenance | A | Cumulative Summer Peak Savings (MW) | Technical Potential | 0 | 0 | 0 | 0 | 0 | 0 | 0 | 0 | 0 | 0 | 0 | 0 | 0 | 0 | 0 | 0 | 0 | 0 | 0 | 0 | 0 | 0 | 0 | 0 | 0 | 0 | 0
F9_Industrial_Industrial - WA_Existing_Space Heating_Natural Gas_Gas Furnace - Maintenance_A_Technical Potential | F9 | Industrial | Industrial - WA | Existing | Space Heating | Natural Gas | Gas Furnace - Maintenance | A | Cumulative Winter Peak Savings (MW) | Technical Potential | 0 | 0 | 0 | 0 | 0 | 0 | 0 | 0 | 0 | 0 | 0 | 0 | 0 | 0 | 0 | 0 | 0 | 0 | 0 | 0 | 0 | 0 | 0 | 0 | 0 | 0 | 0
F10_Industrial_Industrial - WA_Existing_Space Heating_Natural Gas_Gas Furnace - Maintenance_A_Technical Potential | F10 | Industrial | Industrial - WA | Existing | Space Heating | Natural Gas | Gas Furnace - Maintenance | A | Purchases (Incremental) | Technical Potential | 0 | 0 | 30.8131 | 21.2252 | 14.4402 | 0 | 0 | 0 | 0 | 0 | 0 | 0 | 0 | 0 | 0 | 0 | 0 | 0 | 0 | 0 | 0 | 0 | 0 | 0 | 0 | 0 | 0
F11_Industrial_Industrial - WA_Existing_Space Heating_Natural Gas_Gas Furnace - Maintenance_A_Technical Potential | F11 | Industrial | Industrial - WA | Existing | Space Heating | Natural Gas | Gas Furnace - Maintenance | A | Purchases (Cumulative) | Technical Potential | 0 | 0 | 30.8131 | 52.0383 | 66.4784 | 66.4784 | 66.4784 | 66.4784 | 66.4784 | 66.4784 | 66.4784 | 66.4784 | 66.4784 | 66.4784 | 66.4784 | 66.4784 | 66.4784 | 66.4784 | 66.4784 | 66.4784 | 66.4784 | 66.4784 | 66.4784 | 66.4784 | 66.4784 | 66.4784 | 66.4784
F1_Industrial_Industrial - WA_Existing_Space Heating_Natural Gas_Gas Furnace - Tube Inserts_A_Technical Potential | F1 | Industrial | Industrial - WA | Existing | Space Heating | Natural Gas | Gas Furnace - Tube Inserts | A | Integrated Unit Energy Savings (kWh or therms) | Technical Potential | 0 | 0 | 0 | 0 | 0 | 0 | 0 | 0 | 0 | 0 | 0 | 0 | 0 | 0 | 0 | 0 | 0 | 0 | 0 | 0 | 0 | 0 | 0 | 0 | 0 | 0 | 0
F2_Industrial_Industrial - WA_Existing_Space Heating_Natural Gas_Gas Furnace - Tube Inserts_A_Technical Potential | F2 | Industrial | Industrial - WA | Existing | Space Heating | Natural Gas | Gas Furnace - Tube Inserts | A | Integrated Unit Summer Peak Savings (kW) | Technical Potential | 0 | 0 | 0 | 0 | 0 | 0 | 0 | 0 | 0 | 0 | 0 | 0 | 0 | 0 | 0 | 0 | 0 | 0 | 0 | 0 | 0 | 0 | 0 | 0 | 0 | 0 | 0
F3_Industrial_Industrial - WA_Existing_Space Heating_Natural Gas_Gas Furnace - Tube Inserts_A_Technical Potential | F3 | Industrial | Industrial - WA | Existing | Space Heating | Natural Gas | Gas Furnace - Tube Inserts | A | Integrated Unit Winter Peak Savings (kW) | Technical Potential | 0 | 0 | 0 | 0 | 0 | 0 | 0 | 0 | 0 | 0 | 0 | 0 | 0 | 0 | 0 | 0 | 0 | 0 | 0 | 0 | 0 | 0 | 0 | 0 | 0 | 0 | 0
F4_Industrial_Industrial - WA_Existing_Space Heating_Natural Gas_Gas Furnace - Tube Inserts_A_Technical Potential | F4 | Industrial | Industrial - WA | Existing | Space Heating | Natural Gas | Gas Furnace - Tube Inserts | A | Incremental Energy Savings (MWh or mTherms) | Technical Potential | 0 | 0 | 0 | 0 | 0 | 0 | 0 | 0 | 0 | 0 | 0 | 0 | 0 | 0 | 0 | 0 | 0 | 0 | 0 | 0 | 0 | 0 | 0 | 0 | 0 | 0 | 0
F5_Industrial_Industrial - WA_Existing_Space Heating_Natural Gas_Gas Furnace - Tube Inserts_A_Technical Potential | F5 | Industrial | Industrial - WA | Existing | Space Heating | Natural Gas | Gas Furnace - Tube Inserts | A | Incremental Summer Peak Savings (MW) | Technical Potential | 0 | 0 | 0 | 0 | 0 | 0 | 0 | 0 | 0 | 0 | 0 | 0 | 0 | 0 | 0 | 0 | 0 | 0 | 0 | 0 | 0 | 0 | 0 | 0 | 0 | 0 | 0
F6_Industrial_Industrial - WA_Existing_Space Heating_Natural Gas_Gas Furnace - Tube Inserts_A_Technical Potential | F6 | Industrial | Industrial - WA | Existing | Space Heating | Natural Gas | Gas Furnace - Tube Inserts | A | Incremental Winter Peak Savings (MW) | Technical Potential | 0 | 0 | 0 | 0 | 0 | 0 | 0 | 0 | 0 | 0 | 0 | 0 | 0 | 0 | 0 | 0 | 0 | 0 | 0 | 0 | 0 | 0 | 0 | 0 | 0 | 0 | 0
F7_Industrial_Industrial - WA_Existing_Space Heating_Natural Gas_Gas Furnace - Tube Inserts_A_Technical Potential | F7 | Industrial | Industrial - WA | Existing | Space Heating | Natural Gas | Gas Furnace - Tube Inserts | A | Cumulative Energy Savings (MWh or mTherms) | Technical Potential | 0 | 0 | 0 | 0 | 0 | 0 | 0 | 0 | 0 | 0 | 0 | 0 | 0 | 0 | 0 | 0 | 0 | 0 | 0 | 0 | 0 | 0 | 0 | 0 | 0 | 0 | 0
F8_Industrial_Industrial - WA_Existing_Space Heating_Natural Gas_Gas Furnace - Tube Inserts_A_Technical Potential | F8 | Industrial | Industrial - WA | Existing | Space Heating | Natural Gas | Gas Furnace - Tube Inserts | A | Cumulative Summer Peak Savings (MW) | Technical Potential | 0 | 0 | 0 | 0 | 0 | 0 | 0 | 0 | 0 | 0 | 0 | 0 | 0 | 0 | 0 | 0 | 0 | 0 | 0 | 0 | 0 | 0 | 0 | 0 | 0 | 0 | 0
F9_Industrial_Industrial - WA_Existing_Space Heating_Natural Gas_Gas Furnace - Tube Inserts_A_Technical Potential | F9 | Industrial | Industrial - WA | Existing | Space Heating | Natural Gas | Gas Furnace - Tube Inserts | A | Cumulative Winter Peak Savings (MW) | Technical Potential | 0 | 0 | 0 | 0 | 0 | 0 | 0 | 0 | 0 | 0 | 0 | 0 | 0 | 0 | 0 | 0 | 0 | 0 | 0 | 0 | 0 | 0 | 0 | 0 | 0 | 0 | 0
F10_Industrial_Industrial - WA_Existing_Space Heating_Natural Gas_Gas Furnace - Tube Inserts_A_Technical Potential | F10 | Industrial | Industrial - WA | Existing | Space Heating | Natural Gas | Gas Furnace - Tube Inserts | A | Purchases (Incremental) | Technical Potential | 0 | 0 | 0 | 0 | 0 | 0 | 0 | 0 | 0 | 0 | 0 | 0 | 0 | 0 | 0 | 0 | 0 | 0 | 0 | 0 | 0 | 0 | 0 | 0 | 0 | 0 | 0
F11_Industrial_Industrial - WA_Existing_Space Heating_Natural Gas_Gas Furnace - Tube Inserts_A_Technical Potential | F11 | Industrial | Industrial - WA | Existing | Space Heating | Natural Gas | Gas Furnace - Tube Inserts | A | Purchases (Cumulative) | Technical Potential | 0 | 0 | 0 | 0 | 0 | 0 | 0 | 0 | 0 | 0 | 0 | 0 | 0 | 0 | 0 | 0 | 0 | 0 | 0 | 0 | 0 | 0 | 0 | 0 | 0 | 0 | 0
F1_Industrial_Industrial - WA_Existing_Space Heating_Natural Gas_Gas Boiler - Burner Control Optimization_A_Technical Potential | F1 | Industrial | Industrial - WA | Existing | Space Heating | Natural Gas | Gas Boiler - Burner Control Optimization | A | Integrated Unit Energy Savings (kWh or therms) | Technical Potential | 0 | 0 | 0.33226 | 0.32742 | 0.32242 | 0.31736 | 0.31227 | 0.30771 | 0.30316 | 0.29863 | 0.29415 | 0.28972 | 0.28536 | 0.28104 | 0.27674 | 0.27242 | 0.26805 | 0.26442 | 0.26071 | 0.25693 | 0.25306 | 0.24917 | 0.24528 | 0.24139 | 0.23748 | 0.23361 | 0.22974
F2_Industrial_Industrial - WA_Existing_Space Heating_Natural Gas_Gas Boiler - Burner Control Optimization_A_Technical Potential | F2 | Industrial | Industrial - WA | Existing | Space Heating | Natural Gas | Gas Boiler - Burner Control Optimization | A | Integrated Unit Summer Peak Savings (kW) | Technical Potential | 0 | 0 | 0 | 0 | 0 | 0 | 0 | 0 | 0 | 0 | 0 | 0 | 0 | 0 | 0 | 0 | 0 | 0 | 0 | 0 | 0 | 0 | 0 | 0 | 0 | 0 | 0
F3_Industrial_Industrial - WA_Existing_Space Heating_Natural Gas_Gas Boiler - Burner Control Optimization_A_Technical Potential | F3 | Industrial | Industrial - WA | Existing | Space Heating | Natural Gas | Gas Boiler - Burner Control Optimization | A | Integrated Unit Winter Peak Savings (kW) | Technical Potential | 0 | 0 | 0 | 0 | 0 | 0 | 0 | 0 | 0 | 0 | 0 | 0 | 0 | 0 | 0 | 0 | 0 | 0 | 0 | 0 | 0 | 0 | 0 | 0 | 0 | 0 | 0
F4_Industrial_Industrial - WA_Existing_Space Heating_Natural Gas_Gas Boiler - Burner Control Optimization_A_Technical Potential | F4 | Industrial | Industrial - WA | Existing | Space Heating | Natural Gas | Gas Boiler - Burner Control Optimization | A | Incremental Energy Savings (MWh or mTherms) | Technical Potential | 0 | 0 | 0.0032689 | 0.0049764 | 0.0096317 | 0.016305 | 0.024526 | 0.033252 | 0.040976 | 0.046279 | 0.048245 | 0.046699 | 0.042189 | 0.03573 | 0.028475 | 0.021426 | 0.015266 | 0.01036 | 0.0066923 | 0.0041246 | 0 | 0 | 0 | 0 | 0 | 0 | 0
F5_Industrial_Industrial - WA_Existing_Space Heating_Natural Gas_Gas Boiler - Burner Control Optimization_A_Technical Potential | F5 | Industrial | Industrial - WA | Existing | Space Heating | Natural Gas | Gas Boiler - Burner Control Optimization | A | Incremental Summer Peak Savings (MW) | Technical Potential | 0 | 0 | 0 | 0 | 0 | 0 | 0 | 0 | 0 | 0 | 0 | 0 | 0 | 0 | 0 | 0 | 0 | 0 | 0 | 0 | 0 | 0 | 0 | 0 | 0 | 0 | 0
F6_Industrial_Industrial - WA_Existing_Space Heating_Natural Gas_Gas Boiler - Burner Control Optimization_A_Technical Potential | F6 | Industrial | Industrial - WA | Existing | Space Heating | Natural Gas | Gas Boiler - Burner Control Optimization | A | Incremental Winter Peak Savings (MW) | Technical Potential | 0 | 0 | 0 | 0 | 0 | 0 | 0 | 0 | 0 | 0 | 0 | 0 | 0 | 0 | 0 | 0 | 0 | 0 | 0 | 0 | 0 | 0 | 0 | 0 | 0 | 0 | 0
F7_Industrial_Industrial - WA_Existing_Space Heating_Natural Gas_Gas Boiler - Burner Control Optimization_A_Technical Potential | F7 | Industrial | Industrial - WA | Existing | Space Heating | Natural Gas | Gas Boiler - Burner Control Optimization | A | Cumulative Energy Savings (MWh or mTherms) | Technical Potential | 0 | 0 | 0.0032689 | 0.0081977 | 0.017704 | 0.033732 | 0.057716 | 0.090125 | 0.12977 | 0.17411 | 0.21974 | 0.26313 | 0.30136 | 0.33253 | 0.35591 | 0.37179 | 0.38109 | 0.38628 | 0.38756 | 0.38607 | 0.38025 | 0.3744 | 0.36856 | 0.36271 | 0.35684 | 0.35102 | 0.34521
F8_Industrial_Industrial - WA_Existing_Space Heating_Natural Gas_Gas Boiler - Burner Control Optimization_A_Technical Potential | F8 | Industrial | Industrial - WA | Existing | Space Heating | Natural Gas | Gas Boiler - Burner Control Optimization | A | Cumulative Summer Peak Savings (MW) | Technical Potential | 0 | 0 | 0 | 0 | 0 | 0 | 0 | 0 | 0 | 0 | 0 | 0 | 0 | 0 | 0 | 0 | 0 | 0 | 0 | 0 | 0 | 0 | 0 | 0 | 0 | 0 | 0
F9_Industrial_Industrial - WA_Existing_Space Heating_Natural Gas_Gas Boiler - Burner Control Optimization_A_Technical Potential | F9 | Industrial | Industrial - WA | Existing | Space Heating | Natural Gas | Gas Boiler - Burner Control Optimization | A | Cumulative Winter Peak Savings (MW) | Technical Potential | 0 | 0 | 0 | 0 | 0 | 0 | 0 | 0 | 0 | 0 | 0 | 0 | 0 | 0 | 0 | 0 | 0 | 0 | 0 | 0 | 0 | 0 | 0 | 0 | 0 | 0 | 0
F10_Industrial_Industrial - WA_Existing_Space Heating_Natural Gas_Gas Boiler - Burner Control Optimization_A_Technical Potential | F10 | Industrial | Industrial - WA | Existing | Space Heating | Natural Gas | Gas Boiler - Burner Control Optimization | A | Purchases (Incremental) | Technical Potential | 0 | 0 | 9.8385 | 15.1986 | 29.8731 | 51.3765 | 78.5411 | 108.0617 | 135.1618 | 154.97 | 164.0134 | 161.1855 | 147.846 | 127.1349 | 102.8941 | 78.649 | 56.9527 | 39.1795 | 25.6693 | 16.0534 | 0 | 0 | 0 | 0 | 0 | 0 | 0
F11_Industrial_Industrial - WA_Existing_Space Heating_Natural Gas_Gas Boiler - Burner Control Optimization_A_Technical Potential | F11 | Industrial | Industrial - WA | Existing | Space Heating | Natural Gas | Gas Boiler - Burner Control Optimization | A | Purchases (Cumulative) | Technical Potential | 0 | 0 | 9.8385 | 25.0371 | 54.9101 | 106.2866 | 184.8277 | 292.8894 | 428.0512 | 583.0212 | 747.0346 | 908.2201 | 1056.0662 | 1183.201 | 1286.0951 | 1364.7441 | 1421.6968 | 1460.8763 | 1486.5457 | 1502.5991 | 1502.5991 | 1502.5991 | 1502.5991 | 1502.5991 | 1502.5991 | 1502.5991 | 1502.5991
F1_Industrial_Industrial - WA_Existing_Space Heating_Natural Gas_Gas Boiler - High Turndown Burner_A_Technical Potential | F1 | Industrial | Industrial - WA | Existing | Space Heating | Natural Gas | Gas Boiler - High Turndown Burner | A | Integrated Unit Energy Savings (kWh or therms) | Technical Potential | 0 | 0 | 1.1462 | 1.13 | 1.1132 | 1.0963 | 1.0791 | 1.0638 | 1.0485 | 1.0331 | 1.0179 | 1.0028 | 0.98785 | 0.97307 | 0.95833 | 0.94351 | 0.92851 | 0.916 | 0.90323 | 0.89021 | 0.87689 | 0.86348 | 0.85008 | 0.83666 | 0.8232 | 0.80986 | 0.79652
F2_Industrial_Industrial - WA_Existing_Space Heating_Natural Gas_Gas Boiler - High Turndown Burner_A_Technical Potential | F2 | Industrial | Industrial - WA | Existing | Space Heating | Natural Gas | Gas Boiler - High Turndown Burner | A | Integrated Unit Summer Peak Savings (kW) | Technical Potential | 0 | 0 | 0 | 0 | 0 | 0 | 0 | 0 | 0 | 0 | 0 | 0 | 0 | 0 | 0 | 0 | 0 | 0 | 0 | 0 | 0 | 0 | 0 | 0 | 0 | 0 | 0
F3_Industrial_Industrial - WA_Existing_Space Heating_Natural Gas_Gas Boiler - High Turndown Burner_A_Technical Potential | F3 | Industrial | Industrial - WA | Existing | Space Heating | Natural Gas | Gas Boiler - High Turndown Burner | A | Integrated Unit Winter Peak Savings (kW) | Technical Potential | 0 | 0 | 0 | 0 | 0 | 0 | 0 | 0 | 0 | 0 | 0 | 0 | 0 | 0 | 0 | 0 | 0 | 0 | 0 | 0 | 0 | 0 | 0 | 0 | 0 | 0 | 0
F4_Industrial_Industrial - WA_Existing_Space Heating_Natural Gas_Gas Boiler - High Turndown Burner_A_Technical Potential | F4 | Industrial | Industrial - WA | Existing | Space Heating | Natural Gas | Gas Boiler - High Turndown Burner | A | Incremental Energy Savings (MWh or mTherms) | Technical Potential | 0 | 0 | 0.069674 | 0.067505 | 0.065356 | 0.06325 | 0.061189 | 0.053353 | 0.041341 | 0.032027 | 0.024808 | 0.019215 | 0.014882 | 0.011525 | 0.008924 | 0.0069076 | 0.0053444 | 0 | 0 | 0 | 0 | 0 | 0 | 0 | 0 | 0 | 0
F5_Industrial_Industrial - WA_Existing_Space Heating_Natural Gas_Gas Boiler - High Turndown Burner_A_Technical Potential | F5 | Industrial | Industrial - WA | Existing | Space Heating | Natural Gas | Gas Boiler - High Turndown Burner | A | Incremental Summer Peak Savings (MW) | Technical Potential | 0 | 0 | 0 | 0 | 0 | 0 | 0 | 0 | 0 | 0 | 0 | 0 | 0 | 0 | 0 | 0 | 0 | 0 | 0 | 0 | 0 | 0 | 0 | 0 | 0 | 0 | 0
F6_Industrial_Industrial - WA_Existing_Space Heating_Natural Gas_Gas Boiler - High Turndown Burner_A_Technical Potential | F6 | Industrial | Industrial - WA | Existing | Space Heating | Natural Gas | Gas Boiler - High Turndown Burner | A | Incremental Winter Peak Savings (MW) | Technical Potential | 0 | 0 | 0 | 0 | 0 | 0 | 0 | 0 | 0 | 0 | 0 | 0 | 0 | 0 | 0 | 0 | 0 | 0 | 0 | 0 | 0 | 0 | 0 | 0 | 0 | 0 | 0
F7_Industrial_Industrial - WA_Existing_Space Heating_Natural Gas_Gas Boiler - High Turndown Burner_A_Technical Potential | F7 | Industrial | Industrial - WA | Existing | Space Heating | Natural Gas | Gas Boiler - High Turndown Burner | A | Cumulative Energy Savings (MWh or mTherms) | Technical Potential | 0 | 0 | 0.069674 | 0.13619 | 0.19953 | 0.25974 | 0.31687 | 0.36573 | 0.40179 | 0.42793 | 0.44642 | 0.45902 | 0.46707 | 0.47161 | 0.47339 | 0.47298 | 0.4708 | 0.46445 | 0.45798 | 0.45138 | 0.44462 | 0.43782 | 0.43103 | 0.42422 | 0.4174 | 0.41064 | 0.40387
F8_Industrial_Industrial - WA_Existing_Space Heating_Natural Gas_Gas Boiler - High Turndown Burner_A_Technical Potential | F8 | Industrial | Industrial - WA | Existing | Space Heating | Natural Gas | Gas Boiler - High Turndown Burner | A | Cumulative Summer Peak Savings (MW) | Technical Potential | 0 | 0 | 0 | 0 | 0 | 0 | 0 | 0 | 0 | 0 | 0 | 0 | 0 | 0 | 0 | 0 | 0 | 0 | 0 | 0 | 0 | 0 | 0 | 0 | 0 | 0 | 0
F9_Industrial_Industrial - WA_Existing_Space Heating_Natural Gas_Gas Boiler - High Turndown Burner_A_Technical Potential | F9 | Industrial | Industrial - WA | Existing | Space Heating | Natural Gas | Gas Boiler - High Turndown Burner | A | Cumulative Winter Peak Savings (MW) | Technical Potential | 0 | 0 | 0 | 0 | 0 | 0 | 0 | 0 | 0 | 0 | 0 | 0 | 0 | 0 | 0 | 0 | 0 | 0 | 0 | 0 | 0 | 0 | 0 | 0 | 0 | 0 | 0
F10_Industrial_Industrial - WA_Existing_Space Heating_Natural Gas_Gas Boiler - High Turndown Burner_A_Technical Potential | F10 | Industrial | Industrial - WA | Existing | Space Heating | Natural Gas | Gas Boiler - High Turndown Burner | A | Purchases (Incremental) | Technical Potential | 0 | 0 | 60.7868 | 59.7388 | 58.7088 | 57.6966 | 56.7018 | 50.1518 | 39.4297 | 30.9999 | 24.3723 | 19.1617 | 15.065 | 11.8442 | 9.312 | 7.3212 | 5.756 | 0 | 0 | 0 | 0 | 0 | 0 | 0 | 0 | 0 | 0
F11_Industrial_Industrial - WA_Existing_Space Heating_Natural Gas_Gas Boiler - High Turndown Burner_A_Technical Potential | F11 | Industrial | Industrial - WA | Existing | Space Heating | Natural Gas | Gas Boiler - High Turndown Burner | A | Purchases (Cumulative) | Technical Potential | 0 | 0 | 60.7868 | 120.5256 | 179.2344 | 236.9309 | 293.6327 | 343.7845 | 383.2142 | 414.214 | 438.5863 | 457.748 | 472.8131 | 484.6573 | 493.9693 | 501.2905 | 507.0465 | 507.0465 | 507.0465 | 507.0465 | 507.0465 | 507.0465 | 507.0465 | 507.0465 | 507.0465 | 507.0465 | 507.0465
F1_Industrial_Industrial - WA_Existing_Space Heating_Natural Gas_Gas Boiler - Hot Water Reset_A_Technical Potential | F1 | Industrial | Industrial - WA | Existing | Space Heating | Natural Gas | Gas Boiler - Hot Water Reset | A | Integrated Unit Energy Savings (kWh or therms) | Technical Potential | 0 | 0 | 1223.4998 | 1207.201 | 1190.3815 | 1173.4407 | 1156.4254 | 1141.4819 | 1126.5553 | 1111.6486 | 1096.7737 | 1081.9208 | 1067.0623 | 1052.1398 | 1037.0816 | 1021.8112 | 1006.263 | 993.019 | 979.4845 | 965.6671 | 951.5141 | 937.2604 | 923.0109 | 908.7374 | 894.4147 | 880.223 | 866.0263
F2_Industrial_Industrial - WA_Existing_Space Heating_Natural Gas_Gas Boiler - Hot Water Reset_A_Technical Potential | F2 | Industrial | Industrial - WA | Existing | Space Heating | Natural Gas | Gas Boiler - Hot Water Reset | A | Integrated Unit Summer Peak Savings (kW) | Technical Potential | 0 | 0 | 0 | 0 | 0 | 0 | 0 | 0 | 0 | 0 | 0 | 0 | 0 | 0 | 0 | 0 | 0 | 0 | 0 | 0 | 0 | 0 | 0 | 0 | 0 | 0 | 0
F3_Industrial_Industrial - WA_Existing_Space Heating_Natural Gas_Gas Boiler - Hot Water Reset_A_Technical Potential | F3 | Industrial | Industrial - WA | Existing | Space Heating | Natural Gas | Gas Boiler - Hot Water Reset | A | Integrated Unit Winter Peak Savings (kW) | Technical Potential | 0 | 0 | 0 | 0 | 0 | 0 | 0 | 0 | 0 | 0 | 0 | 0 | 0 | 0 | 0 | 0 | 0 | 0 | 0 | 0 | 0 | 0 | 0 | 0 | 0 | 0 | 0
F4_Industrial_Industrial - WA_Existing_Space Heating_Natural Gas_Gas Boiler - Hot Water Reset_A_Technical Potential | F4 | Industrial | Industrial - WA | Existing | Space Heating | Natural Gas | Gas Boiler - Hot Water Reset | A | Incremental Energy Savings (MWh or mTherms) | Technical Potential | 0 | 0 | 0.058478 | 0.069624 | 0.082564 | 0.092851 | 0.10257 | 0.11633 | 0.12378 | 0.12262 | 0.11204 | 0.093368 | 0.070032 | 0.044912 | 0.025262 | 0.011777 | 0.0048223 | 0.0017006 | 0.00051493 | 0.00010874 | 1.7308e-05 | 2.0112e-06 | 0 | 0 | 0 | 0 | 0
F5_Industrial_Industrial - WA_Existing_Space Heating_Natural Gas_Gas Boiler - Hot Water Reset_A_Technical Potential | F5 | Industrial | Industrial - WA | Existing | Space Heating | Natural Gas | Gas Boiler - Hot Water Reset | A | Incremental Summer Peak Savings (MW) | Technical Potential | 0 | 0 | 0 | 0 | 0 | 0 | 0 | 0 | 0 | 0 | 0 | 0 | 0 | 0 | 0 | 0 | 0 | 0 | 0 | 0 | 0 | 0 | 0 | 0 | 0 | 0 | 0
F6_Industrial_Industrial - WA_Existing_Space Heating_Natural Gas_Gas Boiler - Hot Water Reset_A_Technical Potential | F6 | Industrial | Industrial - WA | Existing | Space Heating | Natural Gas | Gas Boiler - Hot Water Reset | A | Incremental Winter Peak Savings (MW) | Technical Potential | 0 | 0 | 0 | 0 | 0 | 0 | 0 | 0 | 0 | 0 | 0 | 0 | 0 | 0 | 0 | 0 | 0 | 0 | 0 | 0 | 0 | 0 | 0 | 0 | 0 | 0 | 0
F7_Industrial_Industrial - WA_Existing_Space Heating_Natural Gas_Gas Boiler - Hot Water Reset_A_Technical Potential | F7 | Industrial | Industrial - WA | Existing | Space Heating | Natural Gas | Gas Boiler - Hot Water Reset | A | Cumulative Energy Savings (MWh or mTherms) | Technical Potential | 0 | 0 | 0.058478 | 0.12732 | 0.20811 | 0.298 | 0.39625 | 0.50746 | 0.6246 | 0.73896 | 0.84111 | 0.92309 | 0.98045 | 1.0116 | 1.0224 | 1.0192 | 1.0085 | 0.99689 | 0.98382 | 0.97005 | 0.95585 | 0.94154 | 0.92722 | 0.91288 | 0.89849 | 0.88424 | 0.86998
F8_Industrial_Industrial - WA_Existing_Space Heating_Natural Gas_Gas Boiler - Hot Water Reset_A_Technical Potential | F8 | Industrial | Industrial - WA | Existing | Space Heating | Natural Gas | Gas Boiler - Hot Water Reset | A | Cumulative Summer Peak Savings (MW) | Technical Potential | 0 | 0 | 0 | 0 | 0 | 0 | 0 | 0 | 0 | 0 | 0 | 0 | 0 | 0 | 0 | 0 | 0 | 0 | 0 | 0 | 0 | 0 | 0 | 0 | 0 | 0 | 0
F9_Industrial_Industrial - WA_Existing_Space Heating_Natural Gas_Gas Boiler - Hot Water Reset_A_Technical Potential | F9 | Industrial | Industrial - WA | Existing | Space Heating | Natural Gas | Gas Boiler - Hot Water Reset | A | Cumulative Winter Peak Savings (MW) | Technical Potential | 0 | 0 | 0 | 0 | 0 | 0 | 0 | 0 | 0 | 0 | 0 | 0 | 0 | 0 | 0 | 0 | 0 | 0 | 0 | 0 | 0 | 0 | 0 | 0 | 0 | 0 | 0
F10_Industrial_Industrial - WA_Existing_Space Heating_Natural Gas_Gas Boiler - Hot Water Reset_A_Technical Potential | F10 | Industrial | Industrial - WA | Existing | Space Heating | Natural Gas | Gas Boiler - Hot Water Reset | A | Purchases (Incremental) | Technical Potential | 0 | 0 | 0.047796 | 0.057674 | 0.069359 | 0.079127 | 0.088698 | 0.10191 | 0.10987 | 0.11031 | 0.10216 | 0.086299 | 0.06563 | 0.042687 | 0.024358 | 0.011526 | 0.0047923 | 0.0017126 | 0.00052572 | 0.00011261 | 1.819e-05 | 2.1458e-06 | 0 | 0 | 0 | 0 | 0
F11_Industrial_Industrial - WA_Existing_Space Heating_Natural Gas_Gas Boiler - Hot Water Reset_A_Technical Potential | F11 | Industrial | Industrial - WA | Existing | Space Heating | Natural Gas | Gas Boiler - Hot Water Reset | A | Purchases (Cumulative) | Technical Potential | 0 | 0 | 0.047796 | 0.10547 | 0.17483 | 0.25396 | 0.34265 | 0.44457 | 0.55444 | 0.66474 | 0.7669 | 0.8532 | 0.91883 | 0.96151 | 0.98587 | 0.9974 | 1.0022 | 1.0039 | 1.0044 | 1.0045 | 1.0046 | 1.0046 | 1.0046 | 1.0046 | 1.0046 | 1.0046 | 1.0046
F1_Industrial_Industrial - WA_Existing_Space Heating_Natural Gas_Gas Boiler - Insulate Hot Water Lines_A_Technical Potential | F1 | Industrial | Industrial - WA | Existing | Space Heating | Natural Gas | Gas Boiler - Insulate Hot Water Lines | A | Integrated Unit Energy Savings (kWh or therms) | Technical Potential | 0 | 0 | 5.1697 | 5.093 | 5.0127 | 4.9299 | 4.8445 | 4.765 | 4.6829 | 4.5981 | 4.5112 | 4.4227 | 4.3334 | 4.2442 | 4.1559 | 4.069 | 3.9842 | 3.9136 | 3.8452 | 3.7791 | 3.7145 | 3.6512 | 3.5905 | 3.5297 | 3.4688 | 3.4085 | 3.3482
F2_Industrial_Industrial - WA_Existing_Space Heating_Natural Gas_Gas Boiler - Insulate Hot Water Lines_A_Technical Potential | F2 | Industrial | Industrial - WA | Existing | Space Heating | Natural Gas | Gas Boiler - Insulate Hot Water Lines | A | Integrated Unit Summer Peak Savings (kW) | Technical Potential | 0 | 0 | 0 | 0 | 0 | 0 | 0 | 0 | 0 | 0 | 0 | 0 | 0 | 0 | 0 | 0 | 0 | 0 | 0 | 0 | 0 | 0 | 0 | 0 | 0 | 0 | 0
F3_Industrial_Industrial - WA_Existing_Space Heating_Natural Gas_Gas Boiler - Insulate Hot Water Lines_A_Technical Potential | F3 | Industrial | Industrial - WA | Existing | Space Heating | Natural Gas | Gas Boiler - Insulate Hot Water Lines | A | Integrated Unit Winter Peak Savings (kW) | Technical Potential | 0 | 0 | 0 | 0 | 0 | 0 | 0 | 0 | 0 | 0 | 0 | 0 | 0 | 0 | 0 | 0 | 0 | 0 | 0 | 0 | 0 | 0 | 0 | 0 | 0 | 0 | 0
F4_Industrial_Industrial - WA_Existing_Space Heating_Natural Gas_Gas Boiler - Insulate Hot Water Lines_A_Technical Potential | F4 | Industrial | Industrial - WA | Existing | Space Heating | Natural Gas | Gas Boiler - Insulate Hot Water Lines | A | Incremental Energy Savings (MWh or mTherms) | Technical Potential | 0 | 0 | 0.040886 | 0.039585 | 0.038289 | 0.037007 | 0.035739 | 0.034547 | 0.033366 | 0.032197 | 0.031043 | 0.02991 | 0.028801 | 0 | 0 | 0 | 0 | 0 | 0 | 0 | 0 | 0 | 0 | 0 | 0 | 0 | 0
F5_Industrial_Industrial - WA_Existing_Space Heating_Natural Gas_Gas Boiler - Insulate Hot Water Lines_A_Technical Potential | F5 | Industrial | Industrial - WA | Existing | Space Heating | Natural Gas | Gas Boiler - Insulate Hot Water Lines | A | Incremental Summer Peak Savings (MW) | Technical Potential | 0 | 0 | 0 | 0 | 0 | 0 | 0 | 0 | 0 | 0 | 0 | 0 | 0 | 0 | 0 | 0 | 0 | 0 | 0 | 0 | 0 | 0 | 0 | 0 | 0 | 0 | 0
F6_Industrial_Industrial - WA_Existing_Space Heating_Natural Gas_Gas Boiler - Insulate Hot Water Lines_A_Technical Potential | F6 | Industrial | Industrial - WA | Existing | Space Heating | Natural Gas | Gas Boiler - Insulate Hot Water Lines | A | Incremental Winter Peak Savings (MW) | Technical Potential | 0 | 0 | 0 | 0 | 0 | 0 | 0 | 0 | 0 | 0 | 0 | 0 | 0 | 0 | 0 | 0 | 0 | 0 | 0 | 0 | 0 | 0 | 0 | 0 | 0 | 0 | 0
F7_Industrial_Industrial - WA_Existing_Space Heating_Natural Gas_Gas Boiler - Insulate Hot Water Lines_A_Technical Potential | F7 | Industrial | Industrial - WA | Existing | Space Heating | Natural Gas | Gas Boiler - Insulate Hot Water Lines | A | Cumulative Energy Savings (MWh or mTherms) | Technical Potential | 0 | 0 | 0.040886 | 0.079864 | 0.11689 | 0.15197 | 0.18508 | 0.21659 | 0.24622 | 0.27396 | 0.29982 | 0.32385 | 0.34611 | 0.33899 | 0.33193 | 0.325 | 0.31822 | 0.31258 | 0.30712 | 0.30184 | 0.29668 | 0.29163 | 0.28677 | 0.28192 | 0.27706 | 0.27224 | 0.26743
F8_Industrial_Industrial - WA_Existing_Space Heating_Natural Gas_Gas Boiler - Insulate Hot Water Lines_A_Technical Potential | F8 | Industrial | Industrial - WA | Existing | Space Heating | Natural Gas | Gas Boiler - Insulate Hot Water Lines | A | Cumulative Summer Peak Savings (MW) | Technical Potential | 0 | 0 | 0 | 0 | 0 | 0 | 0 | 0 | 0 | 0 | 0 | 0 | 0 | 0 | 0 | 0 | 0 | 0 | 0 | 0 | 0 | 0 | 0 | 0 | 0 | 0 | 0
F9_Industrial_Industrial - WA_Existing_Space Heating_Natural Gas_Gas Boiler - Insulate Hot Water Lines_A_Technical Potential | F9 | Industrial | Industrial - WA | Existing | Space Heating | Natural Gas | Gas Boiler - Insulate Hot Water Lines | A | Cumulative Winter Peak Savings (MW) | Technical Potential | 0 | 0 | 0 | 0 | 0 | 0 | 0 | 0 | 0 | 0 | 0 | 0 | 0 | 0 | 0 | 0 | 0 | 0 | 0 | 0 | 0 | 0 | 0 | 0 | 0 | 0 | 0
F10_Industrial_Industrial - WA_Existing_Space Heating_Natural Gas_Gas Boiler - Insulate Hot Water Lines_A_Technical Potential | F10 | Industrial | Industrial - WA | Existing | Space Heating | Natural Gas | Gas Boiler - Insulate Hot Water Lines | A | Purchases (Incremental) | Technical Potential | 0 | 0 | 7.9087 | 7.7723 | 7.6383 | 7.5066 | 7.3772 | 7.25 | 7.125 | 7.0022 | 6.8815 | 6.7628 | 6.6462 | 0 | 0 | 0 | 0 | 0 | 0 | 0 | 0 | 0 | 0 | 0 | 0 | 0 | 0
F11_Industrial_Industrial - WA_Existing_Space Heating_Natural Gas_Gas Boiler - Insulate Hot Water Lines_A_Technical Potential | F11 | Industrial | Industrial - WA | Existing | Space Heating | Natural Gas | Gas Boiler - Insulate Hot Water Lines | A | Purchases (Cumulative) | Technical Potential | 0 | 0 | 7.9087 | 15.6811 | 23.3194 | 30.826 | 38.2033 | 45.4533 | 52.5783 | 59.5805 | 66.462 | 73.2248 | 79.871 | 79.871 | 79.871 | 79.871 | 79.871 | 79.871 | 79.871 | 79.871 | 79.871 | 79.871 | 79.871 | 79.871 | 79.871 | 79.871 | 79.871
F1_Industrial_Industrial - WA_Existing_Space Heating_Natural Gas_Gas Boiler - Insulate Steam Lines/Condensate Tank_A_Technical Potential | F1 | Industrial | Industrial - WA | Existing | Space Heating | Natural Gas | Gas Boiler - Insulate Steam Lines/Condensate Tank | A | Integrated Unit Energy Savings (kWh or therms) | Technical Potential | 0 | 0 | 7.7295 | 7.6232 | 7.5129 | 7.4012 | 7.2885 | 7.1881 | 7.0872 | 6.9864 | 6.8862 | 6.787 | 6.689 | 6.5919 | 6.4951 | 6.3977 | 6.2989 | 6.2148 | 6.1289 | 6.0413 | 5.9517 | 5.8614 | 5.7712 | 5.6808 | 5.5901 | 5.5003 | 5.4105
F2_Industrial_Industrial - WA_Existing_Space Heating_Natural Gas_Gas Boiler - Insulate Steam Lines/Condensate Tank_A_Technical Potential | F2 | Industrial | Industrial - WA | Existing | Space Heating | Natural Gas | Gas Boiler - Insulate Steam Lines/Condensate Tank | A | Integrated Unit Summer Peak Savings (kW) | Technical Potential | 0 | 0 | 0 | 0 | 0 | 0 | 0 | 0 | 0 | 0 | 0 | 0 | 0 | 0 | 0 | 0 | 0 | 0 | 0 | 0 | 0 | 0 | 0 | 0 | 0 | 0 | 0
F3_Industrial_Industrial - WA_Existing_Space Heating_Natural Gas_Gas Boiler - Insulate Steam Lines/Condensate Tank_A_Technical Potential | F3 | Industrial | Industrial - WA | Existing | Space Heating | Natural Gas | Gas Boiler - Insulate Steam Lines/Condensate Tank | A | Integrated Unit Winter Peak Savings (kW) | Technical Potential | 0 | 0 | 0 | 0 | 0 | 0 | 0 | 0 | 0 | 0 | 0 | 0 | 0 | 0 | 0 | 0 | 0 | 0 | 0 | 0 | 0 | 0 | 0 | 0 | 0 | 0 | 0
F4_Industrial_Industrial - WA_Existing_Space Heating_Natural Gas_Gas Boiler - Insulate Steam Lines/Condensate Tank_A_Technical Potential | F4 | Industrial | Industrial - WA | Existing | Space Heating | Natural Gas | Gas Boiler - Insulate Steam Lines/Condensate Tank | A | Incremental Energy Savings (MWh or mTherms) | Technical Potential | 0 | 0 | 0.061131 | 0.05925 | 0.057386 | 0.055558 | 0.053769 | 0.052114 | 0.050496 | 0.04892 | 0.047387 | 0.045899 | 0.044456 | 0.043056 | 0.041692 | 0.040359 | 0.039051 | 0 | 0 | 0 | 0 | 0 | 0 | 0 | 0 | 0 | 0
F5_Industrial_Industrial - WA_Existing_Space Heating_Natural Gas_Gas Boiler - Insulate Steam Lines/Condensate Tank_A_Technical Potential | F5 | Industrial | Industrial - WA | Existing | Space Heating | Natural Gas | Gas Boiler - Insulate Steam Lines/Condensate Tank | A | Incremental Summer Peak Savings (MW) | Technical Potential | 0 | 0 | 0 | 0 | 0 | 0 | 0 | 0 | 0 | 0 | 0 | 0 | 0 | 0 | 0 | 0 | 0 | 0 | 0 | 0 | 0 | 0 | 0 | 0 | 0 | 0 | 0
F6_Industrial_Industrial - WA_Existing_Space Heating_Natural Gas_Gas Boiler - Insulate Steam Lines/Condensate Tank_A_Technical Potential | F6 | Industrial | Industrial - WA | Existing | Space Heating | Natural Gas | Gas Boiler - Insulate Steam Lines/Condensate Tank | A | Incremental Winter Peak Savings (MW) | Technical Potential | 0 | 0 | 0 | 0 | 0 | 0 | 0 | 0 | 0 | 0 | 0 | 0 | 0 | 0 | 0 | 0 | 0 | 0 | 0 | 0 | 0 | 0 | 0 | 0 | 0 | 0 | 0
F7_Industrial_Industrial - WA_Existing_Space Heating_Natural Gas_Gas Boiler - Insulate Steam Lines/Condensate Tank_A_Technical Potential | F7 | Industrial | Industrial - WA | Existing | Space Heating | Natural Gas | Gas Boiler - Insulate Steam Lines/Condensate Tank | A | Cumulative Energy Savings (MWh or mTherms) | Technical Potential | 0 | 0 | 0.061131 | 0.11954 | 0.1752 | 0.22815 | 0.27845 | 0.32672 | 0.37263 | 0.41625 | 0.45767 | 0.49698 | 0.53426 | 0.56956 | 0.60288 | 0.6342 | 0.66346 | 0.6546 | 0.64556 | 0.63633 | 0.62689 | 0.61738 | 0.60787 | 0.59835 | 0.58881 | 0.57934 | 0.56988
F8_Industrial_Industrial - WA_Existing_Space Heating_Natural Gas_Gas Boiler - Insulate Steam Lines/Condensate Tank_A_Technical Potential | F8 | Industrial | Industrial - WA | Existing | Space Heating | Natural Gas | Gas Boiler - Insulate Steam Lines/Condensate Tank | A | Cumulative Summer Peak Savings (MW) | Technical Potential | 0 | 0 | 0 | 0 | 0 | 0 | 0 | 0 | 0 | 0 | 0 | 0 | 0 | 0 | 0 | 0 | 0 | 0 | 0 | 0 | 0 | 0 | 0 | 0 | 0 | 0 | 0
F9_Industrial_Industrial - WA_Existing_Space Heating_Natural Gas_Gas Boiler - Insulate Steam Lines/Condensate Tank_A_Technical Potential | F9 | Industrial | Industrial - WA | Existing | Space Heating | Natural Gas | Gas Boiler - Insulate Steam Lines/Condensate Tank | A | Cumulative Winter Peak Savings (MW) | Technical Potential | 0 | 0 | 0 | 0 | 0 | 0 | 0 | 0 | 0 | 0 | 0 | 0 | 0 | 0 | 0 | 0 | 0 | 0 | 0 | 0 | 0 | 0 | 0 | 0 | 0 | 0 | 0
F10_Industrial_Industrial - WA_Existing_Space Heating_Natural Gas_Gas Boiler - Insulate Steam Lines/Condensate Tank_A_Technical Potential | F10 | Industrial | Industrial - WA | Existing | Space Heating | Natural Gas | Gas Boiler - Insulate Steam Lines/Condensate Tank | A | Purchases (Incremental) | Technical Potential | 0 | 0 | 7.9087 | 7.7723 | 7.6383 | 7.5066 | 7.3772 | 7.25 | 7.125 | 7.0022 | 6.8815 | 6.7628 | 6.6462 | 6.5316 | 6.419 | 6.3083 | 6.1996 | 0 | 0 | 0 | 0 | 0 | 0 | 0 | 0 | 0 | 0
F11_Industrial_Industrial - WA_Existing_Space Heating_Natural Gas_Gas Boiler - Insulate Steam Lines/Condensate Tank_A_Technical Potential | F11 | Industrial | Industrial - WA | Existing | Space Heating | Natural Gas | Gas Boiler - Insulate Steam Lines/Condensate Tank | A | Purchases (Cumulative) | Technical Potential | 0 | 0 | 7.9087 | 15.6811 | 23.3194 | 30.826 | 38.2033 | 45.4533 | 52.5783 | 59.5805 | 66.462 | 73.2248 | 79.871 | 86.4026 | 92.8216 | 99.1299 | 105.3295 | 105.3295 | 105.3295 | 105.3295 | 105.3295 | 105.3295 | 105.3295 | 105.3295 | 105.3295 | 105.3295 | 105.3295
F1_Industrial_Industrial - WA_Existing_Space Heating_Natural Gas_Gas Boiler - Stack Economizer_A_Technical Potential | F1 | Industrial | Industrial - WA | Existing | Space Heating | Natural Gas | Gas Boiler - Stack Economizer | A | Integrated Unit Energy Savings (kWh or therms) | Technical Potential | 0 | 0 | 1.098 | 1.0798 | 1.0608 | 1.0412 | 1.0207 | 1.0014 | 0.98121 | 0.96026 | 0.9386 | 0.91638 | 0.894 | 0.87178 | 0.84982 | 0.82842 | 0.80783 | 0.79054 | 0.77416 | 0.75867 | 0.74383 | 0.72948 | 0.71654 | 0.70362 | 0.69069 | 0.67789 | 0.66512
F2_Industrial_Industrial - WA_Existing_Space Heating_Natural Gas_Gas Boiler - Stack Economizer_A_Technical Potential | F2 | Industrial | Industrial - WA | Existing | Space Heating | Natural Gas | Gas Boiler - Stack Economizer | A | Integrated Unit Summer Peak Savings (kW) | Technical Potential | 0 | 0 | 0 | 0 | 0 | 0 | 0 | 0 | 0 | 0 | 0 | 0 | 0 | 0 | 0 | 0 | 0 | 0 | 0 | 0 | 0 | 0 | 0 | 0 | 0 | 0 | 0
F3_Industrial_Industrial - WA_Existing_Space Heating_Natural Gas_Gas Boiler - Stack Economizer_A_Technical Potential | F3 | Industrial | Industrial - WA | Existing | Space Heating | Natural Gas | Gas Boiler - Stack Economizer | A | Integrated Unit Winter Peak Savings (kW) | Technical Potential | 0 | 0 | 0 | 0 | 0 | 0 | 0 | 0 | 0 | 0 | 0 | 0 | 0 | 0 | 0 | 0 | 0 | 0 | 0 | 0 | 0 | 0 | 0 | 0 | 0 | 0 | 0
F4_Industrial_Industrial - WA_Existing_Space Heating_Natural Gas_Gas Boiler - Stack Economizer_A_Technical Potential | F4 | Industrial | Industrial - WA | Existing | Space Heating | Natural Gas | Gas Boiler - Stack Economizer | A | Incremental Energy Savings (MWh or mTherms) | Technical Potential | 0 | 0 | 0.10679 | 0.10321 | 0.099649 | 0.096115 | 0.092605 | 0.080352 | 0.061902 | 0.047629 | 0.036601 | 0.028095 | 0.021549 | 0.016521 | 0.012662 | 0.009704 | 0.0074397 | 0 | 0 | 0 | 0 | 0 | 0 | 0 | 0 | 0 | 0
F5_Industrial_Industrial - WA_Existing_Space Heating_Natural Gas_Gas Boiler - Stack Economizer_A_Technical Potential | F5 | Industrial | Industrial - WA | Existing | Space Heating | Natural Gas | Gas Boiler - Stack Economizer | A | Incremental Summer Peak Savings (MW) | Technical Potential | 0 | 0 | 0 | 0 | 0 | 0 | 0 | 0 | 0 | 0 | 0 | 0 | 0 | 0 | 0 | 0 | 0 | 0 | 0 | 0 | 0 | 0 | 0 | 0 | 0 | 0 | 0
F6_Industrial_Industrial - WA_Existing_Space Heating_Natural Gas_Gas Boiler - Stack Economizer_A_Technical Potential | F6 | Industrial | Industrial - WA | Existing | Space Heating | Natural Gas | Gas Boiler - Stack Economizer | A | Incremental Winter Peak Savings (MW) | Technical Potential | 0 | 0 | 0 | 0 | 0 | 0 | 0 | 0 | 0 | 0 | 0 | 0 | 0 | 0 | 0 | 0 | 0 | 0 | 0 | 0 | 0 | 0 | 0 | 0 | 0 | 0 | 0
F7_Industrial_Industrial - WA_Existing_Space Heating_Natural Gas_Gas Boiler - Stack Economizer_A_Technical Potential | F7 | Industrial | Industrial - WA | Existing | Space Heating | Natural Gas | Gas Boiler - Stack Economizer | A | Cumulative Energy Savings (MWh or mTherms) | Technical Potential | 0 | 0 | 0.10679 | 0.20824 | 0.30422 | 0.3947 | 0.47956 | 0.5508 | 0.60162 | 0.63641 | 0.65865 | 0.67116 | 0.67631 | 0.67602 | 0.67166 | 0.66445 | 0.65537 | 0.64134 | 0.62806 | 0.61549 | 0.60345 | 0.59181 | 0.58131 | 0.57083 | 0.56034 | 0.54996 | 0.5396
F8_Industrial_Industrial - WA_Existing_Space Heating_Natural Gas_Gas Boiler - Stack Economizer_A_Technical Potential | F8 | Industrial | Industrial - WA | Existing | Space Heating | Natural Gas | Gas Boiler - Stack Economizer | A | Cumulative Summer Peak Savings (MW) | Technical Potential | 0 | 0 | 0 | 0 | 0 | 0 | 0 | 0 | 0 | 0 | 0 | 0 | 0 | 0 | 0 | 0 | 0 | 0 | 0 | 0 | 0 | 0 | 0 | 0 | 0 | 0 | 0
F9_Industrial_Industrial - WA_Existing_Space Heating_Natural Gas_Gas Boiler - Stack Economizer_A_Technical Potential | F9 | Industrial | Industrial - WA | Existing | Space Heating | Natural Gas | Gas Boiler - Stack Economizer | A | Cumulative Winter Peak Savings (MW) | Technical Potential | 0 | 0 | 0 | 0 | 0 | 0 | 0 | 0 | 0 | 0 | 0 | 0 | 0 | 0 | 0 | 0 | 0 | 0 | 0 | 0 | 0 | 0 | 0 | 0 | 0 | 0 | 0
F10_Industrial_Industrial - WA_Existing_Space Heating_Natural Gas_Gas Boiler - Stack Economizer_A_Technical Potential | F10 | Industrial | Industrial - WA | Existing | Space Heating | Natural Gas | Gas Boiler - Stack Economizer | A | Purchases (Incremental) | Technical Potential | 0 | 0 | 97.2589 | 95.582 | 93.9341 | 92.3145 | 90.7229 | 80.2428 | 63.0875 | 49.5998 | 38.9957 | 30.6587 | 24.1041 | 18.9508 | 14.8992 | 11.7139 | 9.2095 | 0 | 0 | 0 | 0 | 0 | 0 | 0 | 0 | 0 | 0
F11_Industrial_Industrial - WA_Existing_Space Heating_Natural Gas_Gas Boiler - Stack Economizer_A_Technical Potential | F11 | Industrial | Industrial - WA | Existing | Space Heating | Natural Gas | Gas Boiler - Stack Economizer | A | Purchases (Cumulative) | Technical Potential | 0 | 0 | 97.2589 | 192.8409 | 286.775 | 379.0895 | 469.8124 | 550.0552 | 613.1426 | 662.7424 | 701.7381 | 732.3968 | 756.5009 | 775.4517 | 790.3509 | 802.0648 | 811.2744 | 811.2744 | 811.2744 | 811.2744 | 811.2744 | 811.2744 | 811.2744 | 811.2744 | 811.2744 | 811.2744 | 811.2744
F1_Industrial_Industrial - WA_Existing_Space Heating_Natural Gas_Gas Boiler - Steam Trap Replacement_A_Technical Potential | F1 | Industrial | Industrial - WA | Existing | Space Heating | Natural Gas | Gas Boiler - Steam Trap Replacement | A | Integrated Unit Energy Savings (kWh or therms) | Technical Potential | 0 | 0 | 34658.5656 | 34328.9392 | 33984.2004 | 33635.6867 | 33284.7834 | 32932.8411 | 32581.0504 | 32230.2735 | 31880.8512 | 31532.4198 | 31183.7949 | 30832.9889 | 30477.4138 | 30114.2788 | 29741.1127 | 29375.5148 | 28999.4362 | 28614.7564 | 28219.8813 | 27821.742 | 27423.4424 | 27024.1265 | 26623.0306 | 26225.5103 | 25827.5036
F2_Industrial_Industrial - WA_Existing_Space Heating_Natural Gas_Gas Boiler - Steam Trap Replacement_A_Technical Potential | F2 | Industrial | Industrial - WA | Existing | Space Heating | Natural Gas | Gas Boiler - Steam Trap Replacement | A | Integrated Unit Summer Peak Savings (kW) | Technical Potential | 0 | 0 | 0 | 0 | 0 | 0 | 0 | 0 | 0 | 0 | 0 | 0 | 0 | 0 | 0 | 0 | 0 | 0 | 0 | 0 | 0 | 0 | 0 | 0 | 0 | 0 | 0
F3_Industrial_Industrial - WA_Existing_Space Heating_Natural Gas_Gas Boiler - Steam Trap Replacement_A_Technical Potential | F3 | Industrial | Industrial - WA | Existing | Space Heating | Natural Gas | Gas Boiler - Steam Trap Replacement | A | Integrated Unit Winter Peak Savings (kW) | Technical Potential | 0 | 0 | 0 | 0 | 0 | 0 | 0 | 0 | 0 | 0 | 0 | 0 | 0 | 0 | 0 | 0 | 0 | 0 | 0 | 0 | 0 | 0 | 0 | 0 | 0 | 0 | 0
F4_Industrial_Industrial - WA_Existing_Space Heating_Natural Gas_Gas Boiler - Steam Trap Replacement_A_Technical Potential | F4 | Industrial | Industrial - WA | Existing | Space Heating | Natural Gas | Gas Boiler - Steam Trap Replacement | A | Incremental Energy Savings (MWh or mTherms) | Technical Potential | 0 | 0 | 0.0036574 | 0.0035602 | 0.0034637 | 0.0033691 | 0.0032764 | 0.0031859 | 0 | 0 | 0 | 0 | 0 | 0 | 0 | 0 | 0 | 0 | 0 | 0 | 0 | 0 | 0 | 0 | 0 | 0 | 0
F5_Industrial_Industrial - WA_Existing_Space Heating_Natural Gas_Gas Boiler - Steam Trap Replacement_A_Technical Potential | F5 | Industrial | Industrial - WA | Existing | Space Heating | Natural Gas | Gas Boiler - Steam Trap Replacement | A | Incremental Summer Peak Savings (MW) | Technical Potential | 0 | 0 | 0 | 0 | 0 | 0 | 0 | 0 | 0 | 0 | 0 | 0 | 0 | 0 | 0 | 0 | 0 | 0 | 0 | 0 | 0 | 0 | 0 | 0 | 0 | 0 | 0
F6_Industrial_Industrial - WA_Existing_Space Heating_Natural Gas_Gas Boiler - Steam Trap Replacement_A_Technical Potential | F6 | Industrial | Industrial - WA | Existing | Space Heating | Natural Gas | Gas Boiler - Steam Trap Replacement | A | Incremental Winter Peak Savings (MW) | Technical Potential | 0 | 0 | 0 | 0 | 0 | 0 | 0 | 0 | 0 | 0 | 0 | 0 | 0 | 0 | 0 | 0 | 0 | 0 | 0 | 0 | 0 | 0 | 0 | 0 | 0 | 0 | 0
F7_Industrial_Industrial - WA_Existing_Space Heating_Natural Gas_Gas Boiler - Steam Trap Replacement_A_Technical Potential | F7 | Industrial | Industrial - WA | Existing | Space Heating | Natural Gas | Gas Boiler - Steam Trap Replacement | A | Cumulative Energy Savings (MWh or mTherms) | Technical Potential | 0 | 0 | 0.0036574 | 0.0071829 | 0.010574 | 0.013835 | 0.016967 | 0.019974 | 0.01976 | 0.019548 | 0.019336 | 0.019124 | 0.018913 | 0.0187 | 0.018484 | 0.018264 | 0.018038 | 0.017816 | 0.017588 | 0.017355 | 0.017115 | 0.016874 | 0.016632 | 0.01639 | 0.016147 | 0.015906 | 0.015664
F8_Industrial_Industrial - WA_Existing_Space Heating_Natural Gas_Gas Boiler - Steam Trap Replacement_A_Technical Potential | F8 | Industrial | Industrial - WA | Existing | Space Heating | Natural Gas | Gas Boiler - Steam Trap Replacement | A | Cumulative Summer Peak Savings (MW) | Technical Potential | 0 | 0 | 0 | 0 | 0 | 0 | 0 | 0 | 0 | 0 | 0 | 0 | 0 | 0 | 0 | 0 | 0 | 0 | 0 | 0 | 0 | 0 | 0 | 0 | 0 | 0 | 0
F9_Industrial_Industrial - WA_Existing_Space Heating_Natural Gas_Gas Boiler - Steam Trap Replacement_A_Technical Potential | F9 | Industrial | Industrial - WA | Existing | Space Heating | Natural Gas | Gas Boiler - Steam Trap Replacement | A | Cumulative Winter Peak Savings (MW) | Technical Potential | 0 | 0 | 0 | 0 | 0 | 0 | 0 | 0 | 0 | 0 | 0 | 0 | 0 | 0 | 0 | 0 | 0 | 0 | 0 | 0 | 0 | 0 | 0 | 0 | 0 | 0 | 0
F10_Industrial_Industrial - WA_Existing_Space Heating_Natural Gas_Gas Boiler - Steam Trap Replacement_A_Technical Potential | F10 | Industrial | Industrial - WA | Existing | Space Heating | Natural Gas | Gas Boiler - Steam Trap Replacement | A | Purchases (Incremental) | Technical Potential | 0 | 0 | 0.00010553 | 0.00010371 | 0.00010192 | 0.00010016 | 9.8436e-05 | 9.6739e-05 | 0 | 0 | 0 | 0 | 0 | 0 | 0 | 0 | 0 | 0 | 0 | 0 | 0 | 0 | 0 | 0 | 0 | 0 | 0
F11_Industrial_Industrial - WA_Existing_Space Heating_Natural Gas_Gas Boiler - Steam Trap Replacement_A_Technical Potential | F11 | Industrial | Industrial - WA | Existing | Space Heating | Natural Gas | Gas Boiler - Steam Trap Replacement | A | Purchases (Cumulative) | Technical Potential | 0 | 0 | 0.00010553 | 0.00020924 | 0.00031116 | 0.00041132 | 0.00050976 | 0.0006065 | 0.0006065 | 0.0006065 | 0.0006065 | 0.0006065 | 0.0006065 | 0.0006065 | 0.0006065 | 0.0006065 | 0.0006065 | 0.0006065 | 0.0006065 | 0.0006065 | 0.0006065 | 0.0006065 | 0.0006065 | 0.0006065 | 0.0006065 | 0.0006065 | 0.0006065
F1_Industrial_Industrial - WA_Existing_Process_Natural Gas_Process Boiler - Hot Water Reset_A_Technical Potential | F1 | Industrial | Industrial - WA | Existing | Process | Natural Gas | Process Boiler - Hot Water Reset | A | Integrated Unit Energy Savings (kWh or therms) | Technical Potential | 0 | 0 | 8443.5855 | 8443.4029 | 8443.217 | 8443.0279 | 8442.8355 | 8442.6397 | 8442.62 | 8442.5999 | 8442.5794 | 8442.5586 | 8442.5375 | 8442.5159 | 8442.494 | 8442.4717 | 8442.449 | 8442.426 | 8442.4025 | 8442.3786 | 8442.3542 | 8442.3295 | 8442.3043 | 8442.2787 | 8442.2526 | 8442.2261 | 8442.1991
F2_Industrial_Industrial - WA_Existing_Process_Natural Gas_Process Boiler - Hot Water Reset_A_Technical Potential | F2 | Industrial | Industrial - WA | Existing | Process | Natural Gas | Process Boiler - Hot Water Reset | A | Integrated Unit Summer Peak Savings (kW) | Technical Potential | 0 | 0 | 0 | 0 | 0 | 0 | 0 | 0 | 0 | 0 | 0 | 0 | 0 | 0 | 0 | 0 | 0 | 0 | 0 | 0 | 0 | 0 | 0 | 0 | 0 | 0 | 0
F3_Industrial_Industrial - WA_Existing_Process_Natural Gas_Process Boiler - Hot Water Reset_A_Technical Potential | F3 | Industrial | Industrial - WA | Existing | Process | Natural Gas | Process Boiler - Hot Water Reset | A | Integrated Unit Winter Peak Savings (kW) | Technical Potential | 0 | 0 | 0 | 0 | 0 | 0 | 0 | 0 | 0 | 0 | 0 | 0 | 0 | 0 | 0 | 0 | 0 | 0 | 0 | 0 | 0 | 0 | 0 | 0 | 0 | 0 | 0
F4_Industrial_Industrial - WA_Existing_Process_Natural Gas_Process Boiler - Hot Water Reset_A_Technical Potential | F4 | Industrial | Industrial - WA | Existing | Process | Natural Gas | Process Boiler - Hot Water Reset | A | Incremental Energy Savings (MWh or mTherms) | Technical Potential | 0 | 0 | 0.78289 | 0.94467 | 1.136 | 1.296 | 1.4527 | 1.6691 | 1.7995 | 1.8066 | 1.6731 | 1.4134 | 1.0749 | 0.69911 | 0.39894 | 0.18877 | 0.078486 | 0.028048 | 0.00861 | 0.0018442 | 0.00029791 | 3.5143e-05 | 0 | 0 | 0 | 0 | 0
F5_Industrial_Industrial - WA_Existing_Process_Natural Gas_Process Boiler - Hot Water Reset_A_Technical Potential | F5 | Industrial | Industrial - WA | Existing | Process | Natural Gas | Process Boiler - Hot Water Reset | A | Incremental Summer Peak Savings (MW) | Technical Potential | 0 | 0 | 0 | 0 | 0 | 0 | 0 | 0 | 0 | 0 | 0 | 0 | 0 | 0 | 0 | 0 | 0 | 0 | 0 | 0 | 0 | 0 | 0 | 0 | 0 | 0 | 0
F6_Industrial_Industrial - WA_Existing_Process_Natural Gas_Process Boiler - Hot Water Reset_A_Technical Potential | F6 | Industrial | Industrial - WA | Existing | Process | Natural Gas | Process Boiler - Hot Water Reset | A | Incremental Winter Peak Savings (MW) | Technical Potential | 0 | 0 | 0 | 0 | 0 | 0 | 0 | 0 | 0 | 0 | 0 | 0 | 0 | 0 | 0 | 0 | 0 | 0 | 0 | 0 | 0 | 0 | 0 | 0 | 0 | 0 | 0
F7_Industrial_Industrial - WA_Existing_Process_Natural Gas_Process Boiler - Hot Water Reset_A_Technical Potential | F7 | Industrial | Industrial - WA | Existing | Process | Natural Gas | Process Boiler - Hot Water Reset | A | Cumulative Energy Savings (MWh or mTherms) | Technical Potential | 0 | 0 | 0.78289 | 1.7275 | 2.8636 | 4.1595 | 5.6121 | 7.2811 | 9.0805 | 10.8871 | 12.5602 | 13.9736 | 15.0484 | 15.7475 | 16.1464 | 16.3351 | 16.4135 | 16.4415 | 16.4501 | 16.4519 | 16.4522 | 16.4521 | 16.4521 | 16.452 | 16.452 | 16.4519 | 16.4519
F8_Industrial_Industrial - WA_Existing_Process_Natural Gas_Process Boiler - Hot Water Reset_A_Technical Potential | F8 | Industrial | Industrial - WA | Existing | Process | Natural Gas | Process Boiler - Hot Water Reset | A | Cumulative Summer Peak Savings (MW) | Technical Potential | 0 | 0 | 0 | 0 | 0 | 0 | 0 | 0 | 0 | 0 | 0 | 0 | 0 | 0 | 0 | 0 | 0 | 0 | 0 | 0 | 0 | 0 | 0 | 0 | 0 | 0 | 0
F9_Industrial_Industrial - WA_Existing_Process_Natural Gas_Process Boiler - Hot Water Reset_A_Technical Potential | F9 | Industrial | Industrial - WA | Existing | Process | Natural Gas | Process Boiler - Hot Water Reset | A | Cumulative Winter Peak Savings (MW) | Technical Potential | 0 | 0 | 0 | 0 | 0 | 0 | 0 | 0 | 0 | 0 | 0 | 0 | 0 | 0 | 0 | 0 | 0 | 0 | 0 | 0 | 0 | 0 | 0 | 0 | 0 | 0 | 0
F10_Industrial_Industrial - WA_Existing_Process_Natural Gas_Process Boiler - Hot Water Reset_A_Technical Potential | F10 | Industrial | Industrial - WA | Existing | Process | Natural Gas | Process Boiler - Hot Water Reset | A | Purchases (Incremental) | Technical Potential | 0 | 0 | 0.09272 | 0.11188 | 0.13455 | 0.1535 | 0.17207 | 0.1977 | 0.21314 | 0.21398 | 0.19818 | 0.16741 | 0.12732 | 0.082808 | 0.047253 | 0.022359 | 0.0092966 | 0.0033223 | 0.0010198 | 0.00021845 | 3.5288e-05 | 4.1627e-06 | 0 | 0 | 0 | 0 | 0
F11_Industrial_Industrial - WA_Existing_Process_Natural Gas_Process Boiler - Hot Water Reset_A_Technical Potential | F11 | Industrial | Industrial - WA | Existing | Process | Natural Gas | Process Boiler - Hot Water Reset | A | Purchases (Cumulative) | Technical Potential | 0 | 0 | 0.09272 | 0.2046 | 0.33915 | 0.49265 | 0.66472 | 0.86242 | 1.0756 | 1.2895 | 1.4877 | 1.6551 | 1.7825 | 1.8653 | 1.9125 | 1.9349 | 1.9442 | 1.9475 | 1.9485 | 1.9487 | 1.9488 | 1.9488 | 1.9488 | 1.9488 | 1.9488 | 1.9488 | 1.9488
F1_Industrial_Industrial - WA_Existing_Process_Natural Gas_Process Boiler - Burner Control Optimization_A_Technical Potential | F1 | Industrial | Industrial - WA | Existing | Process | Natural Gas | Process Boiler - Burner Control Optimization | A | Integrated Unit Energy Savings (kWh or therms) | Technical Potential | 0 | 0 | 2.294 | 2.2921 | 2.29 | 2.2877 | 2.2851 | 2.2823 | 2.2792 | 2.2761 | 2.273 | 2.2702 | 2.2676 | 2.2655 | 2.2637 | 2.2621 | 2.2606 | 2.2599 | 2.2593 | 2.2586 | 2.258 | 2.2573 | 2.2567 | 2.256 | 2.2553 | 2.2546 | 2.2539
F2_Industrial_Industrial - WA_Existing_Process_Natural Gas_Process Boiler - Burner Control Optimization_A_Technical Potential | F2 | Industrial | Industrial - WA | Existing | Process | Natural Gas | Process Boiler - Burner Control Optimization | A | Integrated Unit Summer Peak Savings (kW) | Technical Potential | 0 | 0 | 0 | 0 | 0 | 0 | 0 | 0 | 0 | 0 | 0 | 0 | 0 | 0 | 0 | 0 | 0 | 0 | 0 | 0 | 0 | 0 | 0 | 0 | 0 | 0 | 0
F3_Industrial_Industrial - WA_Existing_Process_Natural Gas_Process Boiler - Burner Control Optimization_A_Technical Potential | F3 | Industrial | Industrial - WA | Existing | Process | Natural Gas | Process Boiler - Burner Control Optimization | A | Integrated Unit Winter Peak Savings (kW) | Technical Potential | 0 | 0 | 0 | 0 | 0 | 0 | 0 | 0 | 0 | 0 | 0 | 0 | 0 | 0 | 0 | 0 | 0 | 0 | 0 | 0 | 0 | 0 | 0 | 0 | 0 | 0 | 0
F4_Industrial_Industrial - WA_Existing_Process_Natural Gas_Process Boiler - Burner Control Optimization_A_Technical Potential | F4 | Industrial | Industrial - WA | Existing | Process | Natural Gas | Process Boiler - Burner Control Optimization | A | Incremental Energy Savings (MWh or mTherms) | Technical Potential | 0 | 0 | 0.043783 | 0.067581 | 0.13271 | 0.22801 | 0.34817 | 0.47844 | 0.59762 | 0.68426 | 0.72321 | 0.70985 | 0.65038 | 0.55874 | 0.45184 | 0.34513 | 0.24975 | 0.17176 | 0.1125 | 0.070339 | 0 | 0 | 0 | 0 | 0 | 0 | 0
F5_Industrial_Industrial - WA_Existing_Process_Natural Gas_Process Boiler - Burner Control Optimization_A_Technical Potential | F5 | Industrial | Industrial - WA | Existing | Process | Natural Gas | Process Boiler - Burner Control Optimization | A | Incremental Summer Peak Savings (MW) | Technical Potential | 0 | 0 | 0 | 0 | 0 | 0 | 0 | 0 | 0 | 0 | 0 | 0 | 0 | 0 | 0 | 0 | 0 | 0 | 0 | 0 | 0 | 0 | 0 | 0 | 0 | 0 | 0
F6_Industrial_Industrial - WA_Existing_Process_Natural Gas_Process Boiler - Burner Control Optimization_A_Technical Potential | F6 | Industrial | Industrial - WA | Existing | Process | Natural Gas | Process Boiler - Burner Control Optimization | A | Incremental Winter Peak Savings (MW) | Technical Potential | 0 | 0 | 0 | 0 | 0 | 0 | 0 | 0 | 0 | 0 | 0 | 0 | 0 | 0 | 0 | 0 | 0 | 0 | 0 | 0 | 0 | 0 | 0 | 0 | 0 | 0 | 0
F7_Industrial_Industrial - WA_Existing_Process_Natural Gas_Process Boiler - Burner Control Optimization_A_Technical Potential | F7 | Industrial | Industrial - WA | Existing | Process | Natural Gas | Process Boiler - Burner Control Optimization | A | Cumulative Energy Savings (MWh or mTherms) | Technical Potential | 0 | 0 | 0.043783 | 0.11133 | 0.24394 | 0.4717 | 0.81934 | 1.2967 | 1.8926 | 2.5743 | 3.294 | 3.9998 | 4.6457 | 5.2 | 5.6477 | 5.9888 | 6.2346 | 6.4045 | 6.5152 | 6.5837 | 6.5819 | 6.5799 | 6.578 | 6.576 | 6.574 | 6.5719 | 6.5698
F8_Industrial_Industrial - WA_Existing_Process_Natural Gas_Process Boiler - Burner Control Optimization_A_Technical Potential | F8 | Industrial | Industrial - WA | Existing | Process | Natural Gas | Process Boiler - Burner Control Optimization | A | Cumulative Summer Peak Savings (MW) | Technical Potential | 0 | 0 | 0 | 0 | 0 | 0 | 0 | 0 | 0 | 0 | 0 | 0 | 0 | 0 | 0 | 0 | 0 | 0 | 0 | 0 | 0 | 0 | 0 | 0 | 0 | 0 | 0
F9_Industrial_Industrial - WA_Existing_Process_Natural Gas_Process Boiler - Burner Control Optimization_A_Technical Potential | F9 | Industrial | Industrial - WA | Existing | Process | Natural Gas | Process Boiler - Burner Control Optimization | A | Cumulative Winter Peak Savings (MW) | Technical Potential | 0 | 0 | 0 | 0 | 0 | 0 | 0 | 0 | 0 | 0 | 0 | 0 | 0 | 0 | 0 | 0 | 0 | 0 | 0 | 0 | 0 | 0 | 0 | 0 | 0 | 0 | 0
F10_Industrial_Industrial - WA_Existing_Process_Natural Gas_Process Boiler - Burner Control Optimization_A_Technical Potential | F10 | Industrial | Industrial - WA | Existing | Process | Natural Gas | Process Boiler - Burner Control Optimization | A | Purchases (Incremental) | Technical Potential | 0 | 0 | 19.0859 | 29.484 | 57.9513 | 99.6662 | 152.3633 | 209.6309 | 262.2029 | 300.6292 | 318.1725 | 312.6868 | 286.8093 | 246.6312 | 199.6062 | 152.5726 | 110.4836 | 76.0051 | 49.7964 | 31.1423 | 0 | 0 | 0 | 0 | 0 | 0 | 0
F11_Industrial_Industrial - WA_Existing_Process_Natural Gas_Process Boiler - Burner Control Optimization_A_Technical Potential | F11 | Industrial | Industrial - WA | Existing | Process | Natural Gas | Process Boiler - Burner Control Optimization | A | Purchases (Cumulative) | Technical Potential | 0 | 0 | 19.0859 | 48.5699 | 106.5212 | 206.1874 | 358.5507 | 568.1815 | 830.3844 | 1131.0136 | 1449.1861 | 1761.8729 | 2048.6821 | 2295.3134 | 2494.9196 | 2647.4921 | 2757.9757 | 2833.9808 | 2883.7772 | 2914.9195 | 2914.9195 | 2914.9195 | 2914.9195 | 2914.9195 | 2914.9195 | 2914.9195 | 2914.9195
F1_Industrial_Industrial - WA_Existing_Process_Natural Gas_Process Boiler - Insulate Hot Water Lines_A_Technical Potential | F1 | Industrial | Industrial - WA | Existing | Process | Natural Gas | Process Boiler - Insulate Hot Water Lines | A | Integrated Unit Energy Savings (kWh or therms) | Technical Potential | 0 | 0 | 35.6973 | 35.6673 | 35.6324 | 35.5924 | 35.5466 | 35.4936 | 35.4356 | 35.3742 | 35.3127 | 35.2544 | 35.2017 | 35.1564 | 35.1176 | 35.0841 | 35.0538 | 35.0381 | 35.0237 | 35.01 | 34.9975 | 34.9849 | 34.972 | 34.9589 | 34.9456 | 34.932 | 34.9182
F2_Industrial_Industrial - WA_Existing_Process_Natural Gas_Process Boiler - Insulate Hot Water Lines_A_Technical Potential | F2 | Industrial | Industrial - WA | Existing | Process | Natural Gas | Process Boiler - Insulate Hot Water Lines | A | Integrated Unit Summer Peak Savings (kW) | Technical Potential | 0 | 0 | 0 | 0 | 0 | 0 | 0 | 0 | 0 | 0 | 0 | 0 | 0 | 0 | 0 | 0 | 0 | 0 | 0 | 0 | 0 | 0 | 0 | 0 | 0 | 0 | 0
F3_Industrial_Industrial - WA_Existing_Process_Natural Gas_Process Boiler - Insulate Hot Water Lines_A_Technical Potential | F3 | Industrial | Industrial - WA | Existing | Process | Natural Gas | Process Boiler - Insulate Hot Water Lines | A | Integrated Unit Winter Peak Savings (kW) | Technical Potential | 0 | 0 | 0 | 0 | 0 | 0 | 0 | 0 | 0 | 0 | 0 | 0 | 0 | 0 | 0 | 0 | 0 | 0 | 0 | 0 | 0 | 0 | 0 | 0 | 0 | 0 | 0
F4_Industrial_Industrial - WA_Existing_Process_Natural Gas_Process Boiler - Insulate Hot Water Lines_A_Technical Potential | F4 | Industrial | Industrial - WA | Existing | Process | Natural Gas | Process Boiler - Insulate Hot Water Lines | A | Incremental Energy Savings (MWh or mTherms) | Technical Potential | 0 | 0 | 0.54768 | 0.53778 | 0.52799 | 0.51831 | 0.50871 | 0.4992 | 0.48979 | 0.48051 | 0.47141 | 0.46251 | 0.45386 | 0 | 0 | 0 | 0 | 0 | 0 | 0 | 0 | 0 | 0 | 0 | 0 | 0 | 0
F5_Industrial_Industrial - WA_Existing_Process_Natural Gas_Process Boiler - Insulate Hot Water Lines_A_Technical Potential | F5 | Industrial | Industrial - WA | Existing | Process | Natural Gas | Process Boiler - Insulate Hot Water Lines | A | Incremental Summer Peak Savings (MW) | Technical Potential | 0 | 0 | 0 | 0 | 0 | 0 | 0 | 0 | 0 | 0 | 0 | 0 | 0 | 0 | 0 | 0 | 0 | 0 | 0 | 0 | 0 | 0 | 0 | 0 | 0 | 0 | 0
F6_Industrial_Industrial - WA_Existing_Process_Natural Gas_Process Boiler - Insulate Hot Water Lines_A_Technical Potential | F6 | Industrial | Industrial - WA | Existing | Process | Natural Gas | Process Boiler - Insulate Hot Water Lines | A | Incremental Winter Peak Savings (MW) | Technical Potential | 0 | 0 | 0 | 0 | 0 | 0 | 0 | 0 | 0 | 0 | 0 | 0 | 0 | 0 | 0 | 0 | 0 | 0 | 0 | 0 | 0 | 0 | 0 | 0 | 0 | 0 | 0
F7_Industrial_Industrial - WA_Existing_Process_Natural Gas_Process Boiler - Insulate Hot Water Lines_A_Technical Potential | F7 | Industrial | Industrial - WA | Existing | Process | Natural Gas | Process Boiler - Insulate Hot Water Lines | A | Cumulative Energy Savings (MWh or mTherms) | Technical Potential | 0 | 0 | 0.54768 | 1.085 | 1.6119 | 2.1284 | 2.6344 | 3.1297 | 3.6143 | 4.0886 | 4.5529 | 5.0079 | 5.4543 | 5.4472 | 5.4412 | 5.436 | 5.4314 | 5.4289 | 5.4267 | 5.4246 | 5.4226 | 5.4207 | 5.4187 | 5.4166 | 5.4146 | 5.4125 | 5.4103
F8_Industrial_Industrial - WA_Existing_Process_Natural Gas_Process Boiler - Insulate Hot Water Lines_A_Technical Potential | F8 | Industrial | Industrial - WA | Existing | Process | Natural Gas | Process Boiler - Insulate Hot Water Lines | A | Cumulative Summer Peak Savings (MW) | Technical Potential | 0 | 0 | 0 | 0 | 0 | 0 | 0 | 0 | 0 | 0 | 0 | 0 | 0 | 0 | 0 | 0 | 0 | 0 | 0 | 0 | 0 | 0 | 0 | 0 | 0 | 0 | 0
F9_Industrial_Industrial - WA_Existing_Process_Natural Gas_Process Boiler - Insulate Hot Water Lines_A_Technical Potential | F9 | Industrial | Industrial - WA | Existing | Process | Natural Gas | Process Boiler - Insulate Hot Water Lines | A | Cumulative Winter Peak Savings (MW) | Technical Potential | 0 | 0 | 0 | 0 | 0 | 0 | 0 | 0 | 0 | 0 | 0 | 0 | 0 | 0 | 0 | 0 | 0 | 0 | 0 | 0 | 0 | 0 | 0 | 0 | 0 | 0 | 0
F10_Industrial_Industrial - WA_Existing_Process_Natural Gas_Process Boiler - Insulate Hot Water Lines_A_Technical Potential | F10 | Industrial | Industrial - WA | Existing | Process | Natural Gas | Process Boiler - Insulate Hot Water Lines | A | Purchases (Incremental) | Technical Potential | 0 | 0 | 15.3422 | 15.0777 | 14.8178 | 14.5623 | 14.3112 | 14.0645 | 13.822 | 13.5837 | 13.3495 | 13.1193 | 12.8931 | 0 | 0 | 0 | 0 | 0 | 0 | 0 | 0 | 0 | 0 | 0 | 0 | 0 | 0
F11_Industrial_Industrial - WA_Existing_Process_Natural Gas_Process Boiler - Insulate Hot Water Lines_A_Technical Potential | F11 | Industrial | Industrial - WA | Existing | Process | Natural Gas | Process Boiler - Insulate Hot Water Lines | A | Purchases (Cumulative) | Technical Potential | 0 | 0 | 15.3422 | 30.42 | 45.2377 | 59.8 | 74.1112 | 88.1757 | 101.9977 | 115.5813 | 128.9308 | 142.0501 | 154.9432 | 154.9432 | 154.9432 | 154.9432 | 154.9432 | 154.9432 | 154.9432 | 154.9432 | 154.9432 | 154.9432 | 154.9432 | 154.9432 | 154.9432 | 154.9432 | 154.9432
F1_Industrial_Industrial - WA_Existing_Process_Natural Gas_Process Boiler - Insulate Steam Lines/Condensate Tank_A_Technical Potential | F1 | Industrial | Industrial - WA | Existing | Process | Natural Gas | Process Boiler - Insulate Steam Lines/Condensate Tank | A | Integrated Unit Energy Savings (kWh or therms) | Technical Potential | 0 | 0 | 53.3435 | 53.3196 | 53.2904 | 53.2562 | 53.217 | 53.171 | 53.1212 | 53.0695 | 53.0196 | 52.9752 | 52.9386 | 52.9115 | 52.8922 | 52.8784 | 52.8676 | 52.8581 | 52.8489 | 52.8399 | 52.8307 | 52.8214 | 52.8119 | 52.8022 | 52.7924 | 52.7824 | 52.7722
F2_Industrial_Industrial - WA_Existing_Process_Natural Gas_Process Boiler - Insulate Steam Lines/Condensate Tank_A_Technical Potential | F2 | Industrial | Industrial - WA | Existing | Process | Natural Gas | Process Boiler - Insulate Steam Lines/Condensate Tank | A | Integrated Unit Summer Peak Savings (kW) | Technical Potential | 0 | 0 | 0 | 0 | 0 | 0 | 0 | 0 | 0 | 0 | 0 | 0 | 0 | 0 | 0 | 0 | 0 | 0 | 0 | 0 | 0 | 0 | 0 | 0 | 0 | 0 | 0
F3_Industrial_Industrial - WA_Existing_Process_Natural Gas_Process Boiler - Insulate Steam Lines/Condensate Tank_A_Technical Potential | F3 | Industrial | Industrial - WA | Existing | Process | Natural Gas | Process Boiler - Insulate Steam Lines/Condensate Tank | A | Integrated Unit Winter Peak Savings (kW) | Technical Potential | 0 | 0 | 0 | 0 | 0 | 0 | 0 | 0 | 0 | 0 | 0 | 0 | 0 | 0 | 0 | 0 | 0 | 0 | 0 | 0 | 0 | 0 | 0 | 0 | 0 | 0 | 0
F4_Industrial_Industrial - WA_Existing_Process_Natural Gas_Process Boiler - Insulate Steam Lines/Condensate Tank_A_Technical Potential | F4 | Industrial | Industrial - WA | Existing | Process | Natural Gas | Process Boiler - Insulate Steam Lines/Condensate Tank | A | Incremental Energy Savings (MWh or mTherms) | Technical Potential | 0 | 0 | 0.81841 | 0.80394 | 0.78964 | 0.77553 | 0.7616 | 0.74782 | 0.73424 | 0.72088 | 0.70778 | 0.695 | 0.68254 | 0.67043 | 0.65863 | 0.64711 | 0.63582 | 0 | 0 | 0 | 0 | 0 | 0 | 0 | 0 | 0 | 0
F5_Industrial_Industrial - WA_Existing_Process_Natural Gas_Process Boiler - Insulate Steam Lines/Condensate Tank_A_Technical Potential | F5 | Industrial | Industrial - WA | Existing | Process | Natural Gas | Process Boiler - Insulate Steam Lines/Condensate Tank | A | Incremental Summer Peak Savings (MW) | Technical Potential | 0 | 0 | 0 | 0 | 0 | 0 | 0 | 0 | 0 | 0 | 0 | 0 | 0 | 0 | 0 | 0 | 0 | 0 | 0 | 0 | 0 | 0 | 0 | 0 | 0 | 0 | 0
F6_Industrial_Industrial - WA_Existing_Process_Natural Gas_Process Boiler - Insulate Steam Lines/Condensate Tank_A_Technical Potential | F6 | Industrial | Industrial - WA | Existing | Process | Natural Gas | Process Boiler - Insulate Steam Lines/Condensate Tank | A | Incremental Winter Peak Savings (MW) | Technical Potential | 0 | 0 | 0 | 0 | 0 | 0 | 0 | 0 | 0 | 0 | 0 | 0 | 0 | 0 | 0 | 0 | 0 | 0 | 0 | 0 | 0 | 0 | 0 | 0 | 0 | 0 | 0
F7_Industrial_Industrial - WA_Existing_Process_Natural Gas_Process Boiler - Insulate Steam Lines/Condensate Tank_A_Technical Potential | F7 | Industrial | Industrial - WA | Existing | Process | Natural Gas | Process Boiler - Insulate Steam Lines/Condensate Tank | A | Cumulative Energy Savings (MWh or mTherms) | Technical Potential | 0 | 0 | 0.81841 | 1.622 | 2.4107 | 3.1847 | 3.944 | 4.6884 | 5.4182 | 6.1338 | 6.8359 | 7.5251 | 8.2025 | 8.8687 | 9.5241 | 10.1687 | 10.8025 | 10.8005 | 10.7987 | 10.7968 | 10.7949 | 10.793 | 10.7911 | 10.7891 | 10.7871 | 10.7851 | 10.783
F8_Industrial_Industrial - WA_Existing_Process_Natural Gas_Process Boiler - Insulate Steam Lines/Condensate Tank_A_Technical Potential | F8 | Industrial | Industrial - WA | Existing | Process | Natural Gas | Process Boiler - Insulate Steam Lines/Condensate Tank | A | Cumulative Summer Peak Savings (MW) | Technical Potential | 0 | 0 | 0 | 0 | 0 | 0 | 0 | 0 | 0 | 0 | 0 | 0 | 0 | 0 | 0 | 0 | 0 | 0 | 0 | 0 | 0 | 0 | 0 | 0 | 0 | 0 | 0
F9_Industrial_Industrial - WA_Existing_Process_Natural Gas_Process Boiler - Insulate Steam Lines/Condensate Tank_A_Technical Potential | F9 | Industrial | Industrial - WA | Existing | Process | Natural Gas | Process Boiler - Insulate Steam Lines/Condensate Tank | A | Cumulative Winter Peak Savings (MW) | Technical Potential | 0 | 0 | 0 | 0 | 0 | 0 | 0 | 0 | 0 | 0 | 0 | 0 | 0 | 0 | 0 | 0 | 0 | 0 | 0 | 0 | 0 | 0 | 0 | 0 | 0 | 0 | 0
F10_Industrial_Industrial - WA_Existing_Process_Natural Gas_Process Boiler - Insulate Steam Lines/Condensate Tank_A_Technical Potential | F10 | Industrial | Industrial - WA | Existing | Process | Natural Gas | Process Boiler - Insulate Steam Lines/Condensate Tank | A | Purchases (Incremental) | Technical Potential | 0 | 0 | 15.3422 | 15.0777 | 14.8178 | 14.5623 | 14.3112 | 14.0645 | 13.822 | 13.5837 | 13.3495 | 13.1193 | 12.8931 | 12.6708 | 12.4523 | 12.2377 | 12.0267 | 0 | 0 | 0 | 0 | 0 | 0 | 0 | 0 | 0 | 0
F11_Industrial_Industrial - WA_Existing_Process_Natural Gas_Process Boiler - Insulate Steam Lines/Condensate Tank_A_Technical Potential | F11 | Industrial | Industrial - WA | Existing | Process | Natural Gas | Process Boiler - Insulate Steam Lines/Condensate Tank | A | Purchases (Cumulative) | Technical Potential | 0 | 0 | 15.3422 | 30.42 | 45.2377 | 59.8 | 74.1112 | 88.1757 | 101.9977 | 115.5813 | 128.9308 | 142.0501 | 154.9432 | 167.614 | 180.0663 | 192.304 | 204.3307 | 204.3307 | 204.3307 | 204.3307 | 204.3307 | 204.3307 | 204.3307 | 204.3307 | 204.3307 | 204.3307 | 204.3307
F1_Industrial_Industrial - WA_Existing_Process_Natural Gas_Process Boiler - Stack Economizer_A_Technical Potential | F1 | Industrial | Industrial - WA | Existing | Process | Natural Gas | Process Boiler - Stack Economizer | A | Integrated Unit Energy Savings (kWh or therms) | Technical Potential | 0 | 0 | 7.5905 | 7.5812 | 7.5711 | 7.5606 | 7.5489 | 7.5356 | 7.5213 | 7.5061 | 7.491 | 7.4764 | 7.4631 | 7.453 | 7.4444 | 7.4368 | 7.4299 | 7.4261 | 7.4226 | 7.4192 | 7.416 | 7.4128 | 7.4096 | 7.4063 | 7.4029 | 7.3995 | 7.3961
F2_Industrial_Industrial - WA_Existing_Process_Natural Gas_Process Boiler - Stack Economizer_A_Technical Potential | F2 | Industrial | Industrial - WA | Existing | Process | Natural Gas | Process Boiler - Stack Economizer | A | Integrated Unit Summer Peak Savings (kW) | Technical Potential | 0 | 0 | 0 | 0 | 0 | 0 | 0 | 0 | 0 | 0 | 0 | 0 | 0 | 0 | 0 | 0 | 0 | 0 | 0 | 0 | 0 | 0 | 0 | 0 | 0 | 0 | 0
F3_Industrial_Industrial - WA_Existing_Process_Natural Gas_Process Boiler - Stack Economizer_A_Technical Potential | F3 | Industrial | Industrial - WA | Existing | Process | Natural Gas | Process Boiler - Stack Economizer | A | Integrated Unit Winter Peak Savings (kW) | Technical Potential | 0 | 0 | 0 | 0 | 0 | 0 | 0 | 0 | 0 | 0 | 0 | 0 | 0 | 0 | 0 | 0 | 0 | 0 | 0 | 0 | 0 | 0 | 0 | 0 | 0 | 0 | 0
F4_Industrial_Industrial - WA_Existing_Process_Natural Gas_Process Boiler - Stack Economizer_A_Technical Potential | F4 | Industrial | Industrial - WA | Existing | Process | Natural Gas | Process Boiler - Stack Economizer | A | Incremental Energy Savings (MWh or mTherms) | Technical Potential | 0 | 0 | 1.4321 | 1.4057 | 1.3796 | 1.354 | 1.3286 | 1.173 | 0.92049 | 0.72224 | 0.56668 | 0.44466 | 0.34897 | 0.274 | 0.21517 | 0.16899 | 0.13274 | 0 | 0 | 0 | 0 | 0 | 0 | 0 | 0 | 0 | 0
F5_Industrial_Industrial - WA_Existing_Process_Natural Gas_Process Boiler - Stack Economizer_A_Technical Potential | F5 | Industrial | Industrial - WA | Existing | Process | Natural Gas | Process Boiler - Stack Economizer | A | Incremental Summer Peak Savings (MW) | Technical Potential | 0 | 0 | 0 | 0 | 0 | 0 | 0 | 0 | 0 | 0 | 0 | 0 | 0 | 0 | 0 | 0 | 0 | 0 | 0 | 0 | 0 | 0 | 0 | 0 | 0 | 0 | 0
F6_Industrial_Industrial - WA_Existing_Process_Natural Gas_Process Boiler - Stack Economizer_A_Technical Potential | F6 | Industrial | Industrial - WA | Existing | Process | Natural Gas | Process Boiler - Stack Economizer | A | Incremental Winter Peak Savings (MW) | Technical Potential | 0 | 0 | 0 | 0 | 0 | 0 | 0 | 0 | 0 | 0 | 0 | 0 | 0 | 0 | 0 | 0 | 0 | 0 | 0 | 0 | 0 | 0 | 0 | 0 | 0 | 0 | 0
F7_Industrial_Industrial - WA_Existing_Process_Natural Gas_Process Boiler - Stack Economizer_A_Technical Potential | F7 | Industrial | Industrial - WA | Existing | Process | Natural Gas | Process Boiler - Stack Economizer | A | Cumulative Energy Savings (MWh or mTherms) | Technical Potential | 0 | 0 | 1.4321 | 2.8361 | 4.212 | 5.5601 | 6.8801 | 8.041 | 8.9461 | 9.6504 | 10.1976 | 10.6224 | 10.9524 | 11.2117 | 11.4138 | 11.5712 | 11.6932 | 11.6872 | 11.6817 | 11.6763 | 11.6714 | 11.6664 | 11.6613 | 11.6561 | 11.6508 | 11.6454 | 11.64
F8_Industrial_Industrial - WA_Existing_Process_Natural Gas_Process Boiler - Stack Economizer_A_Technical Potential | F8 | Industrial | Industrial - WA | Existing | Process | Natural Gas | Process Boiler - Stack Economizer | A | Cumulative Summer Peak Savings (MW) | Technical Potential | 0 | 0 | 0 | 0 | 0 | 0 | 0 | 0 | 0 | 0 | 0 | 0 | 0 | 0 | 0 | 0 | 0 | 0 | 0 | 0 | 0 | 0 | 0 | 0 | 0 | 0 | 0
F9_Industrial_Industrial - WA_Existing_Process_Natural Gas_Process Boiler - Stack Economizer_A_Technical Potential | F9 | Industrial | Industrial - WA | Existing | Process | Natural Gas | Process Boiler - Stack Economizer | A | Cumulative Winter Peak Savings (MW) | Technical Potential | 0 | 0 | 0 | 0 | 0 | 0 | 0 | 0 | 0 | 0 | 0 | 0 | 0 | 0 | 0 | 0 | 0 | 0 | 0 | 0 | 0 | 0 | 0 | 0 | 0 | 0 | 0
F10_Industrial_Industrial - WA_Existing_Process_Natural Gas_Process Boiler - Stack Economizer_A_Technical Potential | F10 | Industrial | Industrial - WA | Existing | Process | Natural Gas | Process Boiler - Stack Economizer | A | Purchases (Incremental) | Technical Potential | 0 | 0 | 188.6743 | 185.4213 | 182.2244 | 179.0826 | 175.995 | 155.6645 | 122.3845 | 96.2196 | 75.6485 | 59.4754 | 46.7599 | 36.763 | 28.9033 | 22.724 | 17.8658 | 0 | 0 | 0 | 0 | 0 | 0 | 0 | 0 | 0 | 0
F11_Industrial_Industrial - WA_Existing_Process_Natural Gas_Process Boiler - Stack Economizer_A_Technical Potential | F11 | Industrial | Industrial - WA | Existing | Process | Natural Gas | Process Boiler - Stack Economizer | A | Purchases (Cumulative) | Technical Potential | 0 | 0 | 188.6743 | 374.0957 | 556.3201 | 735.4027 | 911.3976 | 1067.0622 | 1189.4467 | 1285.6662 | 1361.3147 | 1420.7901 | 1467.55 | 1504.313 | 1533.2163 | 1555.9403 | 1573.806 | 1573.806 | 1573.806 | 1573.806 | 1573.806 | 1573.806 | 1573.806 | 1573.806 | 1573.806 | 1573.806 | 1573.806
F1_Industrial_Industrial - WA_Existing_Process_Natural Gas_Process Boiler - Steam Trap Replacement_A_Technical Potential | F1 | Industrial | Industrial - WA | Existing | Process | Natural Gas | Process Boiler - Steam Trap Replacement | A | Integrated Unit Energy Savings (kWh or therms) | Technical Potential | 0 | 0 | 238288.3345 | 238288.3345 | 238288.3345 | 238288.3345 | 238288.3345 | 238288.3345 | 238288.3345 | 238288.3345 | 238288.3345 | 238288.3345 | 238288.3345 | 238288.3345 | 238288.3345 | 238288.3345 | 238288.3345 | 238288.3345 | 238288.3345 | 238288.3345 | 238288.3345 | 238288.3345 | 238288.3345 | 238288.3345 | 238288.3345 | 238288.3345 | 238288.3345
F2_Industrial_Industrial - WA_Existing_Process_Natural Gas_Process Boiler - Steam Trap Replacement_A_Technical Potential | F2 | Industrial | Industrial - WA | Existing | Process | Natural Gas | Process Boiler - Steam Trap Replacement | A | Integrated Unit Summer Peak Savings (kW) | Technical Potential | 0 | 0 | 0 | 0 | 0 | 0 | 0 | 0 | 0 | 0 | 0 | 0 | 0 | 0 | 0 | 0 | 0 | 0 | 0 | 0 | 0 | 0 | 0 | 0 | 0 | 0 | 0
F3_Industrial_Industrial - WA_Existing_Process_Natural Gas_Process Boiler - Steam Trap Replacement_A_Technical Potential | F3 | Industrial | Industrial - WA | Existing | Process | Natural Gas | Process Boiler - Steam Trap Replacement | A | Integrated Unit Winter Peak Savings (kW) | Technical Potential | 0 | 0 | 0 | 0 | 0 | 0 | 0 | 0 | 0 | 0 | 0 | 0 | 0 | 0 | 0 | 0 | 0 | 0 | 0 | 0 | 0 | 0 | 0 | 0 | 0 | 0 | 0
F4_Industrial_Industrial - WA_Existing_Process_Natural Gas_Process Boiler - Steam Trap Replacement_A_Technical Potential | F4 | Industrial | Industrial - WA | Existing | Process | Natural Gas | Process Boiler - Steam Trap Replacement | A | Incremental Energy Savings (MWh or mTherms) | Technical Potential | 0 | 0 | 0.048781 | 0.04794 | 0.047114 | 0.046301 | 0.045503 | 0.044719 | 0 | 0 | 0 | 0 | 0 | 0 | 0 | 0 | 0 | 0 | 0 | 0 | 0 | 0 | 0 | 0 | 0 | 0 | 0
F5_Industrial_Industrial - WA_Existing_Process_Natural Gas_Process Boiler - Steam Trap Replacement_A_Technical Potential | F5 | Industrial | Industrial - WA | Existing | Process | Natural Gas | Process Boiler - Steam Trap Replacement | A | Incremental Summer Peak Savings (MW) | Technical Potential | 0 | 0 | 0 | 0 | 0 | 0 | 0 | 0 | 0 | 0 | 0 | 0 | 0 | 0 | 0 | 0 | 0 | 0 | 0 | 0 | 0 | 0 | 0 | 0 | 0 | 0 | 0
F6_Industrial_Industrial - WA_Existing_Process_Natural Gas_Process Boiler - Steam Trap Replacement_A_Technical Potential | F6 | Industrial | Industrial - WA | Existing | Process | Natural Gas | Process Boiler - Steam Trap Replacement | A | Incremental Winter Peak Savings (MW) | Technical Potential | 0 | 0 | 0 | 0 | 0 | 0 | 0 | 0 | 0 | 0 | 0 | 0 | 0 | 0 | 0 | 0 | 0 | 0 | 0 | 0 | 0 | 0 | 0 | 0 | 0 | 0 | 0
F7_Industrial_Industrial - WA_Existing_Process_Natural Gas_Process Boiler - Steam Trap Replacement_A_Technical Potential | F7 | Industrial | Industrial - WA | Existing | Process | Natural Gas | Process Boiler - Steam Trap Replacement | A | Cumulative Energy Savings (MWh or mTherms) | Technical Potential | 0 | 0 | 0.048781 | 0.096722 | 0.14384 | 0.19014 | 0.23564 | 0.28036 | 0.28036 | 0.28036 | 0.28036 | 0.28036 | 0.28036 | 0.28036 | 0.28036 | 0.28036 | 0.28036 | 0.28036 | 0.28036 | 0.28036 | 0.28036 | 0.28036 | 0.28036 | 0.28036 | 0.28036 | 0.28036 | 0.28036
F8_Industrial_Industrial - WA_Existing_Process_Natural Gas_Process Boiler - Steam Trap Replacement_A_Technical Potential | F8 | Industrial | Industrial - WA | Existing | Process | Natural Gas | Process Boiler - Steam Trap Replacement | A | Cumulative Summer Peak Savings (MW) | Technical Potential | 0 | 0 | 0 | 0 | 0 | 0 | 0 | 0 | 0 | 0 | 0 | 0 | 0 | 0 | 0 | 0 | 0 | 0 | 0 | 0 | 0 | 0 | 0 | 0 | 0 | 0 | 0
F9_Industrial_Industrial - WA_Existing_Process_Natural Gas_Process Boiler - Steam Trap Replacement_A_Technical Potential | F9 | Industrial | Industrial - WA | Existing | Process | Natural Gas | Process Boiler - Steam Trap Replacement | A | Cumulative Winter Peak Savings (MW) | Technical Potential | 0 | 0 | 0 | 0 | 0 | 0 | 0 | 0 | 0 | 0 | 0 | 0 | 0 | 0 | 0 | 0 | 0 | 0 | 0 | 0 | 0 | 0 | 0 | 0 | 0 | 0 | 0
F10_Industrial_Industrial - WA_Existing_Process_Natural Gas_Process Boiler - Steam Trap Replacement_A_Technical Potential | F10 | Industrial | Industrial - WA | Existing | Process | Natural Gas | Process Boiler - Steam Trap Replacement | A | Purchases (Incremental) | Technical Potential | 0 | 0 | 0.00020472 | 0.00020119 | 0.00019772 | 0.00019431 | 0.00019096 | 0.00018767 | 0 | 0 | 0 | 0 | 0 | 0 | 0 | 0 | 0 | 0 | 0 | 0 | 0 | 0 | 0 | 0 | 0 | 0 | 0
F11_Industrial_Industrial - WA_Existing_Process_Natural Gas_Process Boiler - Steam Trap Replacement_A_Technical Potential | F11 | Industrial | Industrial - WA | Existing | Process | Natural Gas | Process Boiler - Steam Trap Replacement | A | Purchases (Cumulative) | Technical Potential | 0 | 0 | 0.00020472 | 0.0004059 | 0.00060362 | 0.00079793 | 0.00098889 | 0.0011766 | 0.0011766 | 0.0011766 | 0.0011766 | 0.0011766 | 0.0011766 | 0.0011766 | 0.0011766 | 0.0011766 | 0.0011766 | 0.0011766 | 0.0011766 | 0.0011766 | 0.0011766 | 0.0011766 | 0.0011766 | 0.0011766 | 0.0011766 | 0.0011766 | 0.0011766
F1_Industrial_Industrial - WA_Existing_Process_Natural Gas_Process Boiler - Maintenance_A_Technical Potential | F1 | Industrial | Industrial - WA | Existing | Process | Natural Gas | Process Boiler - Maintenance | A | Integrated Unit Energy Savings (kWh or therms) | Technical Potential | 0 | 0 | 4.745 | 4.7398 | 4.734 | 4.7275 | 4.7202 | 4.712 | 4.703 | 4.6936 | 4.6841 | 4.6751 | 4.6668 | 4.6605 | 4.6552 | 4.6505 | 4.6462 | 4.6439 | 4.6417 | 4.6396 | 4.6377 | 4.6358 | 4.6338 | 4.6318 | 4.6297 | 4.6276 | 4.6255
F2_Industrial_Industrial - WA_Existing_Process_Natural Gas_Process Boiler - Maintenance_A_Technical Potential | F2 | Industrial | Industrial - WA | Existing | Process | Natural Gas | Process Boiler - Maintenance | A | Integrated Unit Summer Peak Savings (kW) | Technical Potential | 0 | 0 | 0 | 0 | 0 | 0 | 0 | 0 | 0 | 0 | 0 | 0 | 0 | 0 | 0 | 0 | 0 | 0 | 0 | 0 | 0 | 0 | 0 | 0 | 0 | 0 | 0
F3_Industrial_Industrial - WA_Existing_Process_Natural Gas_Process Boiler - Maintenance_A_Technical Potential | F3 | Industrial | Industrial - WA | Existing | Process | Natural Gas | Process Boiler - Maintenance | A | Integrated Unit Winter Peak Savings (kW) | Technical Potential | 0 | 0 | 0 | 0 | 0 | 0 | 0 | 0 | 0 | 0 | 0 | 0 | 0 | 0 | 0 | 0 | 0 | 0 | 0 | 0 | 0 | 0 | 0 | 0 | 0 | 0 | 0
F4_Industrial_Industrial - WA_Existing_Process_Natural Gas_Process Boiler - Maintenance_A_Technical Potential | F4 | Industrial | Industrial - WA | Existing | Process | Natural Gas | Process Boiler - Maintenance | A | Incremental Energy Savings (MWh or mTherms) | Technical Potential | 0 | 0 | 0.45264 | 0.31146 | 0.21163 | 0 | 0 | 0 | 0 | 0 | 0 | 0 | 0 | 0 | 0 | 0 | 0 | 0 | 0 | 0 | 0 | 0 | 0 | 0 | 0 | 0 | 0
F5_Industrial_Industrial - WA_Existing_Process_Natural Gas_Process Boiler - Maintenance_A_Technical Potential | F5 | Industrial | Industrial - WA | Existing | Process | Natural Gas | Process Boiler - Maintenance | A | Incremental Summer Peak Savings (MW) | Technical Potential | 0 | 0 | 0 | 0 | 0 | 0 | 0 | 0 | 0 | 0 | 0 | 0 | 0 | 0 | 0 | 0 | 0 | 0 | 0 | 0 | 0 | 0 | 0 | 0 | 0 | 0 | 0
F6_Industrial_Industrial - WA_Existing_Process_Natural Gas_Process Boiler - Maintenance_A_Technical Potential | F6 | Industrial | Industrial - WA | Existing | Process | Natural Gas | Process Boiler - Maintenance | A | Incremental Winter Peak Savings (MW) | Technical Potential | 0 | 0 | 0 | 0 | 0 | 0 | 0 | 0 | 0 | 0 | 0 | 0 | 0 | 0 | 0 | 0 | 0 | 0 | 0 | 0 | 0 | 0 | 0 | 0 | 0 | 0 | 0
F7_Industrial_Industrial - WA_Existing_Process_Natural Gas_Process Boiler - Maintenance_A_Technical Potential | F7 | Industrial | Industrial - WA | Existing | Process | Natural Gas | Process Boiler - Maintenance | A | Cumulative Energy Savings (MWh or mTherms) | Technical Potential | 0 | 0 | 0.45264 | 0.76361 | 0.97431 | 0.97297 | 0.97147 | 0.96977 | 0.96792 | 0.96599 | 0.96404 | 0.96218 | 0.96047 | 0.95918 | 0.95808 | 0.95711 | 0.95624 | 0.95575 | 0.95531 | 0.95488 | 0.95449 | 0.95409 | 0.95368 | 0.95326 | 0.95284 | 0.95241 | 0.95198
F8_Industrial_Industrial - WA_Existing_Process_Natural Gas_Process Boiler - Maintenance_A_Technical Potential | F8 | Industrial | Industrial - WA | Existing | Process | Natural Gas | Process Boiler - Maintenance | A | Cumulative Summer Peak Savings (MW) | Technical Potential | 0 | 0 | 0 | 0 | 0 | 0 | 0 | 0 | 0 | 0 | 0 | 0 | 0 | 0 | 0 | 0 | 0 | 0 | 0 | 0 | 0 | 0 | 0 | 0 | 0 | 0 | 0
F9_Industrial_Industrial - WA_Existing_Process_Natural Gas_Process Boiler - Maintenance_A_Technical Potential | F9 | Industrial | Industrial - WA | Existing | Process | Natural Gas | Process Boiler - Maintenance | A | Cumulative Winter Peak Savings (MW) | Technical Potential | 0 | 0 | 0 | 0 | 0 | 0 | 0 | 0 | 0 | 0 | 0 | 0 | 0 | 0 | 0 | 0 | 0 | 0 | 0 | 0 | 0 | 0 | 0 | 0 | 0 | 0 | 0
F10_Industrial_Industrial - WA_Existing_Process_Natural Gas_Process Boiler - Maintenance_A_Technical Potential | F10 | Industrial | Industrial - WA | Existing | Process | Natural Gas | Process Boiler - Maintenance | A | Purchases (Incremental) | Technical Potential | 0 | 0 | 95.3938 | 65.7106 | 44.705 | 0 | 0 | 0 | 0 | 0 | 0 | 0 | 0 | 0 | 0 | 0 | 0 | 0 | 0 | 0 | 0 | 0 | 0 | 0 | 0 | 0 | 0
F11_Industrial_Industrial - WA_Existing_Process_Natural Gas_Process Boiler - Maintenance_A_Technical Potential | F11 | Industrial | Industrial - WA | Existing | Process | Natural Gas | Process Boiler - Maintenance | A | Purchases (Cumulative) | Technical Potential | 0 | 0 | 95.3938 | 161.1044 | 205.8094 | 205.8094 | 205.8094 | 205.8094 | 205.8094 | 205.8094 | 205.8094 | 205.8094 | 205.8094 | 205.8094 | 205.8094 | 205.8094 | 205.8094 | 205.8094 | 205.8094 | 205.8094 | 205.8094 | 205.8094 | 205.8094 | 205.8094 | 205.8094 | 205.8094 | 205.8094
F1_Industrial_Industrial - WA_Existing_Process_Natural Gas_Process - Heat Recovery_A_Technical Potential | F1 | Industrial | Industrial - WA | Existing | Process | Natural Gas | Process - Heat Recovery | A | Integrated Unit Energy Savings (kWh or therms) | Technical Potential | 0 | 0 | 0.70822 | 0.7069 | 0.70551 | 0.70407 | 0.7025 | 0.70083 | 0.69913 | 0.69742 | 0.69575 | 0.69418 | 0.69274 | 0.69163 | 0.69067 | 0.68983 | 0.68906 | 0.68863 | 0.68822 | 0.68782 | 0.68744 | 0.68706 | 0.68667 | 0.68628 | 0.68587 | 0.68547 | 0.68505
F2_Industrial_Industrial - WA_Existing_Process_Natural Gas_Process - Heat Recovery_A_Technical Potential | F2 | Industrial | Industrial - WA | Existing | Process | Natural Gas | Process - Heat Recovery | A | Integrated Unit Summer Peak Savings (kW) | Technical Potential | 0 | 0 | 0 | 0 | 0 | 0 | 0 | 0 | 0 | 0 | 0 | 0 | 0 | 0 | 0 | 0 | 0 | 0 | 0 | 0 | 0 | 0 | 0 | 0 | 0 | 0 | 0
F3_Industrial_Industrial - WA_Existing_Process_Natural Gas_Process - Heat Recovery_A_Technical Potential | F3 | Industrial | Industrial - WA | Existing | Process | Natural Gas | Process - Heat Recovery | A | Integrated Unit Winter Peak Savings (kW) | Technical Potential | 0 | 0 | 0 | 0 | 0 | 0 | 0 | 0 | 0 | 0 | 0 | 0 | 0 | 0 | 0 | 0 | 0 | 0 | 0 | 0 | 0 | 0 | 0 | 0 | 0 | 0 | 0
F4_Industrial_Industrial - WA_Existing_Process_Natural Gas_Process - Heat Recovery_A_Technical Potential | F4 | Industrial | Industrial - WA | Existing | Process | Natural Gas | Process - Heat Recovery | A | Incremental Energy Savings (MWh or mTherms) | Technical Potential | 0 | 0 | 15.4621 | 15.1673 | 14.8764 | 14.59 | 14.3066 | 14.0265 | 13.7512 | 13.4811 | 13.2169 | 12.9596 | 12.7098 | 12.4708 | 12.2387 | 12.013 | 11.7927 | 11.5821 | 11.3756 | 11.173 | 10.9744 | 10.7792 | 0 | 0 | 0 | 0 | 0
F5_Industrial_Industrial - WA_Existing_Process_Natural Gas_Process - Heat Recovery_A_Technical Potential | F5 | Industrial | Industrial - WA | Existing | Process | Natural Gas | Process - Heat Recovery | A | Incremental Summer Peak Savings (MW) | Technical Potential | 0 | 0 | 0 | 0 | 0 | 0 | 0 | 0 | 0 | 0 | 0 | 0 | 0 | 0 | 0 | 0 | 0 | 0 | 0 | 0 | 0 | 0 | 0 | 0 | 0 | 0 | 0
F6_Industrial_Industrial - WA_Existing_Process_Natural Gas_Process - Heat Recovery_A_Technical Potential | F6 | Industrial | Industrial - WA | Existing | Process | Natural Gas | Process - Heat Recovery | A | Incremental Winter Peak Savings (MW) | Technical Potential | 0 | 0 | 0 | 0 | 0 | 0 | 0 | 0 | 0 | 0 | 0 | 0 | 0 | 0 | 0 | 0 | 0 | 0 | 0 | 0 | 0 | 0 | 0 | 0 | 0 | 0 | 0
F7_Industrial_Industrial - WA_Existing_Process_Natural Gas_Process - Heat Recovery_A_Technical Potential | F7 | Industrial | Industrial - WA | Existing | Process | Natural Gas | Process - Heat Recovery | A | Cumulative Energy Savings (MWh or mTherms) | Technical Potential | 0 | 0 | 15.4621 | 30.6007 | 45.4166 | 59.9139 | 74.0875 | 87.9378 | 101.4756 | 114.7082 | 127.6504 | 140.3213 | 152.7408 | 164.9676 | 176.9774 | 188.7742 | 200.3565 | 211.8126 | 223.0619 | 234.1058 | 244.9523 | 255.5954 | 255.4508 | 255.3038 | 255.1542 | 255.0021 | 254.8474
F8_Industrial_Industrial - WA_Existing_Process_Natural Gas_Process - Heat Recovery_A_Technical Potential | F8 | Industrial | Industrial - WA | Existing | Process | Natural Gas | Process - Heat Recovery | A | Cumulative Summer Peak Savings (MW) | Technical Potential | 0 | 0 | 0 | 0 | 0 | 0 | 0 | 0 | 0 | 0 | 0 | 0 | 0 | 0 | 0 | 0 | 0 | 0 | 0 | 0 | 0 | 0 | 0 | 0 | 0 | 0 | 0
F9_Industrial_Industrial - WA_Existing_Process_Natural Gas_Process - Heat Recovery_A_Technical Potential | F9 | Industrial | Industrial - WA | Existing | Process | Natural Gas | Process - Heat Recovery | A | Cumulative Winter Peak Savings (MW) | Technical Potential | 0 | 0 | 0 | 0 | 0 | 0 | 0 | 0 | 0 | 0 | 0 | 0 | 0 | 0 | 0 | 0 | 0 | 0 | 0 | 0 | 0 | 0 | 0 | 0 | 0 | 0 | 0
F10_Industrial_Industrial - WA_Existing_Process_Natural Gas_Process - Heat Recovery_A_Technical Potential | F10 | Industrial | Industrial - WA | Existing | Process | Natural Gas | Process - Heat Recovery | A | Purchases (Incremental) | Technical Potential | 0 | 0 | 21832.3963 | 21455.9757 | 21086.0451 | 20722.4926 | 20365.2082 | 20014.084 | 19669.0135 | 19329.8926 | 18996.6186 | 18669.0907 | 18347.2098 | 18030.8786 | 17720.0014 | 17414.4841 | 17114.2344 | 16819.1614 | 16529.1759 | 16244.1901 | 15964.1178 | 15688.8744 | 0 | 0 | 0 | 0 | 0
F11_Industrial_Industrial - WA_Existing_Process_Natural Gas_Process - Heat Recovery_A_Technical Potential | F11 | Industrial | Industrial - WA | Existing | Process | Natural Gas | Process - Heat Recovery | A | Purchases (Cumulative) | Technical Potential | 0 | 0 | 21832.3963 | 43288.3721 | 64374.4172 | 85096.9097 | 105462.118 | 125476.2019 | 145145.2155 | 164475.1081 | 183471.7267 | 202140.8174 | 220488.0273 | 238518.9059 | 256238.9073 | 273653.3915 | 290767.6259 | 307586.7873 | 324115.9632 | 340360.1532 | 356324.2711 | 372013.1455 | 372013.1455 | 372013.1455 | 372013.1455 | 372013.1455 | 372013.1455
F1_Industrial_Industrial - WA_Existing_Space Heating_Natural Gas_Strategic Energy Management_A_Technical Potential | F1 | Industrial | Industrial - WA | Existing | Space Heating | Natural Gas | Strategic Energy Management | A | Integrated Unit Energy Savings (kWh or therms) | Technical Potential | 0 | 0 | 0.033161 | 0.032604 | 0.032017 | 0.03141 | 0.030775 | 0.03017 | 0.029541 | 0.028888 | 0.028213 | 0.02752 | 0.026822 | 0.026129 | 0.025443 | 0.024773 | 0.024128 | 0.023582 | 0.023064 | 0.022574 | 0.022107 | 0.021656 | 0.02125 | 0.020846 | 0.020444 | 0.020047 | 0.019653
F2_Industrial_Industrial - WA_Existing_Space Heating_Natural Gas_Strategic Energy Management_A_Technical Potential | F2 | Industrial | Industrial - WA | Existing | Space Heating | Natural Gas | Strategic Energy Management | A | Integrated Unit Summer Peak Savings (kW) | Technical Potential | 0 | 0 | 0 | 0 | 0 | 0 | 0 | 0 | 0 | 0 | 0 | 0 | 0 | 0 | 0 | 0 | 0 | 0 | 0 | 0 | 0 | 0 | 0 | 0 | 0 | 0 | 0
F3_Industrial_Industrial - WA_Existing_Space Heating_Natural Gas_Strategic Energy Management_A_Technical Potential | F3 | Industrial | Industrial - WA | Existing | Space Heating | Natural Gas | Strategic Energy Management | A | Integrated Unit Winter Peak Savings (kW) | Technical Potential | 0 | 0 | 0 | 0 | 0 | 0 | 0 | 0 | 0 | 0 | 0 | 0 | 0 | 0 | 0 | 0 | 0 | 0 | 0 | 0 | 0 | 0 | 0 | 0 | 0 | 0 | 0
F4_Industrial_Industrial - WA_Existing_Space Heating_Natural Gas_Strategic Energy Management_A_Technical Potential | F4 | Industrial | Industrial - WA | Existing | Space Heating | Natural Gas | Strategic Energy Management | A | Incremental Energy Savings (MWh or mTherms) | Technical Potential | 0 | 0 | 0 | 0 | 0 | 0 | 0 | 0 | 0 | 0 | 0 | 0 | 0 | 0 | 0 | 0 | 0 | 0 | 0 | 0 | 0 | 0 | 0 | 0 | 0 | 0 | 0
F5_Industrial_Industrial - WA_Existing_Space Heating_Natural Gas_Strategic Energy Management_A_Technical Potential | F5 | Industrial | Industrial - WA | Existing | Space Heating | Natural Gas | Strategic Energy Management | A | Incremental Summer Peak Savings (MW) | Technical Potential | 0 | 0 | 0 | 0 | 0 | 0 | 0 | 0 | 0 | 0 | 0 | 0 | 0 | 0 | 0 | 0 | 0 | 0 | 0 | 0 | 0 | 0 | 0 | 0 | 0 | 0 | 0
F6_Industrial_Industrial - WA_Existing_Space Heating_Natural Gas_Strategic Energy Management_A_Technical Potential | F6 | Industrial | Industrial - WA | Existing | Space Heating | Natural Gas | Strategic Energy Management | A | Incremental Winter Peak Savings (MW) | Technical Potential | 0 | 0 | 0 | 0 | 0 | 0 | 0 | 0 | 0 | 0 | 0 | 0 | 0 | 0 | 0 | 0 | 0 | 0 | 0 | 0 | 0 | 0 | 0 | 0 | 0 | 0 | 0
F7_Industrial_Industrial - WA_Existing_Space Heating_Natural Gas_Strategic Energy Management_A_Technical Potential | F7 | Industrial | Industrial - WA | Existing | Space Heating | Natural Gas | Strategic Energy Management | A | Cumulative Energy Savings (MWh or mTherms) | Technical Potential | 0 | 0 | 0 | 0 | 0 | 0 | 0 | 0 | 0 | 0 | 0 | 0 | 0 | 0 | 0 | 0 | 0 | 0 | 0 | 0 | 0 | 0 | 0 | 0 | 0 | 0 | 0
F8_Industrial_Industrial - WA_Existing_Space Heating_Natural Gas_Strategic Energy Management_A_Technical Potential | F8 | Industrial | Industrial - WA | Existing | Space Heating | Natural Gas | Strategic Energy Management | A | Cumulative Summer Peak Savings (MW) | Technical Potential | 0 | 0 | 0 | 0 | 0 | 0 | 0 | 0 | 0 | 0 | 0 | 0 | 0 | 0 | 0 | 0 | 0 | 0 | 0 | 0 | 0 | 0 | 0 | 0 | 0 | 0 | 0
F9_Industrial_Industrial - WA_Existing_Space Heating_Natural Gas_Strategic Energy Management_A_Technical Potential | F9 | Industrial | Industrial - WA | Existing | Space Heating | Natural Gas | Strategic Energy Management | A | Cumulative Winter Peak Savings (MW) | Technical Potential | 0 | 0 | 0 | 0 | 0 | 0 | 0 | 0 | 0 | 0 | 0 | 0 | 0 | 0 | 0 | 0 | 0 | 0 | 0 | 0 | 0 | 0 | 0 | 0 | 0 | 0 | 0
F10_Industrial_Industrial - WA_Existing_Space Heating_Natural Gas_Strategic Energy Management_A_Technical Potential | F10 | Industrial | Industrial - WA | Existing | Space Heating | Natural Gas | Strategic Energy Management | A | Purchases (Incremental) | Technical Potential | 0 | 0 | 0 | 0 | 0 | 0 | 0 | 0 | 0 | 0 | 0 | 0 | 0 | 0 | 0 | 0 | 0 | 0 | 0 | 0 | 0 | 0 | 0 | 0 | 0 | 0 | 0
F11_Industrial_Industrial - WA_Existing_Space Heating_Natural Gas_Strategic Energy Management_A_Technical Potential | F11 | Industrial | Industrial - WA | Existing | Space Heating | Natural Gas | Strategic Energy Management | A | Purchases (Cumulative) | Technical Potential | 0 | 0 | 0 | 0 | 0 | 0 | 0 | 0 | 0 | 0 | 0 | 0 | 0 | 0 | 0 | 0 | 0 | 0 | 0 | 0 | 0 | 0 | 0 | 0 | 0 | 0 | 0
F1_Industrial_Industrial - WA_Existing_Process_Natural Gas_Strategic Energy Management_A_Technical Potential | F1 | Industrial | Industrial - WA | Existing | Process | Natural Gas | Strategic Energy Management | A | Integrated Unit Energy Savings (kWh or therms) | Technical Potential | 0 | 0 | 0.11458 | 0.11357 | 0.11254 | 0.1115 | 0.11042 | 0.10932 | 0.1082 | 0.10707 | 0.10594 | 0.1048 | 0.10368 | 0.10259 | 0.10152 | 0.10044 | 0.099362 | 0.098317 | 0.097259 | 0.096186 | 0.0951 | 0.093996 | 0.093629 | 0.093256 | 0.092876 | 0.092491 | 0.092099
F2_Industrial_Industrial - WA_Existing_Process_Natural Gas_Strategic Energy Management_A_Technical Potential | F2 | Industrial | Industrial - WA | Existing | Process | Natural Gas | Strategic Energy Management | A | Integrated Unit Summer Peak Savings (kW) | Technical Potential | 0 | 0 | 0 | 0 | 0 | 0 | 0 | 0 | 0 | 0 | 0 | 0 | 0 | 0 | 0 | 0 | 0 | 0 | 0 | 0 | 0 | 0 | 0 | 0 | 0 | 0 | 0
F3_Industrial_Industrial - WA_Existing_Process_Natural Gas_Strategic Energy Management_A_Technical Potential | F3 | Industrial | Industrial - WA | Existing | Process | Natural Gas | Strategic Energy Management | A | Integrated Unit Winter Peak Savings (kW) | Technical Potential | 0 | 0 | 0 | 0 | 0 | 0 | 0 | 0 | 0 | 0 | 0 | 0 | 0 | 0 | 0 | 0 | 0 | 0 | 0 | 0 | 0 | 0 | 0 | 0 | 0 | 0 | 0
F4_Industrial_Industrial - WA_Existing_Process_Natural Gas_Strategic Energy Management_A_Technical Potential | F4 | Industrial | Industrial - WA | Existing | Process | Natural Gas | Strategic Energy Management | A | Incremental Energy Savings (MWh or mTherms) | Technical Potential | 0 | 0 | 0 | 0 | 0 | 0 | 0 | 0 | 0 | 0 | 0 | 0 | 0 | 0 | 0 | 0 | 0 | 0 | 0 | 0 | 0 | 0 | 0 | 0 | 0 | 0 | 0
F5_Industrial_Industrial - WA_Existing_Process_Natural Gas_Strategic Energy Management_A_Technical Potential | F5 | Industrial | Industrial - WA | Existing | Process | Natural Gas | Strategic Energy Management | A | Incremental Summer Peak Savings (MW) | Technical Potential | 0 | 0 | 0 | 0 | 0 | 0 | 0 | 0 | 0 | 0 | 0 | 0 | 0 | 0 | 0 | 0 | 0 | 0 | 0 | 0 | 0 | 0 | 0 | 0 | 0 | 0 | 0
F6_Industrial_Industrial - WA_Existing_Process_Natural Gas_Strategic Energy Management_A_Technical Potential | F6 | Industrial | Industrial - WA | Existing | Process | Natural Gas | Strategic Energy Management | A | Incremental Winter Peak Savings (MW) | Technical Potential | 0 | 0 | 0 | 0 | 0 | 0 | 0 | 0 | 0 | 0 | 0 | 0 | 0 | 0 | 0 | 0 | 0 | 0 | 0 | 0 | 0 | 0 | 0 | 0 | 0 | 0 | 0
F7_Industrial_Industrial - WA_Existing_Process_Natural Gas_Strategic Energy Management_A_Technical Potential | F7 | Industrial | Industrial - WA | Existing | Process | Natural Gas | Strategic Energy Management | A | Cumulative Energy Savings (MWh or mTherms) | Technical Potential | 0 | 0 | 0 | 0 | 0 | 0 | 0 | 0 | 0 | 0 | 0 | 0 | 0 | 0 | 0 | 0 | 0 | 0 | 0 | 0 | 0 | 0 | 0 | 0 | 0 | 0 | 0
F8_Industrial_Industrial - WA_Existing_Process_Natural Gas_Strategic Energy Management_A_Technical Potential | F8 | Industrial | Industrial - WA | Existing | Process | Natural Gas | Strategic Energy Management | A | Cumulative Summer Peak Savings (MW) | Technical Potential | 0 | 0 | 0 | 0 | 0 | 0 | 0 | 0 | 0 | 0 | 0 | 0 | 0 | 0 | 0 | 0 | 0 | 0 | 0 | 0 | 0 | 0 | 0 | 0 | 0 | 0 | 0
F9_Industrial_Industrial - WA_Existing_Process_Natural Gas_Strategic Energy Management_A_Technical Potential | F9 | Industrial | Industrial - WA | Existing | Process | Natural Gas | Strategic Energy Management | A | Cumulative Winter Peak Savings (MW) | Technical Potential | 0 | 0 | 0 | 0 | 0 | 0 | 0 | 0 | 0 | 0 | 0 | 0 | 0 | 0 | 0 | 0 | 0 | 0 | 0 | 0 | 0 | 0 | 0 | 0 | 0 | 0 | 0
F10_Industrial_Industrial - WA_Existing_Process_Natural Gas_Strategic Energy Management_A_Technical Potential | F10 | Industrial | Industrial - WA | Existing | Process | Natural Gas | Strategic Energy Management | A | Purchases (Incremental) | Technical Potential | 0 | 0 | 0 | 0 | 0 | 0 | 0 | 0 | 0 | 0 | 0 | 0 | 0 | 0 | 0 | 0 | 0 | 0 | 0 | 0 | 0 | 0 | 0 | 0 | 0 | 0 | 0
F11_Industrial_Industrial - WA_Existing_Process_Natural Gas_Strategic Energy Management_A_Technical Potential | F11 | Industrial | Industrial - WA | Existing | Process | Natural Gas | Strategic Energy Management | A | Purchases (Cumulative) | Technical Potential | 0 | 0 | 0 | 0 | 0 | 0 | 0 | 0 | 0 | 0 | 0 | 0 | 0 | 0 | 0 | 0 | 0 | 0 | 0 | 0 | 0 | 0 | 0 | 0 | 0 | 0 | 0
F1_Industrial_Industrial - WA_Existing_Miscellaneous_Natural Gas_Strategic Energy Management_A_Technical Potential | F1 | Industrial | Industrial - WA | Existing | Miscellaneous | Natural Gas | Strategic Energy Management | A | Integrated Unit Energy Savings (kWh or therms) | Technical Potential | 0 | 0 | 0.025233 | 0.025233 | 0.025233 | 0.025233 | 0.025233 | 0.025233 | 0.025233 | 0.025233 | 0.025233 | 0.025233 | 0.025233 | 0.025233 | 0.025233 | 0.025233 | 0.025233 | 0.025233 | 0.025233 | 0.025233 | 0.025233 | 0.025233 | 0.025233 | 0.025233 | 0.025233 | 0.025233 | 0.025233
F2_Industrial_Industrial - WA_Existing_Miscellaneous_Natural Gas_Strategic Energy Management_A_Technical Potential | F2 | Industrial | Industrial - WA | Existing | Miscellaneous | Natural Gas | Strategic Energy Management | A | Integrated Unit Summer Peak Savings (kW) | Technical Potential | 0 | 0 | 0 | 0 | 0 | 0 | 0 | 0 | 0 | 0 | 0 | 0 | 0 | 0 | 0 | 0 | 0 | 0 | 0 | 0 | 0 | 0 | 0 | 0 | 0 | 0 | 0
F3_Industrial_Industrial - WA_Existing_Miscellaneous_Natural Gas_Strategic Energy Management_A_Technical Potential | F3 | Industrial | Industrial - WA | Existing | Miscellaneous | Natural Gas | Strategic Energy Management | A | Integrated Unit Winter Peak Savings (kW) | Technical Potential | 0 | 0 | 0 | 0 | 0 | 0 | 0 | 0 | 0 | 0 | 0 | 0 | 0 | 0 | 0 | 0 | 0 | 0 | 0 | 0 | 0 | 0 | 0 | 0 | 0 | 0 | 0
F4_Industrial_Industrial - WA_Existing_Miscellaneous_Natural Gas_Strategic Energy Management_A_Technical Potential | F4 | Industrial | Industrial - WA | Existing | Miscellaneous | Natural Gas | Strategic Energy Management | A | Incremental Energy Savings (MWh or mTherms) | Technical Potential | 0 | 0 | 0 | 0 | 0 | 0 | 0 | 0 | 0 | 0 | 0 | 0 | 0 | 0 | 0 | 0 | 0 | 0 | 0 | 0 | 0 | 0 | 0 | 0 | 0 | 0 | 0
F5_Industrial_Industrial - WA_Existing_Miscellaneous_Natural Gas_Strategic Energy Management_A_Technical Potential | F5 | Industrial | Industrial - WA | Existing | Miscellaneous | Natural Gas | Strategic Energy Management | A | Incremental Summer Peak Savings (MW) | Technical Potential | 0 | 0 | 0 | 0 | 0 | 0 | 0 | 0 | 0 | 0 | 0 | 0 | 0 | 0 | 0 | 0 | 0 | 0 | 0 | 0 | 0 | 0 | 0 | 0 | 0 | 0 | 0
F6_Industrial_Industrial - WA_Existing_Miscellaneous_Natural Gas_Strategic Energy Management_A_Technical Potential | F6 | Industrial | Industrial - WA | Existing | Miscellaneous | Natural Gas | Strategic Energy Management | A | Incremental Winter Peak Savings (MW) | Technical Potential | 0 | 0 | 0 | 0 | 0 | 0 | 0 | 0 | 0 | 0 | 0 | 0 | 0 | 0 | 0 | 0 | 0 | 0 | 0 | 0 | 0 | 0 | 0 | 0 | 0 | 0 | 0
F7_Industrial_Industrial - WA_Existing_Miscellaneous_Natural Gas_Strategic Energy Management_A_Technical Potential | F7 | Industrial | Industrial - WA | Existing | Miscellaneous | Natural Gas | Strategic Energy Management | A | Cumulative Energy Savings (MWh or mTherms) | Technical Potential | 0 | 0 | 0 | 0 | 0 | 0 | 0 | 0 | 0 | 0 | 0 | 0 | 0 | 0 | 0 | 0 | 0 | 0 | 0 | 0 | 0 | 0 | 0 | 0 | 0 | 0 | 0
F8_Industrial_Industrial - WA_Existing_Miscellaneous_Natural Gas_Strategic Energy Management_A_Technical Potential | F8 | Industrial | Industrial - WA | Existing | Miscellaneous | Natural Gas | Strategic Energy Management | A | Cumulative Summer Peak Savings (MW) | Technical Potential | 0 | 0 | 0 | 0 | 0 | 0 | 0 | 0 | 0 | 0 | 0 | 0 | 0 | 0 | 0 | 0 | 0 | 0 | 0 | 0 | 0 | 0 | 0 | 0 | 0 | 0 | 0
F9_Industrial_Industrial - WA_Existing_Miscellaneous_Natural Gas_Strategic Energy Management_A_Technical Potential | F9 | Industrial | Industrial - WA | Existing | Miscellaneous | Natural Gas | Strategic Energy Management | A | Cumulative Winter Peak Savings (MW) | Technical Potential | 0 | 0 | 0 | 0 | 0 | 0 | 0 | 0 | 0 | 0 | 0 | 0 | 0 | 0 | 0 | 0 | 0 | 0 | 0 | 0 | 0 | 0 | 0 | 0 | 0 | 0 | 0
F10_Industrial_Industrial - WA_Existing_Miscellaneous_Natural Gas_Strategic Energy Management_A_Technical Potential | F10 | Industrial | Industrial - WA | Existing | Miscellaneous | Natural Gas | Strategic Energy Management | A | Purchases (Incremental) | Technical Potential | 0 | 0 | 0 | 0 | 0 | 0 | 0 | 0 | 0 | 0 | 0 | 0 | 0 | 0 | 0 | 0 | 0 | 0 | 0 | 0 | 0 | 0 | 0 | 0 | 0 | 0 | 0
F11_Industrial_Industrial - WA_Existing_Miscellaneous_Natural Gas_Strategic Energy Management_A_Technical Potential | F11 | Industrial | Industrial - WA | Existing | Miscellaneous | Natural Gas | Strategic Energy Management | A | Purchases (Cumulative) | Technical Potential | 0 | 0 | 0 | 0 | 0 | 0 | 0 | 0 | 0 | 0 | 0 | 0 | 0 | 0 | 0 | 0 | 0 | 0 | 0 | 0 | 0 | 0 | 0 | 0 | 0 | 0 | 0
F1_Industrial_Industrial - WA_Existing_Space Heating_Natural Gas_Retrocommissioning_A_Technical Potential | F1 | Industrial | Industrial - WA | Existing | Space Heating | Natural Gas | Retrocommissioning | A | Integrated Unit Energy Savings (kWh or therms) | Technical Potential | 0 | 0 | 0.040718 | 0.040035 | 0.039314 | 0.038569 | 0.037789 | 0.037046 | 0.036274 | 0.035472 | 0.034642 | 0.033792 | 0.032935 | 0.032084 | 0.031241 | 0.030419 | 0.029627 | 0.028957 | 0.02832 | 0.027719 | 0.027145 | 0.026592 | 0.026093 | 0.025597 | 0.025103 | 0.024616 | 0.024131
F2_Industrial_Industrial - WA_Existing_Space Heating_Natural Gas_Retrocommissioning_A_Technical Potential | F2 | Industrial | Industrial - WA | Existing | Space Heating | Natural Gas | Retrocommissioning | A | Integrated Unit Summer Peak Savings (kW) | Technical Potential | 0 | 0 | 0 | 0 | 0 | 0 | 0 | 0 | 0 | 0 | 0 | 0 | 0 | 0 | 0 | 0 | 0 | 0 | 0 | 0 | 0 | 0 | 0 | 0 | 0 | 0 | 0
F3_Industrial_Industrial - WA_Existing_Space Heating_Natural Gas_Retrocommissioning_A_Technical Potential | F3 | Industrial | Industrial - WA | Existing | Space Heating | Natural Gas | Retrocommissioning | A | Integrated Unit Winter Peak Savings (kW) | Technical Potential | 0 | 0 | 0 | 0 | 0 | 0 | 0 | 0 | 0 | 0 | 0 | 0 | 0 | 0 | 0 | 0 | 0 | 0 | 0 | 0 | 0 | 0 | 0 | 0 | 0 | 0 | 0
F4_Industrial_Industrial - WA_Existing_Space Heating_Natural Gas_Retrocommissioning_A_Technical Potential | F4 | Industrial | Industrial - WA | Existing | Space Heating | Natural Gas | Retrocommissioning | A | Incremental Energy Savings (MWh or mTherms) | Technical Potential | 0 | 0 | 0.084947 | 0.10078 | 0.11902 | 0.052744 | 0.051172 | 0.052635 | 0.048675 | 0.033453 | 0.00037224 | 0 | 0 | 0 | 0 | 0 | 0 | 0 | 0 | 0 | 0 | 0 | 0 | 0 | 0 | 0 | 0
F5_Industrial_Industrial - WA_Existing_Space Heating_Natural Gas_Retrocommissioning_A_Technical Potential | F5 | Industrial | Industrial - WA | Existing | Space Heating | Natural Gas | Retrocommissioning | A | Incremental Summer Peak Savings (MW) | Technical Potential | 0 | 0 | 0 | 0 | 0 | 0 | 0 | 0 | 0 | 0 | 0 | 0 | 0 | 0 | 0 | 0 | 0 | 0 | 0 | 0 | 0 | 0 | 0 | 0 | 0 | 0 | 0
F6_Industrial_Industrial - WA_Existing_Space Heating_Natural Gas_Retrocommissioning_A_Technical Potential | F6 | Industrial | Industrial - WA | Existing | Space Heating | Natural Gas | Retrocommissioning | A | Incremental Winter Peak Savings (MW) | Technical Potential | 0 | 0 | 0 | 0 | 0 | 0 | 0 | 0 | 0 | 0 | 0 | 0 | 0 | 0 | 0 | 0 | 0 | 0 | 0 | 0 | 0 | 0 | 0 | 0 | 0 | 0 | 0
F7_Industrial_Industrial - WA_Existing_Space Heating_Natural Gas_Retrocommissioning_A_Technical Potential | F7 | Industrial | Industrial - WA | Existing | Space Heating | Natural Gas | Retrocommissioning | A | Cumulative Energy Savings (MWh or mTherms) | Technical Potential | 0 | 0 | 0.084947 | 0.1843 | 0.30001 | 0.34706 | 0.39122 | 0.43616 | 0.47574 | 0.49868 | 0.48739 | 0.47543 | 0.46337 | 0.45139 | 0.43954 | 0.42798 | 0.41682 | 0.4074 | 0.39845 | 0.38999 | 0.38191 | 0.37412 | 0.36711 | 0.36013 | 0.35318 | 0.34632 | 0.33951
F8_Industrial_Industrial - WA_Existing_Space Heating_Natural Gas_Retrocommissioning_A_Technical Potential | F8 | Industrial | Industrial - WA | Existing | Space Heating | Natural Gas | Retrocommissioning | A | Cumulative Summer Peak Savings (MW) | Technical Potential | 0 | 0 | 0 | 0 | 0 | 0 | 0 | 0 | 0 | 0 | 0 | 0 | 0 | 0 | 0 | 0 | 0 | 0 | 0 | 0 | 0 | 0 | 0 | 0 | 0 | 0 | 0
F9_Industrial_Industrial - WA_Existing_Space Heating_Natural Gas_Retrocommissioning_A_Technical Potential | F9 | Industrial | Industrial - WA | Existing | Space Heating | Natural Gas | Retrocommissioning | A | Cumulative Winter Peak Savings (MW) | Technical Potential | 0 | 0 | 0 | 0 | 0 | 0 | 0 | 0 | 0 | 0 | 0 | 0 | 0 | 0 | 0 | 0 | 0 | 0 | 0 | 0 | 0 | 0 | 0 | 0 | 0 | 0 | 0
F10_Industrial_Industrial - WA_Existing_Space Heating_Natural Gas_Retrocommissioning_A_Technical Potential | F10 | Industrial | Industrial - WA | Existing | Space Heating | Natural Gas | Retrocommissioning | A | Purchases (Incremental) | Technical Potential | 0 | 0 | 2086.2068 | 2517.3649 | 3027.4056 | 1367.542 | 1354.1516 | 1420.8235 | 1341.8935 | 943.1038 | 10.7452 | 0 | 0 | 0 | 0 | 0 | 0 | 0 | 0 | 0 | 0 | 0 | 0 | 0 | 0 | 0 | 0
F11_Industrial_Industrial - WA_Existing_Space Heating_Natural Gas_Retrocommissioning_A_Technical Potential | F11 | Industrial | Industrial - WA | Existing | Space Heating | Natural Gas | Retrocommissioning | A | Purchases (Cumulative) | Technical Potential | 0 | 0 | 2086.2068 | 4603.5717 | 7630.9772 | 8998.5192 | 10352.6708 | 11773.4943 | 13115.3878 | 14058.4916 | 14069.2367 | 14069.2367 | 14069.2367 | 14069.2367 | 14069.2367 | 14069.2367 | 14069.2367 | 14069.2367 | 14069.2367 | 14069.2367 | 14069.2367 | 14069.2367 | 14069.2367 | 14069.2367 | 14069.2367 | 14069.2367 | 14069.2367
F1_Industrial_Industrial - WA_Existing_Process_Natural Gas_Retrocommissioning_A_Technical Potential | F1 | Industrial | Industrial - WA | Existing | Process | Natural Gas | Retrocommissioning | A | Integrated Unit Energy Savings (kWh or therms) | Technical Potential | 0 | 0 | 0 | 0 | 0 | 0 | 0 | 0 | 0 | 0 | 0 | 0 | 0 | 0 | 0 | 0 | 0 | 0 | 0 | 0 | 0 | 0 | 0 | 0 | 0 | 0 | 0
F2_Industrial_Industrial - WA_Existing_Process_Natural Gas_Retrocommissioning_A_Technical Potential | F2 | Industrial | Industrial - WA | Existing | Process | Natural Gas | Retrocommissioning | A | Integrated Unit Summer Peak Savings (kW) | Technical Potential | 0 | 0 | 0 | 0 | 0 | 0 | 0 | 0 | 0 | 0 | 0 | 0 | 0 | 0 | 0 | 0 | 0 | 0 | 0 | 0 | 0 | 0 | 0 | 0 | 0 | 0 | 0
F3_Industrial_Industrial - WA_Existing_Process_Natural Gas_Retrocommissioning_A_Technical Potential | F3 | Industrial | Industrial - WA | Existing | Process | Natural Gas | Retrocommissioning | A | Integrated Unit Winter Peak Savings (kW) | Technical Potential | 0 | 0 | 0 | 0 | 0 | 0 | 0 | 0 | 0 | 0 | 0 | 0 | 0 | 0 | 0 | 0 | 0 | 0 | 0 | 0 | 0 | 0 | 0 | 0 | 0 | 0 | 0
F4_Industrial_Industrial - WA_Existing_Process_Natural Gas_Retrocommissioning_A_Technical Potential | F4 | Industrial | Industrial - WA | Existing | Process | Natural Gas | Retrocommissioning | A | Incremental Energy Savings (MWh or mTherms) | Technical Potential | 0 | 0 | 0 | 0 | 0 | 0 | 0 | 0 | 0 | 0 | 0 | 0 | 0 | 0 | 0 | 0 | 0 | 0 | 0 | 0 | 0 | 0 | 0 | 0 | 0 | 0 | 0
F5_Industrial_Industrial - WA_Existing_Process_Natural Gas_Retrocommissioning_A_Technical Potential | F5 | Industrial | Industrial - WA | Existing | Process | Natural Gas | Retrocommissioning | A | Incremental Summer Peak Savings (MW) | Technical Potential | 0 | 0 | 0 | 0 | 0 | 0 | 0 | 0 | 0 | 0 | 0 | 0 | 0 | 0 | 0 | 0 | 0 | 0 | 0 | 0 | 0 | 0 | 0 | 0 | 0 | 0 | 0
F6_Industrial_Industrial - WA_Existing_Process_Natural Gas_Retrocommissioning_A_Technical Potential | F6 | Industrial | Industrial - WA | Existing | Process | Natural Gas | Retrocommissioning | A | Incremental Winter Peak Savings (MW) | Technical Potential | 0 | 0 | 0 | 0 | 0 | 0 | 0 | 0 | 0 | 0 | 0 | 0 | 0 | 0 | 0 | 0 | 0 | 0 | 0 | 0 | 0 | 0 | 0 | 0 | 0 | 0 | 0
F7_Industrial_Industrial - WA_Existing_Process_Natural Gas_Retrocommissioning_A_Technical Potential | F7 | Industrial | Industrial - WA | Existing | Process | Natural Gas | Retrocommissioning | A | Cumulative Energy Savings (MWh or mTherms) | Technical Potential | 0 | 0 | 0 | 0 | 0 | 0 | 0 | 0 | 0 | 0 | 0 | 0 | 0 | 0 | 0 | 0 | 0 | 0 | 0 | 0 | 0 | 0 | 0 | 0 | 0 | 0 | 0
F8_Industrial_Industrial - WA_Existing_Process_Natural Gas_Retrocommissioning_A_Technical Potential | F8 | Industrial | Industrial - WA | Existing | Process | Natural Gas | Retrocommissioning | A | Cumulative Summer Peak Savings (MW) | Technical Potential | 0 | 0 | 0 | 0 | 0 | 0 | 0 | 0 | 0 | 0 | 0 | 0 | 0 | 0 | 0 | 0 | 0 | 0 | 0 | 0 | 0 | 0 | 0 | 0 | 0 | 0 | 0
F9_Industrial_Industrial - WA_Existing_Process_Natural Gas_Retrocommissioning_A_Technical Potential | F9 | Industrial | Industrial - WA | Existing | Process | Natural Gas | Retrocommissioning | A | Cumulative Winter Peak Savings (MW) | Technical Potential | 0 | 0 | 0 | 0 | 0 | 0 | 0 | 0 | 0 | 0 | 0 | 0 | 0 | 0 | 0 | 0 | 0 | 0 | 0 | 0 | 0 | 0 | 0 | 0 | 0 | 0 | 0
F10_Industrial_Industrial - WA_Existing_Process_Natural Gas_Retrocommissioning_A_Technical Potential | F10 | Industrial | Industrial - WA | Existing | Process | Natural Gas | Retrocommissioning | A | Purchases (Incremental) | Technical Potential | 0 | 0 | 8344.827 | 10069.4596 | 12109.6223 | 5470.168 | 5416.6064 | 5683.2939 | 5367.5739 | 3772.4152 | 42.9807 | 0 | 0 | 0 | 0 | 0 | 0 | 0 | 0 | 0 | 0 | 0 | 0 | 0 | 0 | 0 | 0
F11_Industrial_Industrial - WA_Existing_Process_Natural Gas_Retrocommissioning_A_Technical Potential | F11 | Industrial | Industrial - WA | Existing | Process | Natural Gas | Retrocommissioning | A | Purchases (Cumulative) | Technical Potential | 0 | 0 | 8344.827 | 18414.2866 | 30523.9089 | 35994.0769 | 41410.6833 | 47093.9771 | 52461.5511 | 56233.9663 | 56276.9469 | 56276.9469 | 56276.9469 | 56276.9469 | 56276.9469 | 56276.9469 | 56276.9469 | 56276.9469 | 56276.9469 | 56276.9469 | 56276.9469 | 56276.9469 | 56276.9469 | 56276.9469 | 56276.9469 | 56276.9469 | 56276.9469
F1_Industrial_Industrial - WA_New_Space Heating_Natural Gas_Insulation - Ceiling_A_Technical Potential | F1 | Industrial | Industrial - WA | New | Space Heating | Natural Gas | Insulation - Ceiling | A | Integrated Unit Energy Savings (kWh or therms) | Technical Potential | 0 | 0 | 0.064911 | 0.06256 | 0.060856 | 0.059778 | 0.059093 | 0.058577 | 0.05817 | 0.057834 | 0.057545 | 0.057298 | 0.057084 | 0.056898 | 0.056733 | 0.056579 | 0.056431 | 0.056362 | 0.056293 | 0.056184 | 0.056035 | 0.05586 | 0.055577 | 0.055164 | 0.05469 | 0.054228 | 0.053741
F2_Industrial_Industrial - WA_New_Space Heating_Natural Gas_Insulation - Ceiling_A_Technical Potential | F2 | Industrial | Industrial - WA | New | Space Heating | Natural Gas | Insulation - Ceiling | A | Integrated Unit Summer Peak Savings (kW) | Technical Potential | 0 | 0 | 0 | 0 | 0 | 0 | 0 | 0 | 0 | 0 | 0 | 0 | 0 | 0 | 0 | 0 | 0 | 0 | 0 | 0 | 0 | 0 | 0 | 0 | 0 | 0 | 0
F3_Industrial_Industrial - WA_New_Space Heating_Natural Gas_Insulation - Ceiling_A_Technical Potential | F3 | Industrial | Industrial - WA | New | Space Heating | Natural Gas | Insulation - Ceiling | A | Integrated Unit Winter Peak Savings (kW) | Technical Potential | 0 | 0 | 0 | 0 | 0 | 0 | 0 | 0 | 0 | 0 | 0 | 0 | 0 | 0 | 0 | 0 | 0 | 0 | 0 | 0 | 0 | 0 | 0 | 0 | 0 | 0 | 0
F4_Industrial_Industrial - WA_New_Space Heating_Natural Gas_Insulation - Ceiling_A_Technical Potential | F4 | Industrial | Industrial - WA | New | Space Heating | Natural Gas | Insulation - Ceiling | A | Incremental Energy Savings (MWh or mTherms) | Technical Potential | 0 | 0 | 0 | 0 | 0 | 0 | 0 | 0 | 0 | 0 | 0 | 0 | 0 | 0 | 0 | 0 | 0 | 0 | 0 | 0 | 0 | 0 | 0 | 0 | 0 | 0 | 0
F5_Industrial_Industrial - WA_New_Space Heating_Natural Gas_Insulation - Ceiling_A_Technical Potential | F5 | Industrial | Industrial - WA | New | Space Heating | Natural Gas | Insulation - Ceiling | A | Incremental Summer Peak Savings (MW) | Technical Potential | 0 | 0 | 0 | 0 | 0 | 0 | 0 | 0 | 0 | 0 | 0 | 0 | 0 | 0 | 0 | 0 | 0 | 0 | 0 | 0 | 0 | 0 | 0 | 0 | 0 | 0 | 0
F6_Industrial_Industrial - WA_New_Space Heating_Natural Gas_Insulation - Ceiling_A_Technical Potential | F6 | Industrial | Industrial - WA | New | Space Heating | Natural Gas | Insulation - Ceiling | A | Incremental Winter Peak Savings (MW) | Technical Potential | 0 | 0 | 0 | 0 | 0 | 0 | 0 | 0 | 0 | 0 | 0 | 0 | 0 | 0 | 0 | 0 | 0 | 0 | 0 | 0 | 0 | 0 | 0 | 0 | 0 | 0 | 0
F7_Industrial_Industrial - WA_New_Space Heating_Natural Gas_Insulation - Ceiling_A_Technical Potential | F7 | Industrial | Industrial - WA | New | Space Heating | Natural Gas | Insulation - Ceiling | A | Cumulative Energy Savings (MWh or mTherms) | Technical Potential | 0 | 0 | 0 | 0 | 0 | 0 | 0 | 0 | 0 | 0 | 0 | 0 | 0 | 0 | 0 | 0 | 0 | 0 | 0 | 0 | 0 | 0 | 0 | 0 | 0 | 0 | 0
F8_Industrial_Industrial - WA_New_Space Heating_Natural Gas_Insulation - Ceiling_A_Technical Potential | F8 | Industrial | Industrial - WA | New | Space Heating | Natural Gas | Insulation - Ceiling | A | Cumulative Summer Peak Savings (MW) | Technical Potential | 0 | 0 | 0 | 0 | 0 | 0 | 0 | 0 | 0 | 0 | 0 | 0 | 0 | 0 | 0 | 0 | 0 | 0 | 0 | 0 | 0 | 0 | 0 | 0 | 0 | 0 | 0
F9_Industrial_Industrial - WA_New_Space Heating_Natural Gas_Insulation - Ceiling_A_Technical Potential | F9 | Industrial | Industrial - WA | New | Space Heating | Natural Gas | Insulation - Ceiling | A | Cumulative Winter Peak Savings (MW) | Technical Potential | 0 | 0 | 0 | 0 | 0 | 0 | 0 | 0 | 0 | 0 | 0 | 0 | 0 | 0 | 0 | 0 | 0 | 0 | 0 | 0 | 0 | 0 | 0 | 0 | 0 | 0 | 0
F10_Industrial_Industrial - WA_New_Space Heating_Natural Gas_Insulation - Ceiling_A_Technical Potential | F10 | Industrial | Industrial - WA | New | Space Heating | Natural Gas | Insulation - Ceiling | A | Purchases (Incremental) | Technical Potential | 0 | 0 | 0 | 0 | 0 | 0 | 0 | 0 | 0 | 0 | 0 | 0 | 0 | 0 | 0 | 0 | 0 | 0 | 0 | 0 | 0 | 0 | 0 | 0 | 0 | 0 | 0
F11_Industrial_Industrial - WA_New_Space Heating_Natural Gas_Insulation - Ceiling_A_Technical Potential | F11 | Industrial | Industrial - WA | New | Space Heating | Natural Gas | Insulation - Ceiling | A | Purchases (Cumulative) | Technical Potential | 0 | 0 | 0 | 0 | 0 | 0 | 0 | 0 | 0 | 0 | 0 | 0 | 0 | 0 | 0 | 0 | 0 | 0 | 0 | 0 | 0 | 0 | 0 | 0 | 0 | 0 | 0
F1_Industrial_Industrial - WA_New_Space Heating_Natural Gas_Insulation - Wall Cavity_A_Technical Potential | F1 | Industrial | Industrial - WA | New | Space Heating | Natural Gas | Insulation - Wall Cavity | A | Integrated Unit Energy Savings (kWh or therms) | Technical Potential | 0 | 0 | 0.093967 | 0.090564 | 0.088097 | 0.086536 | 0.085545 | 0.084798 | 0.084208 | 0.083722 | 0.083304 | 0.082946 | 0.082637 | 0.082368 | 0.082128 | 0.081906 | 0.081692 | 0.081591 | 0.081492 | 0.081334 | 0.081118 | 0.080864 | 0.080454 | 0.079857 | 0.079171 | 0.078502 | 0.077797
F2_Industrial_Industrial - WA_New_Space Heating_Natural Gas_Insulation - Wall Cavity_A_Technical Potential | F2 | Industrial | Industrial - WA | New | Space Heating | Natural Gas | Insulation - Wall Cavity | A | Integrated Unit Summer Peak Savings (kW) | Technical Potential | 0 | 0 | 0 | 0 | 0 | 0 | 0 | 0 | 0 | 0 | 0 | 0 | 0 | 0 | 0 | 0 | 0 | 0 | 0 | 0 | 0 | 0 | 0 | 0 | 0 | 0 | 0
F3_Industrial_Industrial - WA_New_Space Heating_Natural Gas_Insulation - Wall Cavity_A_Technical Potential | F3 | Industrial | Industrial - WA | New | Space Heating | Natural Gas | Insulation - Wall Cavity | A | Integrated Unit Winter Peak Savings (kW) | Technical Potential | 0 | 0 | 0 | 0 | 0 | 0 | 0 | 0 | 0 | 0 | 0 | 0 | 0 | 0 | 0 | 0 | 0 | 0 | 0 | 0 | 0 | 0 | 0 | 0 | 0 | 0 | 0
F4_Industrial_Industrial - WA_New_Space Heating_Natural Gas_Insulation - Wall Cavity_A_Technical Potential | F4 | Industrial | Industrial - WA | New | Space Heating | Natural Gas | Insulation - Wall Cavity | A | Incremental Energy Savings (MWh or mTherms) | Technical Potential | 0 | 0 | 0 | 0 | 0 | 0 | 0 | 0 | 0 | 0 | 0 | 0 | 0 | 0 | 0 | 0 | 0 | 0 | 0 | 0 | 0 | 0 | 0 | 0 | 0 | 0 | 0
F5_Industrial_Industrial - WA_New_Space Heating_Natural Gas_Insulation - Wall Cavity_A_Technical Potential | F5 | Industrial | Industrial - WA | New | Space Heating | Natural Gas | Insulation - Wall Cavity | A | Incremental Summer Peak Savings (MW) | Technical Potential | 0 | 0 | 0 | 0 | 0 | 0 | 0 | 0 | 0 | 0 | 0 | 0 | 0 | 0 | 0 | 0 | 0 | 0 | 0 | 0 | 0 | 0 | 0 | 0 | 0 | 0 | 0
F6_Industrial_Industrial - WA_New_Space Heating_Natural Gas_Insulation - Wall Cavity_A_Technical Potential | F6 | Industrial | Industrial - WA | New | Space Heating | Natural Gas | Insulation - Wall Cavity | A | Incremental Winter Peak Savings (MW) | Technical Potential | 0 | 0 | 0 | 0 | 0 | 0 | 0 | 0 | 0 | 0 | 0 | 0 | 0 | 0 | 0 | 0 | 0 | 0 | 0 | 0 | 0 | 0 | 0 | 0 | 0 | 0 | 0
F7_Industrial_Industrial - WA_New_Space Heating_Natural Gas_Insulation - Wall Cavity_A_Technical Potential | F7 | Industrial | Industrial - WA | New | Space Heating | Natural Gas | Insulation - Wall Cavity | A | Cumulative Energy Savings (MWh or mTherms) | Technical Potential | 0 | 0 | 0 | 0 | 0 | 0 | 0 | 0 | 0 | 0 | 0 | 0 | 0 | 0 | 0 | 0 | 0 | 0 | 0 | 0 | 0 | 0 | 0 | 0 | 0 | 0 | 0
F8_Industrial_Industrial - WA_New_Space Heating_Natural Gas_Insulation - Wall Cavity_A_Technical Potential | F8 | Industrial | Industrial - WA | New | Space Heating | Natural Gas | Insulation - Wall Cavity | A | Cumulative Summer Peak Savings (MW) | Technical Potential | 0 | 0 | 0 | 0 | 0 | 0 | 0 | 0 | 0 | 0 | 0 | 0 | 0 | 0 | 0 | 0 | 0 | 0 | 0 | 0 | 0 | 0 | 0 | 0 | 0 | 0 | 0
F9_Industrial_Industrial - WA_New_Space Heating_Natural Gas_Insulation - Wall Cavity_A_Technical Potential | F9 | Industrial | Industrial - WA | New | Space Heating | Natural Gas | Insulation - Wall Cavity | A | Cumulative Winter Peak Savings (MW) | Technical Potential | 0 | 0 | 0 | 0 | 0 | 0 | 0 | 0 | 0 | 0 | 0 | 0 | 0 | 0 | 0 | 0 | 0 | 0 | 0 | 0 | 0 | 0 | 0 | 0 | 0 | 0 | 0
F10_Industrial_Industrial - WA_New_Space Heating_Natural Gas_Insulation - Wall Cavity_A_Technical Potential | F10 | Industrial | Industrial - WA | New | Space Heating | Natural Gas | Insulation - Wall Cavity | A | Purchases (Incremental) | Technical Potential | 0 | 0 | 0 | 0 | 0 | 0 | 0 | 0 | 0 | 0 | 0 | 0 | 0 | 0 | 0 | 0 | 0 | 0 | 0 | 0 | 0 | 0 | 0 | 0 | 0 | 0 | 0
F11_Industrial_Industrial - WA_New_Space Heating_Natural Gas_Insulation - Wall Cavity_A_Technical Potential | F11 | Industrial | Industrial - WA | New | Space Heating | Natural Gas | Insulation - Wall Cavity | A | Purchases (Cumulative) | Technical Potential | 0 | 0 | 0 | 0 | 0 | 0 | 0 | 0 | 0 | 0 | 0 | 0 | 0 | 0 | 0 | 0 | 0 | 0 | 0 | 0 | 0 | 0 | 0 | 0 | 0 | 0 | 0
F1_Industrial_Industrial - WA_New_Space Heating_Natural Gas_Insulation - Ducting_A_Technical Potential | F1 | Industrial | Industrial - WA | New | Space Heating | Natural Gas | Insulation - Ducting | A | Integrated Unit Energy Savings (kWh or therms) | Technical Potential | 0 | 0 | 0.041819 | 0.039481 | 0.037997 | 0.037078 | 0.036508 | 0.036067 | 0.035715 | 0.035423 | 0.035173 | 0.034958 | 0.034773 | 0.034612 | 0.034468 | 0.034337 | 0.034214 | 0.034143 | 0.034076 | 0.033952 | 0.033781 | 0.033606 | 0.033373 | 0.033071 | 0.032738 | 0.03242 | 0.032091
F2_Industrial_Industrial - WA_New_Space Heating_Natural Gas_Insulation - Ducting_A_Technical Potential | F2 | Industrial | Industrial - WA | New | Space Heating | Natural Gas | Insulation - Ducting | A | Integrated Unit Summer Peak Savings (kW) | Technical Potential | 0 | 0 | 0 | 0 | 0 | 0 | 0 | 0 | 0 | 0 | 0 | 0 | 0 | 0 | 0 | 0 | 0 | 0 | 0 | 0 | 0 | 0 | 0 | 0 | 0 | 0 | 0
F3_Industrial_Industrial - WA_New_Space Heating_Natural Gas_Insulation - Ducting_A_Technical Potential | F3 | Industrial | Industrial - WA | New | Space Heating | Natural Gas | Insulation - Ducting | A | Integrated Unit Winter Peak Savings (kW) | Technical Potential | 0 | 0 | 0 | 0 | 0 | 0 | 0 | 0 | 0 | 0 | 0 | 0 | 0 | 0 | 0 | 0 | 0 | 0 | 0 | 0 | 0 | 0 | 0 | 0 | 0 | 0 | 0
F4_Industrial_Industrial - WA_New_Space Heating_Natural Gas_Insulation - Ducting_A_Technical Potential | F4 | Industrial | Industrial - WA | New | Space Heating | Natural Gas | Insulation - Ducting | A | Incremental Energy Savings (MWh or mTherms) | Technical Potential | 0 | 0 | 0 | 0 | 0 | 0 | 0 | 0 | 0 | 0 | 0 | 0 | 0 | 0 | 0 | 0 | 0 | 0 | 0 | 0 | 0 | 0 | 0 | 0 | 0 | 0 | 0
F5_Industrial_Industrial - WA_New_Space Heating_Natural Gas_Insulation - Ducting_A_Technical Potential | F5 | Industrial | Industrial - WA | New | Space Heating | Natural Gas | Insulation - Ducting | A | Incremental Summer Peak Savings (MW) | Technical Potential | 0 | 0 | 0 | 0 | 0 | 0 | 0 | 0 | 0 | 0 | 0 | 0 | 0 | 0 | 0 | 0 | 0 | 0 | 0 | 0 | 0 | 0 | 0 | 0 | 0 | 0 | 0
F6_Industrial_Industrial - WA_New_Space Heating_Natural Gas_Insulation - Ducting_A_Technical Potential | F6 | Industrial | Industrial - WA | New | Space Heating | Natural Gas | Insulation - Ducting | A | Incremental Winter Peak Savings (MW) | Technical Potential | 0 | 0 | 0 | 0 | 0 | 0 | 0 | 0 | 0 | 0 | 0 | 0 | 0 | 0 | 0 | 0 | 0 | 0 | 0 | 0 | 0 | 0 | 0 | 0 | 0 | 0 | 0
F7_Industrial_Industrial - WA_New_Space Heating_Natural Gas_Insulation - Ducting_A_Technical Potential | F7 | Industrial | Industrial - WA | New | Space Heating | Natural Gas | Insulation - Ducting | A | Cumulative Energy Savings (MWh or mTherms) | Technical Potential | 0 | 0 | 0 | 0 | 0 | 0 | 0 | 0 | 0 | 0 | 0 | 0 | 0 | 0 | 0 | 0 | 0 | 0 | 0 | 0 | 0 | 0 | 0 | 0 | 0 | 0 | 0
F8_Industrial_Industrial - WA_New_Space Heating_Natural Gas_Insulation - Ducting_A_Technical Potential | F8 | Industrial | Industrial - WA | New | Space Heating | Natural Gas | Insulation - Ducting | A | Cumulative Summer Peak Savings (MW) | Technical Potential | 0 | 0 | 0 | 0 | 0 | 0 | 0 | 0 | 0 | 0 | 0 | 0 | 0 | 0 | 0 | 0 | 0 | 0 | 0 | 0 | 0 | 0 | 0 | 0 | 0 | 0 | 0
F9_Industrial_Industrial - WA_New_Space Heating_Natural Gas_Insulation - Ducting_A_Technical Potential | F9 | Industrial | Industrial - WA | New | Space Heating | Natural Gas | Insulation - Ducting | A | Cumulative Winter Peak Savings (MW) | Technical Potential | 0 | 0 | 0 | 0 | 0 | 0 | 0 | 0 | 0 | 0 | 0 | 0 | 0 | 0 | 0 | 0 | 0 | 0 | 0 | 0 | 0 | 0 | 0 | 0 | 0 | 0 | 0
F10_Industrial_Industrial - WA_New_Space Heating_Natural Gas_Insulation - Ducting_A_Technical Potential | F10 | Industrial | Industrial - WA | New | Space Heating | Natural Gas | Insulation - Ducting | A | Purchases (Incremental) | Technical Potential | 0 | 0 | 0 | 0 | 0 | 0 | 0 | 0 | 0 | 0 | 0 | 0 | 0 | 0 | 0 | 0 | 0 | 0 | 0 | 0 | 0 | 0 | 0 | 0 | 0 | 0 | 0
F11_Industrial_Industrial - WA_New_Space Heating_Natural Gas_Insulation - Ducting_A_Technical Potential | F11 | Industrial | Industrial - WA | New | Space Heating | Natural Gas | Insulation - Ducting | A | Purchases (Cumulative) | Technical Potential | 0 | 0 | 0 | 0 | 0 | 0 | 0 | 0 | 0 | 0 | 0 | 0 | 0 | 0 | 0 | 0 | 0 | 0 | 0 | 0 | 0 | 0 | 0 | 0 | 0 | 0 | 0
F1_Industrial_Industrial - WA_New_Space Heating_Natural Gas_Ducting - Repair and Sealing_A_Technical Potential | F1 | Industrial | Industrial - WA | New | Space Heating | Natural Gas | Ducting - Repair and Sealing | A | Integrated Unit Energy Savings (kWh or therms) | Technical Potential | 0 | 0 | 0.1662 | 0.15699 | 0.15116 | 0.14757 | 0.14537 | 0.14367 | 0.1423 | 0.14116 | 0.14018 | 0.13933 | 0.13859 | 0.13795 | 0.13737 | 0.13684 | 0.13634 | 0.13605 | 0.13576 | 0.13525 | 0.13456 | 0.13385 | 0.13291 | 0.1317 | 0.13037 | 0.12909 | 0.12777
F2_Industrial_Industrial - WA_New_Space Heating_Natural Gas_Ducting - Repair and Sealing_A_Technical Potential | F2 | Industrial | Industrial - WA | New | Space Heating | Natural Gas | Ducting - Repair and Sealing | A | Integrated Unit Summer Peak Savings (kW) | Technical Potential | 0 | 0 | 0 | 0 | 0 | 0 | 0 | 0 | 0 | 0 | 0 | 0 | 0 | 0 | 0 | 0 | 0 | 0 | 0 | 0 | 0 | 0 | 0 | 0 | 0 | 0 | 0
F3_Industrial_Industrial - WA_New_Space Heating_Natural Gas_Ducting - Repair and Sealing_A_Technical Potential | F3 | Industrial | Industrial - WA | New | Space Heating | Natural Gas | Ducting - Repair and Sealing | A | Integrated Unit Winter Peak Savings (kW) | Technical Potential | 0 | 0 | 0 | 0 | 0 | 0 | 0 | 0 | 0 | 0 | 0 | 0 | 0 | 0 | 0 | 0 | 0 | 0 | 0 | 0 | 0 | 0 | 0 | 0 | 0 | 0 | 0
F4_Industrial_Industrial - WA_New_Space Heating_Natural Gas_Ducting - Repair and Sealing_A_Technical Potential | F4 | Industrial | Industrial - WA | New | Space Heating | Natural Gas | Ducting - Repair and Sealing | A | Incremental Energy Savings (MWh or mTherms) | Technical Potential | 0 | 0 | 0 | 0 | 0 | 0 | 0 | 0 | 0 | 0 | 0 | 0 | 0 | 0 | 0 | 0 | 0 | 0 | 0 | 0 | 0 | 0 | 0 | 0 | 0 | 0 | 0
F5_Industrial_Industrial - WA_New_Space Heating_Natural Gas_Ducting - Repair and Sealing_A_Technical Potential | F5 | Industrial | Industrial - WA | New | Space Heating | Natural Gas | Ducting - Repair and Sealing | A | Incremental Summer Peak Savings (MW) | Technical Potential | 0 | 0 | 0 | 0 | 0 | 0 | 0 | 0 | 0 | 0 | 0 | 0 | 0 | 0 | 0 | 0 | 0 | 0 | 0 | 0 | 0 | 0 | 0 | 0 | 0 | 0 | 0
F6_Industrial_Industrial - WA_New_Space Heating_Natural Gas_Ducting - Repair and Sealing_A_Technical Potential | F6 | Industrial | Industrial - WA | New | Space Heating | Natural Gas | Ducting - Repair and Sealing | A | Incremental Winter Peak Savings (MW) | Technical Potential | 0 | 0 | 0 | 0 | 0 | 0 | 0 | 0 | 0 | 0 | 0 | 0 | 0 | 0 | 0 | 0 | 0 | 0 | 0 | 0 | 0 | 0 | 0 | 0 | 0 | 0 | 0
F7_Industrial_Industrial - WA_New_Space Heating_Natural Gas_Ducting - Repair and Sealing_A_Technical Potential | F7 | Industrial | Industrial - WA | New | Space Heating | Natural Gas | Ducting - Repair and Sealing | A | Cumulative Energy Savings (MWh or mTherms) | Technical Potential | 0 | 0 | 0 | 0 | 0 | 0 | 0 | 0 | 0 | 0 | 0 | 0 | 0 | 0 | 0 | 0 | 0 | 0 | 0 | 0 | 0 | 0 | 0 | 0 | 0 | 0 | 0
F8_Industrial_Industrial - WA_New_Space Heating_Natural Gas_Ducting - Repair and Sealing_A_Technical Potential | F8 | Industrial | Industrial - WA | New | Space Heating | Natural Gas | Ducting - Repair and Sealing | A | Cumulative Summer Peak Savings (MW) | Technical Potential | 0 | 0 | 0 | 0 | 0 | 0 | 0 | 0 | 0 | 0 | 0 | 0 | 0 | 0 | 0 | 0 | 0 | 0 | 0 | 0 | 0 | 0 | 0 | 0 | 0 | 0 | 0
F9_Industrial_Industrial - WA_New_Space Heating_Natural Gas_Ducting - Repair and Sealing_A_Technical Potential | F9 | Industrial | Industrial - WA | New | Space Heating | Natural Gas | Ducting - Repair and Sealing | A | Cumulative Winter Peak Savings (MW) | Technical Potential | 0 | 0 | 0 | 0 | 0 | 0 | 0 | 0 | 0 | 0 | 0 | 0 | 0 | 0 | 0 | 0 | 0 | 0 | 0 | 0 | 0 | 0 | 0 | 0 | 0 | 0 | 0
F10_Industrial_Industrial - WA_New_Space Heating_Natural Gas_Ducting - Repair and Sealing_A_Technical Potential | F10 | Industrial | Industrial - WA | New | Space Heating | Natural Gas | Ducting - Repair and Sealing | A | Purchases (Incremental) | Technical Potential | 0 | 0 | 0 | 0 | 0 | 0 | 0 | 0 | 0 | 0 | 0 | 0 | 0 | 0 | 0 | 0 | 0 | 0 | 0 | 0 | 0 | 0 | 0 | 0 | 0 | 0 | 0
F11_Industrial_Industrial - WA_New_Space Heating_Natural Gas_Ducting - Repair and Sealing_A_Technical Potential | F11 | Industrial | Industrial - WA | New | Space Heating | Natural Gas | Ducting - Repair and Sealing | A | Purchases (Cumulative) | Technical Potential | 0 | 0 | 0 | 0 | 0 | 0 | 0 | 0 | 0 | 0 | 0 | 0 | 0 | 0 | 0 | 0 | 0 | 0 | 0 | 0 | 0 | 0 | 0 | 0 | 0 | 0 | 0
F1_Industrial_Industrial - WA_New_Space Heating_Natural Gas_Building Shell - Air Sealing (Infiltration Control)_A_Technical Potential | F1 | Industrial | Industrial - WA | New | Space Heating | Natural Gas | Building Shell - Air Sealing (Infiltration Control) | A | Integrated Unit Energy Savings (kWh or therms) | Technical Potential | 0 | 0 | 46.4748 | 44.7929 | 43.5758 | 42.8088 | 42.3267 | 41.9679 | 41.6897 | 41.4652 | 41.2759 | 41.116 | 40.9798 | 40.8614 | 40.7546 | 40.6535 | 40.553 | 40.5053 | 40.4556 | 40.3741 | 40.2632 | 40.1336 | 39.9263 | 39.6265 | 39.2824 | 38.9477 | 38.5951
F2_Industrial_Industrial - WA_New_Space Heating_Natural Gas_Building Shell - Air Sealing (Infiltration Control)_A_Technical Potential | F2 | Industrial | Industrial - WA | New | Space Heating | Natural Gas | Building Shell - Air Sealing (Infiltration Control) | A | Integrated Unit Summer Peak Savings (kW) | Technical Potential | 0 | 0 | 0 | 0 | 0 | 0 | 0 | 0 | 0 | 0 | 0 | 0 | 0 | 0 | 0 | 0 | 0 | 0 | 0 | 0 | 0 | 0 | 0 | 0 | 0 | 0 | 0
F3_Industrial_Industrial - WA_New_Space Heating_Natural Gas_Building Shell - Air Sealing (Infiltration Control)_A_Technical Potential | F3 | Industrial | Industrial - WA | New | Space Heating | Natural Gas | Building Shell - Air Sealing (Infiltration Control) | A | Integrated Unit Winter Peak Savings (kW) | Technical Potential | 0 | 0 | 0 | 0 | 0 | 0 | 0 | 0 | 0 | 0 | 0 | 0 | 0 | 0 | 0 | 0 | 0 | 0 | 0 | 0 | 0 | 0 | 0 | 0 | 0 | 0 | 0
F4_Industrial_Industrial - WA_New_Space Heating_Natural Gas_Building Shell - Air Sealing (Infiltration Control)_A_Technical Potential | F4 | Industrial | Industrial - WA | New | Space Heating | Natural Gas | Building Shell - Air Sealing (Infiltration Control) | A | Incremental Energy Savings (MWh or mTherms) | Technical Potential | 0 | 0 | 6.9313e-05 | 0.00017784 | 0.00036732 | 0.00066496 | 0.0010786 | 0.0016443 | 0.0023715 | 0.0032474 | 0.0042277 | 0.0052312 | 0.0060799 | 0.0066556 | 0.006784 | 0.0063473 | 0.0053258 | 0.0038594 | 0.0020039 | 0 | 0 | 0 | 0 | 0 | 0 | 0 | 0
F5_Industrial_Industrial - WA_New_Space Heating_Natural Gas_Building Shell - Air Sealing (Infiltration Control)_A_Technical Potential | F5 | Industrial | Industrial - WA | New | Space Heating | Natural Gas | Building Shell - Air Sealing (Infiltration Control) | A | Incremental Summer Peak Savings (MW) | Technical Potential | 0 | 0 | 0 | 0 | 0 | 0 | 0 | 0 | 0 | 0 | 0 | 0 | 0 | 0 | 0 | 0 | 0 | 0 | 0 | 0 | 0 | 0 | 0 | 0 | 0 | 0 | 0
F6_Industrial_Industrial - WA_New_Space Heating_Natural Gas_Building Shell - Air Sealing (Infiltration Control)_A_Technical Potential | F6 | Industrial | Industrial - WA | New | Space Heating | Natural Gas | Building Shell - Air Sealing (Infiltration Control) | A | Incremental Winter Peak Savings (MW) | Technical Potential | 0 | 0 | 0 | 0 | 0 | 0 | 0 | 0 | 0 | 0 | 0 | 0 | 0 | 0 | 0 | 0 | 0 | 0 | 0 | 0 | 0 | 0 | 0 | 0 | 0 | 0 | 0
F7_Industrial_Industrial - WA_New_Space Heating_Natural Gas_Building Shell - Air Sealing (Infiltration Control)_A_Technical Potential | F7 | Industrial | Industrial - WA | New | Space Heating | Natural Gas | Building Shell - Air Sealing (Infiltration Control) | A | Cumulative Energy Savings (MWh or mTherms) | Technical Potential | 0 | 0 | 6.9313e-05 | 0.00024464 | 0.00060532 | 0.0012596 | 0.0023241 | 0.0039487 | 0.0062941 | 0.0095076 | 0.013692 | 0.01887 | 0.024888 | 0.031471 | 0.038173 | 0.044426 | 0.049642 | 0.053443 | 0.055381 | 0.055269 | 0.055118 | 0.05494 | 0.054656 | 0.054246 | 0.053775 | 0.053317 | 0.052834
F8_Industrial_Industrial - WA_New_Space Heating_Natural Gas_Building Shell - Air Sealing (Infiltration Control)_A_Technical Potential | F8 | Industrial | Industrial - WA | New | Space Heating | Natural Gas | Building Shell - Air Sealing (Infiltration Control) | A | Cumulative Summer Peak Savings (MW) | Technical Potential | 0 | 0 | 0 | 0 | 0 | 0 | 0 | 0 | 0 | 0 | 0 | 0 | 0 | 0 | 0 | 0 | 0 | 0 | 0 | 0 | 0 | 0 | 0 | 0 | 0 | 0 | 0
F9_Industrial_Industrial - WA_New_Space Heating_Natural Gas_Building Shell - Air Sealing (Infiltration Control)_A_Technical Potential | F9 | Industrial | Industrial - WA | New | Space Heating | Natural Gas | Building Shell - Air Sealing (Infiltration Control) | A | Cumulative Winter Peak Savings (MW) | Technical Potential | 0 | 0 | 0 | 0 | 0 | 0 | 0 | 0 | 0 | 0 | 0 | 0 | 0 | 0 | 0 | 0 | 0 | 0 | 0 | 0 | 0 | 0 | 0 | 0 | 0 | 0 | 0
F10_Industrial_Industrial - WA_New_Space Heating_Natural Gas_Building Shell - Air Sealing (Infiltration Control)_A_Technical Potential | F10 | Industrial | Industrial - WA | New | Space Heating | Natural Gas | Building Shell - Air Sealing (Infiltration Control) | A | Purchases (Incremental) | Technical Potential | 0 | 0 | 0.0014914 | 0.0039703 | 0.0084295 | 0.015533 | 0.025483 | 0.039181 | 0.056886 | 0.078318 | 0.10243 | 0.12723 | 0.14836 | 0.16288 | 0.16646 | 0.15613 | 0.13133 | 0.095282 | 0.049533 | 0 | 0 | 0 | 0 | 0 | 0 | 0 | 0
F11_Industrial_Industrial - WA_New_Space Heating_Natural Gas_Building Shell - Air Sealing (Infiltration Control)_A_Technical Potential | F11 | Industrial | Industrial - WA | New | Space Heating | Natural Gas | Building Shell - Air Sealing (Infiltration Control) | A | Purchases (Cumulative) | Technical Potential | 0 | 0 | 0.0014914 | 0.0054617 | 0.013891 | 0.029424 | 0.054908 | 0.094089 | 0.15097 | 0.22929 | 0.33172 | 0.45895 | 0.60731 | 0.77019 | 0.93665 | 1.0928 | 1.2241 | 1.3194 | 1.3689 | 1.3689 | 1.3689 | 1.3689 | 1.3689 | 1.3689 | 1.3689 | 1.3689 | 1.3689
F1_Industrial_Industrial - WA_New_Space Heating_Natural Gas_Ventilation - Demand Controlled_A_Technical Potential | F1 | Industrial | Industrial - WA | New | Space Heating | Natural Gas | Ventilation - Demand Controlled | A | Integrated Unit Energy Savings (kWh or therms) | Technical Potential | 0 | 0 | 0.030664 | 0.028965 | 0.02789 | 0.027227 | 0.026821 | 0.026507 | 0.026254 | 0.026044 | 0.025863 | 0.025707 | 0.025571 | 0.025452 | 0.025346 | 0.025248 | 0.025156 | 0.025101 | 0.025049 | 0.024955 | 0.024827 | 0.024696 | 0.024523 | 0.024299 | 0.024053 | 0.023817 | 0.023575
F2_Industrial_Industrial - WA_New_Space Heating_Natural Gas_Ventilation - Demand Controlled_A_Technical Potential | F2 | Industrial | Industrial - WA | New | Space Heating | Natural Gas | Ventilation - Demand Controlled | A | Integrated Unit Summer Peak Savings (kW) | Technical Potential | 0 | 0 | 0 | 0 | 0 | 0 | 0 | 0 | 0 | 0 | 0 | 0 | 0 | 0 | 0 | 0 | 0 | 0 | 0 | 0 | 0 | 0 | 0 | 0 | 0 | 0 | 0
F3_Industrial_Industrial - WA_New_Space Heating_Natural Gas_Ventilation - Demand Controlled_A_Technical Potential | F3 | Industrial | Industrial - WA | New | Space Heating | Natural Gas | Ventilation - Demand Controlled | A | Integrated Unit Winter Peak Savings (kW) | Technical Potential | 0 | 0 | 0 | 0 | 0 | 0 | 0 | 0 | 0 | 0 | 0 | 0 | 0 | 0 | 0 | 0 | 0 | 0 | 0 | 0 | 0 | 0 | 0 | 0 | 0 | 0 | 0
F4_Industrial_Industrial - WA_New_Space Heating_Natural Gas_Ventilation - Demand Controlled_A_Technical Potential | F4 | Industrial | Industrial - WA | New | Space Heating | Natural Gas | Ventilation - Demand Controlled | A | Incremental Energy Savings (MWh or mTherms) | Technical Potential | 0 | 0 | 0 | 0 | 0 | 0 | 0 | 0 | 0 | 0 | 0 | 0 | 0 | 0 | 0 | 0 | 0 | 0 | 0 | 0 | 0 | 0 | 0 | 0 | 0 | 0 | 0
F5_Industrial_Industrial - WA_New_Space Heating_Natural Gas_Ventilation - Demand Controlled_A_Technical Potential | F5 | Industrial | Industrial - WA | New | Space Heating | Natural Gas | Ventilation - Demand Controlled | A | Incremental Summer Peak Savings (MW) | Technical Potential | 0 | 0 | 0 | 0 | 0 | 0 | 0 | 0 | 0 | 0 | 0 | 0 | 0 | 0 | 0 | 0 | 0 | 0 | 0 | 0 | 0 | 0 | 0 | 0 | 0 | 0 | 0
F6_Industrial_Industrial - WA_New_Space Heating_Natural Gas_Ventilation - Demand Controlled_A_Technical Potential | F6 | Industrial | Industrial - WA | New | Space Heating | Natural Gas | Ventilation - Demand Controlled | A | Incremental Winter Peak Savings (MW) | Technical Potential | 0 | 0 | 0 | 0 | 0 | 0 | 0 | 0 | 0 | 0 | 0 | 0 | 0 | 0 | 0 | 0 | 0 | 0 | 0 | 0 | 0 | 0 | 0 | 0 | 0 | 0 | 0
F7_Industrial_Industrial - WA_New_Space Heating_Natural Gas_Ventilation - Demand Controlled_A_Technical Potential | F7 | Industrial | Industrial - WA | New | Space Heating | Natural Gas | Ventilation - Demand Controlled | A | Cumulative Energy Savings (MWh or mTherms) | Technical Potential | 0 | 0 | 0 | 0 | 0 | 0 | 0 | 0 | 0 | 0 | 0 | 0 | 0 | 0 | 0 | 0 | 0 | 0 | 0 | 0 | 0 | 0 | 0 | 0 | 0 | 0 | 0
F8_Industrial_Industrial - WA_New_Space Heating_Natural Gas_Ventilation - Demand Controlled_A_Technical Potential | F8 | Industrial | Industrial - WA | New | Space Heating | Natural Gas | Ventilation - Demand Controlled | A | Cumulative Summer Peak Savings (MW) | Technical Potential | 0 | 0 | 0 | 0 | 0 | 0 | 0 | 0 | 0 | 0 | 0 | 0 | 0 | 0 | 0 | 0 | 0 | 0 | 0 | 0 | 0 | 0 | 0 | 0 | 0 | 0 | 0
F9_Industrial_Industrial - WA_New_Space Heating_Natural Gas_Ventilation - Demand Controlled_A_Technical Potential | F9 | Industrial | Industrial - WA | New | Space Heating | Natural Gas | Ventilation - Demand Controlled | A | Cumulative Winter Peak Savings (MW) | Technical Potential | 0 | 0 | 0 | 0 | 0 | 0 | 0 | 0 | 0 | 0 | 0 | 0 | 0 | 0 | 0 | 0 | 0 | 0 | 0 | 0 | 0 | 0 | 0 | 0 | 0 | 0 | 0
F10_Industrial_Industrial - WA_New_Space Heating_Natural Gas_Ventilation - Demand Controlled_A_Technical Potential | F10 | Industrial | Industrial - WA | New | Space Heating | Natural Gas | Ventilation - Demand Controlled | A | Purchases (Incremental) | Technical Potential | 0 | 0 | 0 | 0 | 0 | 0 | 0 | 0 | 0 | 0 | 0 | 0 | 0 | 0 | 0 | 0 | 0 | 0 | 0 | 0 | 0 | 0 | 0 | 0 | 0 | 0 | 0
F11_Industrial_Industrial - WA_New_Space Heating_Natural Gas_Ventilation - Demand Controlled_A_Technical Potential | F11 | Industrial | Industrial - WA | New | Space Heating | Natural Gas | Ventilation - Demand Controlled | A | Purchases (Cumulative) | Technical Potential | 0 | 0 | 0 | 0 | 0 | 0 | 0 | 0 | 0 | 0 | 0 | 0 | 0 | 0 | 0 | 0 | 0 | 0 | 0 | 0 | 0 | 0 | 0 | 0 | 0 | 0 | 0
F1_Industrial_Industrial - WA_New_Space Heating_Natural Gas_Destratification Fans (HVLS)_A_Technical Potential | F1 | Industrial | Industrial - WA | New | Space Heating | Natural Gas | Destratification Fans (HVLS) | A | Integrated Unit Energy Savings (kWh or therms) | Technical Potential | 0 | 0 | 85590.6682 | 82606.7759 | 80467.5568 | 79154.6732 | 78373.1972 | 77813.6267 | 77398.4815 | 77079.4373 | 76822.8811 | 76618.824 | 76457.1511 | 76327.1663 | 76217.7291 | 76118.0232 | 76018.7539 | 75976.1081 | 75918.623 | 75794.5954 | 75610.5535 | 75389.4765 | 74954.1824 | 74349.1613 | 73664.7575 | 73000.9142 | 72306.6436
F2_Industrial_Industrial - WA_New_Space Heating_Natural Gas_Destratification Fans (HVLS)_A_Technical Potential | F2 | Industrial | Industrial - WA | New | Space Heating | Natural Gas | Destratification Fans (HVLS) | A | Integrated Unit Summer Peak Savings (kW) | Technical Potential | 0 | 0 | 0 | 0 | 0 | 0 | 0 | 0 | 0 | 0 | 0 | 0 | 0 | 0 | 0 | 0 | 0 | 0 | 0 | 0 | 0 | 0 | 0 | 0 | 0 | 0 | 0
F3_Industrial_Industrial - WA_New_Space Heating_Natural Gas_Destratification Fans (HVLS)_A_Technical Potential | F3 | Industrial | Industrial - WA | New | Space Heating | Natural Gas | Destratification Fans (HVLS) | A | Integrated Unit Winter Peak Savings (kW) | Technical Potential | 0 | 0 | 0 | 0 | 0 | 0 | 0 | 0 | 0 | 0 | 0 | 0 | 0 | 0 | 0 | 0 | 0 | 0 | 0 | 0 | 0 | 0 | 0 | 0 | 0 | 0 | 0
F4_Industrial_Industrial - WA_New_Space Heating_Natural Gas_Destratification Fans (HVLS)_A_Technical Potential | F4 | Industrial | Industrial - WA | New | Space Heating | Natural Gas | Destratification Fans (HVLS) | A | Incremental Energy Savings (MWh or mTherms) | Technical Potential | 0 | 0 | 0.025548 | 0.032837 | 0.038249 | 0.042623 | 0.045614 | 0.048618 | 0.051615 | 0.05459 | 0.057531 | 0.060441 | 0.063317 | 0.066158 | 0.068957 | 0.071709 | 0.074405 | 0.054427 | 0.049561 | 0.046225 | 0.043931 | 0.043062 | 0 | 0 | 0 | 0 | 0
F5_Industrial_Industrial - WA_New_Space Heating_Natural Gas_Destratification Fans (HVLS)_A_Technical Potential | F5 | Industrial | Industrial - WA | New | Space Heating | Natural Gas | Destratification Fans (HVLS) | A | Incremental Summer Peak Savings (MW) | Technical Potential | 0 | 0 | 0 | 0 | 0 | 0 | 0 | 0 | 0 | 0 | 0 | 0 | 0 | 0 | 0 | 0 | 0 | 0 | 0 | 0 | 0 | 0 | 0 | 0 | 0 | 0 | 0
F6_Industrial_Industrial - WA_New_Space Heating_Natural Gas_Destratification Fans (HVLS)_A_Technical Potential | F6 | Industrial | Industrial - WA | New | Space Heating | Natural Gas | Destratification Fans (HVLS) | A | Incremental Winter Peak Savings (MW) | Technical Potential | 0 | 0 | 0 | 0 | 0 | 0 | 0 | 0 | 0 | 0 | 0 | 0 | 0 | 0 | 0 | 0 | 0 | 0 | 0 | 0 | 0 | 0 | 0 | 0 | 0 | 0 | 0
F7_Industrial_Industrial - WA_New_Space Heating_Natural Gas_Destratification Fans (HVLS)_A_Technical Potential | F7 | Industrial | Industrial - WA | New | Space Heating | Natural Gas | Destratification Fans (HVLS) | A | Cumulative Energy Savings (MWh or mTherms) | Technical Potential | 0 | 0 | 0.025548 | 0.057494 | 0.094254 | 0.13534 | 0.17962 | 0.22695 | 0.27736 | 0.3308 | 0.38723 | 0.44665 | 0.50902 | 0.57431 | 0.64245 | 0.71332 | 0.78679 | 0.84078 | 0.8897 | 0.93447 | 0.97614 | 1.0163 | 1.0105 | 1.0023 | 0.99309 | 0.98414 | 0.97478
F8_Industrial_Industrial - WA_New_Space Heating_Natural Gas_Destratification Fans (HVLS)_A_Technical Potential | F8 | Industrial | Industrial - WA | New | Space Heating | Natural Gas | Destratification Fans (HVLS) | A | Cumulative Summer Peak Savings (MW) | Technical Potential | 0 | 0 | 0 | 0 | 0 | 0 | 0 | 0 | 0 | 0 | 0 | 0 | 0 | 0 | 0 | 0 | 0 | 0 | 0 | 0 | 0 | 0 | 0 | 0 | 0 | 0 | 0
F9_Industrial_Industrial - WA_New_Space Heating_Natural Gas_Destratification Fans (HVLS)_A_Technical Potential | F9 | Industrial | Industrial - WA | New | Space Heating | Natural Gas | Destratification Fans (HVLS) | A | Cumulative Winter Peak Savings (MW) | Technical Potential | 0 | 0 | 0 | 0 | 0 | 0 | 0 | 0 | 0 | 0 | 0 | 0 | 0 | 0 | 0 | 0 | 0 | 0 | 0 | 0 | 0 | 0 | 0 | 0 | 0 | 0 | 0
F10_Industrial_Industrial - WA_New_Space Heating_Natural Gas_Destratification Fans (HVLS)_A_Technical Potential | F10 | Industrial | Industrial - WA | New | Space Heating | Natural Gas | Destratification Fans (HVLS) | A | Purchases (Incremental) | Technical Potential | 0 | 0 | 0.00029849 | 0.00039751 | 0.00047533 | 0.00053848 | 0.00058201 | 0.0006248 | 0.00066687 | 0.00070823 | 0.00074888 | 0.00078885 | 0.00082814 | 0.00086677 | 0.00090474 | 0.00094208 | 0.00097878 | 0.00071637 | 0.00065282 | 0.00060988 | 0.00058102 | 0.00057119 | 0 | 0 | 0 | 0 | 0
F11_Industrial_Industrial - WA_New_Space Heating_Natural Gas_Destratification Fans (HVLS)_A_Technical Potential | F11 | Industrial | Industrial - WA | New | Space Heating | Natural Gas | Destratification Fans (HVLS) | A | Purchases (Cumulative) | Technical Potential | 0 | 0 | 0.00029849 | 0.000696 | 0.0011713 | 0.0017098 | 0.0022918 | 0.0029166 | 0.0035835 | 0.0042917 | 0.0050406 | 0.0058294 | 0.0066576 | 0.0075244 | 0.0084291 | 0.0093712 | 0.01035 | 0.011066 | 0.011719 | 0.012329 | 0.01291 | 0.013481 | 0.013481 | 0.013481 | 0.013481 | 0.013481 | 0.013481
F1_Industrial_Industrial - WA_New_Space Heating_Natural Gas_Condensing RTU_A_Technical Potential | F1 | Industrial | Industrial - WA | New | Space Heating | Natural Gas | Condensing RTU | A | Integrated Unit Energy Savings (kWh or therms) | Technical Potential | 0 | 0 | 0.049336 | 0.046578 | 0.044828 | 0.043744 | 0.043071 | 0.042551 | 0.042135 | 0.04179 | 0.041495 | 0.041242 | 0.041024 | 0.040834 | 0.040665 | 0.04051 | 0.040364 | 0.040281 | 0.040201 | 0.040055 | 0.039854 | 0.039647 | 0.039372 | 0.039016 | 0.038624 | 0.038247 | 0.03786
F2_Industrial_Industrial - WA_New_Space Heating_Natural Gas_Condensing RTU_A_Technical Potential | F2 | Industrial | Industrial - WA | New | Space Heating | Natural Gas | Condensing RTU | A | Integrated Unit Summer Peak Savings (kW) | Technical Potential | 0 | 0 | 0 | 0 | 0 | 0 | 0 | 0 | 0 | 0 | 0 | 0 | 0 | 0 | 0 | 0 | 0 | 0 | 0 | 0 | 0 | 0 | 0 | 0 | 0 | 0 | 0
F3_Industrial_Industrial - WA_New_Space Heating_Natural Gas_Condensing RTU_A_Technical Potential | F3 | Industrial | Industrial - WA | New | Space Heating | Natural Gas | Condensing RTU | A | Integrated Unit Winter Peak Savings (kW) | Technical Potential | 0 | 0 | 0 | 0 | 0 | 0 | 0 | 0 | 0 | 0 | 0 | 0 | 0 | 0 | 0 | 0 | 0 | 0 | 0 | 0 | 0 | 0 | 0 | 0 | 0 | 0 | 0
F4_Industrial_Industrial - WA_New_Space Heating_Natural Gas_Condensing RTU_A_Technical Potential | F4 | Industrial | Industrial - WA | New | Space Heating | Natural Gas | Condensing RTU | A | Incremental Energy Savings (MWh or mTherms) | Technical Potential | 0 | 0 | 0 | 0 | 0 | 0 | 0 | 0 | 0 | 0 | 0 | 0 | 0 | 0 | 0 | 0 | 0 | 0 | 0 | 0 | 0 | 0 | 0 | 0 | 0 | 0 | 0
F5_Industrial_Industrial - WA_New_Space Heating_Natural Gas_Condensing RTU_A_Technical Potential | F5 | Industrial | Industrial - WA | New | Space Heating | Natural Gas | Condensing RTU | A | Incremental Summer Peak Savings (MW) | Technical Potential | 0 | 0 | 0 | 0 | 0 | 0 | 0 | 0 | 0 | 0 | 0 | 0 | 0 | 0 | 0 | 0 | 0 | 0 | 0 | 0 | 0 | 0 | 0 | 0 | 0 | 0 | 0
F6_Industrial_Industrial - WA_New_Space Heating_Natural Gas_Condensing RTU_A_Technical Potential | F6 | Industrial | Industrial - WA | New | Space Heating | Natural Gas | Condensing RTU | A | Incremental Winter Peak Savings (MW) | Technical Potential | 0 | 0 | 0 | 0 | 0 | 0 | 0 | 0 | 0 | 0 | 0 | 0 | 0 | 0 | 0 | 0 | 0 | 0 | 0 | 0 | 0 | 0 | 0 | 0 | 0 | 0 | 0
F7_Industrial_Industrial - WA_New_Space Heating_Natural Gas_Condensing RTU_A_Technical Potential | F7 | Industrial | Industrial - WA | New | Space Heating | Natural Gas | Condensing RTU | A | Cumulative Energy Savings (MWh or mTherms) | Technical Potential | 0 | 0 | 0 | 0 | 0 | 0 | 0 | 0 | 0 | 0 | 0 | 0 | 0 | 0 | 0 | 0 | 0 | 0 | 0 | 0 | 0 | 0 | 0 | 0 | 0 | 0 | 0
F8_Industrial_Industrial - WA_New_Space Heating_Natural Gas_Condensing RTU_A_Technical Potential | F8 | Industrial | Industrial - WA | New | Space Heating | Natural Gas | Condensing RTU | A | Cumulative Summer Peak Savings (MW) | Technical Potential | 0 | 0 | 0 | 0 | 0 | 0 | 0 | 0 | 0 | 0 | 0 | 0 | 0 | 0 | 0 | 0 | 0 | 0 | 0 | 0 | 0 | 0 | 0 | 0 | 0 | 0 | 0
F9_Industrial_Industrial - WA_New_Space Heating_Natural Gas_Condensing RTU_A_Technical Potential | F9 | Industrial | Industrial - WA | New | Space Heating | Natural Gas | Condensing RTU | A | Cumulative Winter Peak Savings (MW) | Technical Potential | 0 | 0 | 0 | 0 | 0 | 0 | 0 | 0 | 0 | 0 | 0 | 0 | 0 | 0 | 0 | 0 | 0 | 0 | 0 | 0 | 0 | 0 | 0 | 0 | 0 | 0 | 0
F10_Industrial_Industrial - WA_New_Space Heating_Natural Gas_Condensing RTU_A_Technical Potential | F10 | Industrial | Industrial - WA | New | Space Heating | Natural Gas | Condensing RTU | A | Purchases (Incremental) | Technical Potential | 0 | 0 | 0 | 0 | 0 | 0 | 0 | 0 | 0 | 0 | 0 | 0 | 0 | 0 | 0 | 0 | 0 | 0 | 0 | 0 | 0 | 0 | 0 | 0 | 0 | 0 | 0
F11_Industrial_Industrial - WA_New_Space Heating_Natural Gas_Condensing RTU_A_Technical Potential | F11 | Industrial | Industrial - WA | New | Space Heating | Natural Gas | Condensing RTU | A | Purchases (Cumulative) | Technical Potential | 0 | 0 | 0 | 0 | 0 | 0 | 0 | 0 | 0 | 0 | 0 | 0 | 0 | 0 | 0 | 0 | 0 | 0 | 0 | 0 | 0 | 0 | 0 | 0 | 0 | 0 | 0
F1_Industrial_Industrial - WA_New_Space Heating_Natural Gas_Industrial Air Curtains_A_Technical Potential | F1 | Industrial | Industrial - WA | New | Space Heating | Natural Gas | Industrial Air Curtains | A | Integrated Unit Energy Savings (kWh or therms) | Technical Potential | 0 | 0 | -0.014718 | -0.014227 | -0.013879 | -0.013671 | -0.013554 | -0.013455 | -0.01337 | -0.013297 | -0.013232 | -0.013176 | -0.013125 | -0.01308 | -0.01304 | -0.013003 | -0.01297 | -0.01295 | -0.012932 | -0.012907 | -0.012875 | -0.012839 | -0.012768 | -0.012667 | -0.012553 | -0.012442 | -0.012326
F2_Industrial_Industrial - WA_New_Space Heating_Natural Gas_Industrial Air Curtains_A_Technical Potential | F2 | Industrial | Industrial - WA | New | Space Heating | Natural Gas | Industrial Air Curtains | A | Integrated Unit Summer Peak Savings (kW) | Technical Potential | 0 | 0 | 0 | 0 | 0 | 0 | 0 | 0 | 0 | 0 | 0 | 0 | 0 | 0 | 0 | 0 | 0 | 0 | 0 | 0 | 0 | 0 | 0 | 0 | 0 | 0 | 0
F3_Industrial_Industrial - WA_New_Space Heating_Natural Gas_Industrial Air Curtains_A_Technical Potential | F3 | Industrial | Industrial - WA | New | Space Heating | Natural Gas | Industrial Air Curtains | A | Integrated Unit Winter Peak Savings (kW) | Technical Potential | 0 | 0 | 0 | 0 | 0 | 0 | 0 | 0 | 0 | 0 | 0 | 0 | 0 | 0 | 0 | 0 | 0 | 0 | 0 | 0 | 0 | 0 | 0 | 0 | 0 | 0 | 0
F4_Industrial_Industrial - WA_New_Space Heating_Natural Gas_Industrial Air Curtains_A_Technical Potential | F4 | Industrial | Industrial - WA | New | Space Heating | Natural Gas | Industrial Air Curtains | A | Incremental Energy Savings (MWh or mTherms) | Technical Potential | 0 | 0 | -0.00062716 | -0.0016139 | -0.0033426 | -0.0060672 | -0.0098685 | -0.015062 | -0.02173 | -0.029753 | -0.038724 | -0.047896 | -0.056197 | -0.062357 | -0.065158 | -0.063777 | -0.05811 | -0.049201 | -0.037854 | -0.024963 | -0.012741 | -0.0030158 | 0 | 0 | 0 | 0 | 0
F5_Industrial_Industrial - WA_New_Space Heating_Natural Gas_Industrial Air Curtains_A_Technical Potential | F5 | Industrial | Industrial - WA | New | Space Heating | Natural Gas | Industrial Air Curtains | A | Incremental Summer Peak Savings (MW) | Technical Potential | 0 | 0 | 0 | 0 | 0 | 0 | 0 | 0 | 0 | 0 | 0 | 0 | 0 | 0 | 0 | 0 | 0 | 0 | 0 | 0 | 0 | 0 | 0 | 0 | 0 | 0 | 0
F6_Industrial_Industrial - WA_New_Space Heating_Natural Gas_Industrial Air Curtains_A_Technical Potential | F6 | Industrial | Industrial - WA | New | Space Heating | Natural Gas | Industrial Air Curtains | A | Incremental Winter Peak Savings (MW) | Technical Potential | 0 | 0 | 0 | 0 | 0 | 0 | 0 | 0 | 0 | 0 | 0 | 0 | 0 | 0 | 0 | 0 | 0 | 0 | 0 | 0 | 0 | 0 | 0 | 0 | 0 | 0 | 0
F7_Industrial_Industrial - WA_New_Space Heating_Natural Gas_Industrial Air Curtains_A_Technical Potential | F7 | Industrial | Industrial - WA | New | Space Heating | Natural Gas | Industrial Air Curtains | A | Cumulative Energy Savings (MWh or mTherms) | Technical Potential | 0 | 0 | -0.00062716 | -0.0022202 | -0.0055084 | -0.011493 | -0.021263 | -0.03617 | -0.057673 | -0.087109 | -0.12541 | -0.17277 | -0.22831 | -0.28988 | -0.35414 | -0.41692 | -0.47397 | -0.52245 | -0.55957 | -0.58344 | -0.59474 | -0.59611 | -0.59279 | -0.58812 | -0.58281 | -0.57766 | -0.57225
F8_Industrial_Industrial - WA_New_Space Heating_Natural Gas_Industrial Air Curtains_A_Technical Potential | F8 | Industrial | Industrial - WA | New | Space Heating | Natural Gas | Industrial Air Curtains | A | Cumulative Summer Peak Savings (MW) | Technical Potential | 0 | 0 | 0 | 0 | 0 | 0 | 0 | 0 | 0 | 0 | 0 | 0 | 0 | 0 | 0 | 0 | 0 | 0 | 0 | 0 | 0 | 0 | 0 | 0 | 0 | 0 | 0
F9_Industrial_Industrial - WA_New_Space Heating_Natural Gas_Industrial Air Curtains_A_Technical Potential | F9 | Industrial | Industrial - WA | New | Space Heating | Natural Gas | Industrial Air Curtains | A | Cumulative Winter Peak Savings (MW) | Technical Potential | 0 | 0 | 0 | 0 | 0 | 0 | 0 | 0 | 0 | 0 | 0 | 0 | 0 | 0 | 0 | 0 | 0 | 0 | 0 | 0 | 0 | 0 | 0 | 0 | 0 | 0 | 0
F10_Industrial_Industrial - WA_New_Space Heating_Natural Gas_Industrial Air Curtains_A_Technical Potential | F10 | Industrial | Industrial - WA | New | Space Heating | Natural Gas | Industrial Air Curtains | A | Purchases (Incremental) | Technical Potential | 0 | 0 | 42.6117 | 113.4367 | 240.8426 | 443.8082 | 728.0956 | 1119.4607 | 1625.3028 | 2237.6434 | 2926.4525 | 3635.1619 | 4281.5571 | 4767.221 | 4996.8546 | 4904.7443 | 4480.3718 | 3799.1981 | 2927.1074 | 1934.0426 | 989.6025 | 234.8857 | 0 | 0 | 0 | 0 | 0
F11_Industrial_Industrial - WA_New_Space Heating_Natural Gas_Industrial Air Curtains_A_Technical Potential | F11 | Industrial | Industrial - WA | New | Space Heating | Natural Gas | Industrial Air Curtains | A | Purchases (Cumulative) | Technical Potential | 0 | 0 | 42.6117 | 156.0484 | 396.891 | 840.6993 | 1568.7949 | 2688.2556 | 4313.5584 | 6551.2018 | 9477.6543 | 13112.8161 | 17394.3732 | 22161.5943 | 27158.4489 | 32063.1932 | 36543.565 | 40342.7631 | 43269.8705 | 45203.913 | 46193.5155 | 46428.4012 | 46428.4012 | 46428.4012 | 46428.4012 | 46428.4012 | 46428.4012
F1_Industrial_Industrial - WA_New_Space Heating_Natural Gas_HVAC - Energy Recovery Ventilator_A_Technical Potential | F1 | Industrial | Industrial - WA | New | Space Heating | Natural Gas | HVAC - Energy Recovery Ventilator | A | Integrated Unit Energy Savings (kWh or therms) | Technical Potential | 0 | 0 | 0.15099 | 0.14553 | 0.14156 | 0.13905 | 0.13746 | 0.13626 | 0.13531 | 0.13453 | 0.13386 | 0.13328 | 0.13279 | 0.13236 | 0.13197 | 0.13161 | 0.13127 | 0.13111 | 0.13095 | 0.13069 | 0.13035 | 0.12994 | 0.12928 | 0.12832 | 0.12722 | 0.12614 | 0.12501
F2_Industrial_Industrial - WA_New_Space Heating_Natural Gas_HVAC - Energy Recovery Ventilator_A_Technical Potential | F2 | Industrial | Industrial - WA | New | Space Heating | Natural Gas | HVAC - Energy Recovery Ventilator | A | Integrated Unit Summer Peak Savings (kW) | Technical Potential | 0 | 0 | 0 | 0 | 0 | 0 | 0 | 0 | 0 | 0 | 0 | 0 | 0 | 0 | 0 | 0 | 0 | 0 | 0 | 0 | 0 | 0 | 0 | 0 | 0 | 0 | 0
F3_Industrial_Industrial - WA_New_Space Heating_Natural Gas_HVAC - Energy Recovery Ventilator_A_Technical Potential | F3 | Industrial | Industrial - WA | New | Space Heating | Natural Gas | HVAC - Energy Recovery Ventilator | A | Integrated Unit Winter Peak Savings (kW) | Technical Potential | 0 | 0 | 0 | 0 | 0 | 0 | 0 | 0 | 0 | 0 | 0 | 0 | 0 | 0 | 0 | 0 | 0 | 0 | 0 | 0 | 0 | 0 | 0 | 0 | 0 | 0 | 0
F4_Industrial_Industrial - WA_New_Space Heating_Natural Gas_HVAC - Energy Recovery Ventilator_A_Technical Potential | F4 | Industrial | Industrial - WA | New | Space Heating | Natural Gas | HVAC - Energy Recovery Ventilator | A | Incremental Energy Savings (MWh or mTherms) | Technical Potential | 0 | 0 | 0 | 0 | 0 | 0 | 0 | 0 | 0 | 0 | 0 | 0 | 0 | 0 | 0 | 0 | 0 | 0 | 0 | 0 | 0 | 0 | 0 | 0 | 0 | 0 | 0
F5_Industrial_Industrial - WA_New_Space Heating_Natural Gas_HVAC - Energy Recovery Ventilator_A_Technical Potential | F5 | Industrial | Industrial - WA | New | Space Heating | Natural Gas | HVAC - Energy Recovery Ventilator | A | Incremental Summer Peak Savings (MW) | Technical Potential | 0 | 0 | 0 | 0 | 0 | 0 | 0 | 0 | 0 | 0 | 0 | 0 | 0 | 0 | 0 | 0 | 0 | 0 | 0 | 0 | 0 | 0 | 0 | 0 | 0 | 0 | 0
F6_Industrial_Industrial - WA_New_Space Heating_Natural Gas_HVAC - Energy Recovery Ventilator_A_Technical Potential | F6 | Industrial | Industrial - WA | New | Space Heating | Natural Gas | HVAC - Energy Recovery Ventilator | A | Incremental Winter Peak Savings (MW) | Technical Potential | 0 | 0 | 0 | 0 | 0 | 0 | 0 | 0 | 0 | 0 | 0 | 0 | 0 | 0 | 0 | 0 | 0 | 0 | 0 | 0 | 0 | 0 | 0 | 0 | 0 | 0 | 0
F7_Industrial_Industrial - WA_New_Space Heating_Natural Gas_HVAC - Energy Recovery Ventilator_A_Technical Potential | F7 | Industrial | Industrial - WA | New | Space Heating | Natural Gas | HVAC - Energy Recovery Ventilator | A | Cumulative Energy Savings (MWh or mTherms) | Technical Potential | 0 | 0 | 0 | 0 | 0 | 0 | 0 | 0 | 0 | 0 | 0 | 0 | 0 | 0 | 0 | 0 | 0 | 0 | 0 | 0 | 0 | 0 | 0 | 0 | 0 | 0 | 0
F8_Industrial_Industrial - WA_New_Space Heating_Natural Gas_HVAC - Energy Recovery Ventilator_A_Technical Potential | F8 | Industrial | Industrial - WA | New | Space Heating | Natural Gas | HVAC - Energy Recovery Ventilator | A | Cumulative Summer Peak Savings (MW) | Technical Potential | 0 | 0 | 0 | 0 | 0 | 0 | 0 | 0 | 0 | 0 | 0 | 0 | 0 | 0 | 0 | 0 | 0 | 0 | 0 | 0 | 0 | 0 | 0 | 0 | 0 | 0 | 0
F9_Industrial_Industrial - WA_New_Space Heating_Natural Gas_HVAC - Energy Recovery Ventilator_A_Technical Potential | F9 | Industrial | Industrial - WA | New | Space Heating | Natural Gas | HVAC - Energy Recovery Ventilator | A | Cumulative Winter Peak Savings (MW) | Technical Potential | 0 | 0 | 0 | 0 | 0 | 0 | 0 | 0 | 0 | 0 | 0 | 0 | 0 | 0 | 0 | 0 | 0 | 0 | 0 | 0 | 0 | 0 | 0 | 0 | 0 | 0 | 0
F10_Industrial_Industrial - WA_New_Space Heating_Natural Gas_HVAC - Energy Recovery Ventilator_A_Technical Potential | F10 | Industrial | Industrial - WA | New | Space Heating | Natural Gas | HVAC - Energy Recovery Ventilator | A | Purchases (Incremental) | Technical Potential | 0 | 0 | 0 | 0 | 0 | 0 | 0 | 0 | 0 | 0 | 0 | 0 | 0 | 0 | 0 | 0 | 0 | 0 | 0 | 0 | 0 | 0 | 0 | 0 | 0 | 0 | 0
F11_Industrial_Industrial - WA_New_Space Heating_Natural Gas_HVAC - Energy Recovery Ventilator_A_Technical Potential | F11 | Industrial | Industrial - WA | New | Space Heating | Natural Gas | HVAC - Energy Recovery Ventilator | A | Purchases (Cumulative) | Technical Potential | 0 | 0 | 0 | 0 | 0 | 0 | 0 | 0 | 0 | 0 | 0 | 0 | 0 | 0 | 0 | 0 | 0 | 0 | 0 | 0 | 0 | 0 | 0 | 0 | 0 | 0 | 0
F1_Industrial_Industrial - WA_New_Space Heating_Natural Gas_Thermostat - Connected_A_Technical Potential | F1 | Industrial | Industrial - WA | New | Space Heating | Natural Gas | Thermostat - Connected | A | Integrated Unit Energy Savings (kWh or therms) | Technical Potential | 0 | 0 | 5389.7505 | 5210.4287 | 5083.4606 | 5008.3528 | 4967.2502 | 4933.4459 | 4905.6731 | 4882.9621 | 4864.5395 | 4849.7099 | 4837.7849 | 4828.0501 | 4819.7716 | 4812.2422 | 4804.8557 | 4801.1477 | 4796.5885 | 4787.9022 | 4775.4944 | 4760.8102 | 4732.6566 | 4693.8418 | 4650.0672 | 4607.6378 | 4563.3308
F2_Industrial_Industrial - WA_New_Space Heating_Natural Gas_Thermostat - Connected_A_Technical Potential | F2 | Industrial | Industrial - WA | New | Space Heating | Natural Gas | Thermostat - Connected | A | Integrated Unit Summer Peak Savings (kW) | Technical Potential | 0 | 0 | 0 | 0 | 0 | 0 | 0 | 0 | 0 | 0 | 0 | 0 | 0 | 0 | 0 | 0 | 0 | 0 | 0 | 0 | 0 | 0 | 0 | 0 | 0 | 0 | 0
F3_Industrial_Industrial - WA_New_Space Heating_Natural Gas_Thermostat - Connected_A_Technical Potential | F3 | Industrial | Industrial - WA | New | Space Heating | Natural Gas | Thermostat - Connected | A | Integrated Unit Winter Peak Savings (kW) | Technical Potential | 0 | 0 | 0 | 0 | 0 | 0 | 0 | 0 | 0 | 0 | 0 | 0 | 0 | 0 | 0 | 0 | 0 | 0 | 0 | 0 | 0 | 0 | 0 | 0 | 0 | 0 | 0
F4_Industrial_Industrial - WA_New_Space Heating_Natural Gas_Thermostat - Connected_A_Technical Potential | F4 | Industrial | Industrial - WA | New | Space Heating | Natural Gas | Thermostat - Connected | A | Incremental Energy Savings (MWh or mTherms) | Technical Potential | 0 | 0 | 0.030617 | 0.039417 | 0.045986 | 0.051325 | 0.055019 | 0.024771 | 0.0077149 | 0 | 0 | 0 | 0 | 0 | 0 | 0 | 0 | 0 | 0 | 0 | 0 | 0 | 0 | 0 | 0 | 0 | 0
F5_Industrial_Industrial - WA_New_Space Heating_Natural Gas_Thermostat - Connected_A_Technical Potential | F5 | Industrial | Industrial - WA | New | Space Heating | Natural Gas | Thermostat - Connected | A | Incremental Summer Peak Savings (MW) | Technical Potential | 0 | 0 | 0 | 0 | 0 | 0 | 0 | 0 | 0 | 0 | 0 | 0 | 0 | 0 | 0 | 0 | 0 | 0 | 0 | 0 | 0 | 0 | 0 | 0 | 0 | 0 | 0
F6_Industrial_Industrial - WA_New_Space Heating_Natural Gas_Thermostat - Connected_A_Technical Potential | F6 | Industrial | Industrial - WA | New | Space Heating | Natural Gas | Thermostat - Connected | A | Incremental Winter Peak Savings (MW) | Technical Potential | 0 | 0 | 0 | 0 | 0 | 0 | 0 | 0 | 0 | 0 | 0 | 0 | 0 | 0 | 0 | 0 | 0 | 0 | 0 | 0 | 0 | 0 | 0 | 0 | 0 | 0 | 0
F7_Industrial_Industrial - WA_New_Space Heating_Natural Gas_Thermostat - Connected_A_Technical Potential | F7 | Industrial | Industrial - WA | New | Space Heating | Natural Gas | Thermostat - Connected | A | Cumulative Energy Savings (MWh or mTherms) | Technical Potential | 0 | 0 | 0.030617 | 0.069015 | 0.11332 | 0.16297 | 0.21665 | 0.23995 | 0.24631 | 0.24517 | 0.24425 | 0.2435 | 0.2429 | 0.24242 | 0.242 | 0.24162 | 0.24125 | 0.24106 | 0.24084 | 0.2404 | 0.23978 | 0.23904 | 0.23763 | 0.23568 | 0.23348 | 0.23135 | 0.22912
F8_Industrial_Industrial - WA_New_Space Heating_Natural Gas_Thermostat - Connected_A_Technical Potential | F8 | Industrial | Industrial - WA | New | Space Heating | Natural Gas | Thermostat - Connected | A | Cumulative Summer Peak Savings (MW) | Technical Potential | 0 | 0 | 0 | 0 | 0 | 0 | 0 | 0 | 0 | 0 | 0 | 0 | 0 | 0 | 0 | 0 | 0 | 0 | 0 | 0 | 0 | 0 | 0 | 0 | 0 | 0 | 0
F9_Industrial_Industrial - WA_New_Space Heating_Natural Gas_Thermostat - Connected_A_Technical Potential | F9 | Industrial | Industrial - WA | New | Space Heating | Natural Gas | Thermostat - Connected | A | Cumulative Winter Peak Savings (MW) | Technical Potential | 0 | 0 | 0 | 0 | 0 | 0 | 0 | 0 | 0 | 0 | 0 | 0 | 0 | 0 | 0 | 0 | 0 | 0 | 0 | 0 | 0 | 0 | 0 | 0 | 0 | 0 | 0
F10_Industrial_Industrial - WA_New_Space Heating_Natural Gas_Thermostat - Connected_A_Technical Potential | F10 | Industrial | Industrial - WA | New | Space Heating | Natural Gas | Thermostat - Connected | A | Purchases (Incremental) | Technical Potential | 0 | 0 | 0.0056805 | 0.0075651 | 0.0090461 | 0.010248 | 0.011076 | 0.0050211 | 0.0015727 | 0 | 0 | 0 | 0 | 0 | 0 | 0 | 0 | 0 | 0 | 0 | 0 | 0 | 0 | 0 | 0 | 0 | 0
F11_Industrial_Industrial - WA_New_Space Heating_Natural Gas_Thermostat - Connected_A_Technical Potential | F11 | Industrial | Industrial - WA | New | Space Heating | Natural Gas | Thermostat - Connected | A | Purchases (Cumulative) | Technical Potential | 0 | 0 | 0.0056805 | 0.013246 | 0.022292 | 0.03254 | 0.043616 | 0.048637 | 0.05021 | 0.05021 | 0.05021 | 0.05021 | 0.05021 | 0.05021 | 0.05021 | 0.05021 | 0.05021 | 0.05021 | 0.05021 | 0.05021 | 0.05021 | 0.05021 | 0.05021 | 0.05021 | 0.05021 | 0.05021 | 0.05021
F1_Industrial_Industrial - WA_New_Space Heating_Natural Gas_Gas Boiler - Maintenance_A_Technical Potential | F1 | Industrial | Industrial - WA | New | Space Heating | Natural Gas | Gas Boiler - Maintenance | A | Integrated Unit Energy Savings (kWh or therms) | Technical Potential | 0 | 0 | 0.47872 | 0.46485 | 0.45378 | 0.44661 | 0.44188 | 0.43834 | 0.4356 | 0.43338 | 0.43149 | 0.42989 | 0.42853 | 0.42736 | 0.42632 | 0.42537 | 0.42444 | 0.42412 | 0.42379 | 0.42329 | 0.42259 | 0.42164 | 0.41983 | 0.41701 | 0.41369 | 0.41043 | 0.40695
F2_Industrial_Industrial - WA_New_Space Heating_Natural Gas_Gas Boiler - Maintenance_A_Technical Potential | F2 | Industrial | Industrial - WA | New | Space Heating | Natural Gas | Gas Boiler - Maintenance | A | Integrated Unit Summer Peak Savings (kW) | Technical Potential | 0 | 0 | 0 | 0 | 0 | 0 | 0 | 0 | 0 | 0 | 0 | 0 | 0 | 0 | 0 | 0 | 0 | 0 | 0 | 0 | 0 | 0 | 0 | 0 | 0 | 0 | 0
F3_Industrial_Industrial - WA_New_Space Heating_Natural Gas_Gas Boiler - Maintenance_A_Technical Potential | F3 | Industrial | Industrial - WA | New | Space Heating | Natural Gas | Gas Boiler - Maintenance | A | Integrated Unit Winter Peak Savings (kW) | Technical Potential | 0 | 0 | 0 | 0 | 0 | 0 | 0 | 0 | 0 | 0 | 0 | 0 | 0 | 0 | 0 | 0 | 0 | 0 | 0 | 0 | 0 | 0 | 0 | 0 | 0 | 0 | 0
F4_Industrial_Industrial - WA_New_Space Heating_Natural Gas_Gas Boiler - Maintenance_A_Technical Potential | F4 | Industrial | Industrial - WA | New | Space Heating | Natural Gas | Gas Boiler - Maintenance | A | Incremental Energy Savings (MWh or mTherms) | Technical Potential | 0 | 0 | 0.0013438 | 0.001218 | 0.00098425 | 0 | 0 | 0 | 0 | 0 | 0 | 0 | 0 | 0 | 0 | 0 | 0 | 0 | 0 | 0 | 0 | 0 | 0 | 0 | 0 | 0 | 0
F5_Industrial_Industrial - WA_New_Space Heating_Natural Gas_Gas Boiler - Maintenance_A_Technical Potential | F5 | Industrial | Industrial - WA | New | Space Heating | Natural Gas | Gas Boiler - Maintenance | A | Incremental Summer Peak Savings (MW) | Technical Potential | 0 | 0 | 0 | 0 | 0 | 0 | 0 | 0 | 0 | 0 | 0 | 0 | 0 | 0 | 0 | 0 | 0 | 0 | 0 | 0 | 0 | 0 | 0 | 0 | 0 | 0 | 0
F6_Industrial_Industrial - WA_New_Space Heating_Natural Gas_Gas Boiler - Maintenance_A_Technical Potential | F6 | Industrial | Industrial - WA | New | Space Heating | Natural Gas | Gas Boiler - Maintenance | A | Incremental Winter Peak Savings (MW) | Technical Potential | 0 | 0 | 0 | 0 | 0 | 0 | 0 | 0 | 0 | 0 | 0 | 0 | 0 | 0 | 0 | 0 | 0 | 0 | 0 | 0 | 0 | 0 | 0 | 0 | 0 | 0 | 0
F7_Industrial_Industrial - WA_New_Space Heating_Natural Gas_Gas Boiler - Maintenance_A_Technical Potential | F7 | Industrial | Industrial - WA | New | Space Heating | Natural Gas | Gas Boiler - Maintenance | A | Cumulative Energy Savings (MWh or mTherms) | Technical Potential | 0 | 0 | 0.0013438 | 0.0025229 | 0.003447 | 0.0033925 | 0.0033566 | 0.0033297 | 0.0033089 | 0.003292 | 0.0032776 | 0.0032655 | 0.0032552 | 0.0032463 | 0.0032384 | 0.0032312 | 0.0032241 | 0.0032217 | 0.0032192 | 0.0032154 | 0.0032101 | 0.0032029 | 0.0031891 | 0.0031677 | 0.0031424 | 0.0031177 | 0.0030912
F8_Industrial_Industrial - WA_New_Space Heating_Natural Gas_Gas Boiler - Maintenance_A_Technical Potential | F8 | Industrial | Industrial - WA | New | Space Heating | Natural Gas | Gas Boiler - Maintenance | A | Cumulative Summer Peak Savings (MW) | Technical Potential | 0 | 0 | 0 | 0 | 0 | 0 | 0 | 0 | 0 | 0 | 0 | 0 | 0 | 0 | 0 | 0 | 0 | 0 | 0 | 0 | 0 | 0 | 0 | 0 | 0 | 0 | 0
F9_Industrial_Industrial - WA_New_Space Heating_Natural Gas_Gas Boiler - Maintenance_A_Technical Potential | F9 | Industrial | Industrial - WA | New | Space Heating | Natural Gas | Gas Boiler - Maintenance | A | Cumulative Winter Peak Savings (MW) | Technical Potential | 0 | 0 | 0 | 0 | 0 | 0 | 0 | 0 | 0 | 0 | 0 | 0 | 0 | 0 | 0 | 0 | 0 | 0 | 0 | 0 | 0 | 0 | 0 | 0 | 0 | 0 | 0
F10_Industrial_Industrial - WA_New_Space Heating_Natural Gas_Gas Boiler - Maintenance_A_Technical Potential | F10 | Industrial | Industrial - WA | New | Space Heating | Natural Gas | Gas Boiler - Maintenance | A | Purchases (Incremental) | Technical Potential | 0 | 0 | 2.807 | 2.6202 | 2.169 | 0 | 0 | 0 | 0 | 0 | 0 | 0 | 0 | 0 | 0 | 0 | 0 | 0 | 0 | 0 | 0 | 0 | 0 | 0 | 0 | 0 | 0
F11_Industrial_Industrial - WA_New_Space Heating_Natural Gas_Gas Boiler - Maintenance_A_Technical Potential | F11 | Industrial | Industrial - WA | New | Space Heating | Natural Gas | Gas Boiler - Maintenance | A | Purchases (Cumulative) | Technical Potential | 0 | 0 | 2.807 | 5.4272 | 7.5962 | 7.5962 | 7.5962 | 7.5962 | 7.5962 | 7.5962 | 7.5962 | 7.5962 | 7.5962 | 7.5962 | 7.5962 | 7.5962 | 7.5962 | 7.5962 | 7.5962 | 7.5962 | 7.5962 | 7.5962 | 7.5962 | 7.5962 | 7.5962 | 7.5962 | 7.5962
F1_Industrial_Industrial - WA_New_Space Heating_Natural Gas_Gas Furnace - Maintenance_A_Technical Potential | F1 | Industrial | Industrial - WA | New | Space Heating | Natural Gas | Gas Furnace - Maintenance | A | Integrated Unit Energy Savings (kWh or therms) | Technical Potential | 0 | 0 | 0.42039 | 0.39689 | 0.38199 | 0.37274 | 0.36701 | 0.36258 | 0.35903 | 0.35609 | 0.35358 | 0.35142 | 0.34956 | 0.34794 | 0.3465 | 0.34518 | 0.34394 | 0.34323 | 0.34255 | 0.3413 | 0.33959 | 0.33782 | 0.33548 | 0.33244 | 0.3291 | 0.32589 | 0.32259
F2_Industrial_Industrial - WA_New_Space Heating_Natural Gas_Gas Furnace - Maintenance_A_Technical Potential | F2 | Industrial | Industrial - WA | New | Space Heating | Natural Gas | Gas Furnace - Maintenance | A | Integrated Unit Summer Peak Savings (kW) | Technical Potential | 0 | 0 | 0 | 0 | 0 | 0 | 0 | 0 | 0 | 0 | 0 | 0 | 0 | 0 | 0 | 0 | 0 | 0 | 0 | 0 | 0 | 0 | 0 | 0 | 0 | 0 | 0
F3_Industrial_Industrial - WA_New_Space Heating_Natural Gas_Gas Furnace - Maintenance_A_Technical Potential | F3 | Industrial | Industrial - WA | New | Space Heating | Natural Gas | Gas Furnace - Maintenance | A | Integrated Unit Winter Peak Savings (kW) | Technical Potential | 0 | 0 | 0 | 0 | 0 | 0 | 0 | 0 | 0 | 0 | 0 | 0 | 0 | 0 | 0 | 0 | 0 | 0 | 0 | 0 | 0 | 0 | 0 | 0 | 0 | 0 | 0
F4_Industrial_Industrial - WA_New_Space Heating_Natural Gas_Gas Furnace - Maintenance_A_Technical Potential | F4 | Industrial | Industrial - WA | New | Space Heating | Natural Gas | Gas Furnace - Maintenance | A | Incremental Energy Savings (MWh or mTherms) | Technical Potential | 0 | 0 | 0.00073942 | 0.00065164 | 0.00051916 | 0 | 0 | 0 | 0 | 0 | 0 | 0 | 0 | 0 | 0 | 0 | 0 | 0 | 0 | 0 | 0 | 0 | 0 | 0 | 0 | 0 | 0
F5_Industrial_Industrial - WA_New_Space Heating_Natural Gas_Gas Furnace - Maintenance_A_Technical Potential | F5 | Industrial | Industrial - WA | New | Space Heating | Natural Gas | Gas Furnace - Maintenance | A | Incremental Summer Peak Savings (MW) | Technical Potential | 0 | 0 | 0 | 0 | 0 | 0 | 0 | 0 | 0 | 0 | 0 | 0 | 0 | 0 | 0 | 0 | 0 | 0 | 0 | 0 | 0 | 0 | 0 | 0 | 0 | 0 | 0
F6_Industrial_Industrial - WA_New_Space Heating_Natural Gas_Gas Furnace - Maintenance_A_Technical Potential | F6 | Industrial | Industrial - WA | New | Space Heating | Natural Gas | Gas Furnace - Maintenance | A | Incremental Winter Peak Savings (MW) | Technical Potential | 0 | 0 | 0 | 0 | 0 | 0 | 0 | 0 | 0 | 0 | 0 | 0 | 0 | 0 | 0 | 0 | 0 | 0 | 0 | 0 | 0 | 0 | 0 | 0 | 0 | 0 | 0
F7_Industrial_Industrial - WA_New_Space Heating_Natural Gas_Gas Furnace - Maintenance_A_Technical Potential | F7 | Industrial | Industrial - WA | New | Space Heating | Natural Gas | Gas Furnace - Maintenance | A | Cumulative Energy Savings (MWh or mTherms) | Technical Potential | 0 | 0 | 0.00073942 | 0.0013497 | 0.0018182 | 0.0017742 | 0.0017469 | 0.0017258 | 0.0017089 | 0.0016949 | 0.001683 | 0.0016727 | 0.0016639 | 0.0016561 | 0.0016493 | 0.001643 | 0.0016371 | 0.0016337 | 0.0016305 | 0.0016245 | 0.0016164 | 0.001608 | 0.0015968 | 0.0015824 | 0.0015665 | 0.0015512 | 0.0015355
F8_Industrial_Industrial - WA_New_Space Heating_Natural Gas_Gas Furnace - Maintenance_A_Technical Potential | F8 | Industrial | Industrial - WA | New | Space Heating | Natural Gas | Gas Furnace - Maintenance | A | Cumulative Summer Peak Savings (MW) | Technical Potential | 0 | 0 | 0 | 0 | 0 | 0 | 0 | 0 | 0 | 0 | 0 | 0 | 0 | 0 | 0 | 0 | 0 | 0 | 0 | 0 | 0 | 0 | 0 | 0 | 0 | 0 | 0
F9_Industrial_Industrial - WA_New_Space Heating_Natural Gas_Gas Furnace - Maintenance_A_Technical Potential | F9 | Industrial | Industrial - WA | New | Space Heating | Natural Gas | Gas Furnace - Maintenance | A | Cumulative Winter Peak Savings (MW) | Technical Potential | 0 | 0 | 0 | 0 | 0 | 0 | 0 | 0 | 0 | 0 | 0 | 0 | 0 | 0 | 0 | 0 | 0 | 0 | 0 | 0 | 0 | 0 | 0 | 0 | 0 | 0 | 0
F10_Industrial_Industrial - WA_New_Space Heating_Natural Gas_Gas Furnace - Maintenance_A_Technical Potential | F10 | Industrial | Industrial - WA | New | Space Heating | Natural Gas | Gas Furnace - Maintenance | A | Purchases (Incremental) | Technical Potential | 0 | 0 | 1.7589 | 1.6419 | 1.3591 | 0 | 0 | 0 | 0 | 0 | 0 | 0 | 0 | 0 | 0 | 0 | 0 | 0 | 0 | 0 | 0 | 0 | 0 | 0 | 0 | 0 | 0
F11_Industrial_Industrial - WA_New_Space Heating_Natural Gas_Gas Furnace - Maintenance_A_Technical Potential | F11 | Industrial | Industrial - WA | New | Space Heating | Natural Gas | Gas Furnace - Maintenance | A | Purchases (Cumulative) | Technical Potential | 0 | 0 | 1.7589 | 3.4007 | 4.7599 | 4.7599 | 4.7599 | 4.7599 | 4.7599 | 4.7599 | 4.7599 | 4.7599 | 4.7599 | 4.7599 | 4.7599 | 4.7599 | 4.7599 | 4.7599 | 4.7599 | 4.7599 | 4.7599 | 4.7599 | 4.7599 | 4.7599 | 4.7599 | 4.7599 | 4.7599
F1_Industrial_Industrial - WA_New_Space Heating_Natural Gas_Gas Furnace - Tube Inserts_A_Technical Potential | F1 | Industrial | Industrial - WA | New | Space Heating | Natural Gas | Gas Furnace - Tube Inserts | A | Integrated Unit Energy Savings (kWh or therms) | Technical Potential | 0 | 0 | 0 | 0 | 0 | 0 | 0 | 0 | 0 | 0 | 0 | 0 | 0 | 0 | 0 | 0 | 0 | 0 | 0 | 0 | 0 | 0 | 0 | 0 | 0 | 0 | 0
F2_Industrial_Industrial - WA_New_Space Heating_Natural Gas_Gas Furnace - Tube Inserts_A_Technical Potential | F2 | Industrial | Industrial - WA | New | Space Heating | Natural Gas | Gas Furnace - Tube Inserts | A | Integrated Unit Summer Peak Savings (kW) | Technical Potential | 0 | 0 | 0 | 0 | 0 | 0 | 0 | 0 | 0 | 0 | 0 | 0 | 0 | 0 | 0 | 0 | 0 | 0 | 0 | 0 | 0 | 0 | 0 | 0 | 0 | 0 | 0
F3_Industrial_Industrial - WA_New_Space Heating_Natural Gas_Gas Furnace - Tube Inserts_A_Technical Potential | F3 | Industrial | Industrial - WA | New | Space Heating | Natural Gas | Gas Furnace - Tube Inserts | A | Integrated Unit Winter Peak Savings (kW) | Technical Potential | 0 | 0 | 0 | 0 | 0 | 0 | 0 | 0 | 0 | 0 | 0 | 0 | 0 | 0 | 0 | 0 | 0 | 0 | 0 | 0 | 0 | 0 | 0 | 0 | 0 | 0 | 0
F4_Industrial_Industrial - WA_New_Space Heating_Natural Gas_Gas Furnace - Tube Inserts_A_Technical Potential | F4 | Industrial | Industrial - WA | New | Space Heating | Natural Gas | Gas Furnace - Tube Inserts | A | Incremental Energy Savings (MWh or mTherms) | Technical Potential | 0 | 0 | 0 | 0 | 0 | 0 | 0 | 0 | 0 | 0 | 0 | 0 | 0 | 0 | 0 | 0 | 0 | 0 | 0 | 0 | 0 | 0 | 0 | 0 | 0 | 0 | 0
F5_Industrial_Industrial - WA_New_Space Heating_Natural Gas_Gas Furnace - Tube Inserts_A_Technical Potential | F5 | Industrial | Industrial - WA | New | Space Heating | Natural Gas | Gas Furnace - Tube Inserts | A | Incremental Summer Peak Savings (MW) | Technical Potential | 0 | 0 | 0 | 0 | 0 | 0 | 0 | 0 | 0 | 0 | 0 | 0 | 0 | 0 | 0 | 0 | 0 | 0 | 0 | 0 | 0 | 0 | 0 | 0 | 0 | 0 | 0
F6_Industrial_Industrial - WA_New_Space Heating_Natural Gas_Gas Furnace - Tube Inserts_A_Technical Potential | F6 | Industrial | Industrial - WA | New | Space Heating | Natural Gas | Gas Furnace - Tube Inserts | A | Incremental Winter Peak Savings (MW) | Technical Potential | 0 | 0 | 0 | 0 | 0 | 0 | 0 | 0 | 0 | 0 | 0 | 0 | 0 | 0 | 0 | 0 | 0 | 0 | 0 | 0 | 0 | 0 | 0 | 0 | 0 | 0 | 0
F7_Industrial_Industrial - WA_New_Space Heating_Natural Gas_Gas Furnace - Tube Inserts_A_Technical Potential | F7 | Industrial | Industrial - WA | New | Space Heating | Natural Gas | Gas Furnace - Tube Inserts | A | Cumulative Energy Savings (MWh or mTherms) | Technical Potential | 0 | 0 | 0 | 0 | 0 | 0 | 0 | 0 | 0 | 0 | 0 | 0 | 0 | 0 | 0 | 0 | 0 | 0 | 0 | 0 | 0 | 0 | 0 | 0 | 0 | 0 | 0
F8_Industrial_Industrial - WA_New_Space Heating_Natural Gas_Gas Furnace - Tube Inserts_A_Technical Potential | F8 | Industrial | Industrial - WA | New | Space Heating | Natural Gas | Gas Furnace - Tube Inserts | A | Cumulative Summer Peak Savings (MW) | Technical Potential | 0 | 0 | 0 | 0 | 0 | 0 | 0 | 0 | 0 | 0 | 0 | 0 | 0 | 0 | 0 | 0 | 0 | 0 | 0 | 0 | 0 | 0 | 0 | 0 | 0 | 0 | 0
F9_Industrial_Industrial - WA_New_Space Heating_Natural Gas_Gas Furnace - Tube Inserts_A_Technical Potential | F9 | Industrial | Industrial - WA | New | Space Heating | Natural Gas | Gas Furnace - Tube Inserts | A | Cumulative Winter Peak Savings (MW) | Technical Potential | 0 | 0 | 0 | 0 | 0 | 0 | 0 | 0 | 0 | 0 | 0 | 0 | 0 | 0 | 0 | 0 | 0 | 0 | 0 | 0 | 0 | 0 | 0 | 0 | 0 | 0 | 0
F10_Industrial_Industrial - WA_New_Space Heating_Natural Gas_Gas Furnace - Tube Inserts_A_Technical Potential | F10 | Industrial | Industrial - WA | New | Space Heating | Natural Gas | Gas Furnace - Tube Inserts | A | Purchases (Incremental) | Technical Potential | 0 | 0 | 0 | 0 | 0 | 0 | 0 | 0 | 0 | 0 | 0 | 0 | 0 | 0 | 0 | 0 | 0 | 0 | 0 | 0 | 0 | 0 | 0 | 0 | 0 | 0 | 0
F11_Industrial_Industrial - WA_New_Space Heating_Natural Gas_Gas Furnace - Tube Inserts_A_Technical Potential | F11 | Industrial | Industrial - WA | New | Space Heating | Natural Gas | Gas Furnace - Tube Inserts | A | Purchases (Cumulative) | Technical Potential | 0 | 0 | 0 | 0 | 0 | 0 | 0 | 0 | 0 | 0 | 0 | 0 | 0 | 0 | 0 | 0 | 0 | 0 | 0 | 0 | 0 | 0 | 0 | 0 | 0 | 0 | 0
F1_Industrial_Industrial - WA_New_Space Heating_Natural Gas_Gas Boiler - Burner Control Optimization_A_Technical Potential | F1 | Industrial | Industrial - WA | New | Space Heating | Natural Gas | Gas Boiler - Burner Control Optimization | A | Integrated Unit Energy Savings (kWh or therms) | Technical Potential | 0 | 0 | 0.23153 | 0.22493 | 0.21968 | 0.21633 | 0.21417 | 0.21258 | 0.21136 | 0.21038 | 0.20956 | 0.20885 | 0.20825 | 0.20773 | 0.20725 | 0.2068 | 0.20635 | 0.20617 | 0.20598 | 0.20571 | 0.20534 | 0.20485 | 0.20395 | 0.20255 | 0.20091 | 0.1993 | 0.19759
F2_Industrial_Industrial - WA_New_Space Heating_Natural Gas_Gas Boiler - Burner Control Optimization_A_Technical Potential | F2 | Industrial | Industrial - WA | New | Space Heating | Natural Gas | Gas Boiler - Burner Control Optimization | A | Integrated Unit Summer Peak Savings (kW) | Technical Potential | 0 | 0 | 0 | 0 | 0 | 0 | 0 | 0 | 0 | 0 | 0 | 0 | 0 | 0 | 0 | 0 | 0 | 0 | 0 | 0 | 0 | 0 | 0 | 0 | 0 | 0 | 0
F3_Industrial_Industrial - WA_New_Space Heating_Natural Gas_Gas Boiler - Burner Control Optimization_A_Technical Potential | F3 | Industrial | Industrial - WA | New | Space Heating | Natural Gas | Gas Boiler - Burner Control Optimization | A | Integrated Unit Winter Peak Savings (kW) | Technical Potential | 0 | 0 | 0 | 0 | 0 | 0 | 0 | 0 | 0 | 0 | 0 | 0 | 0 | 0 | 0 | 0 | 0 | 0 | 0 | 0 | 0 | 0 | 0 | 0 | 0 | 0 | 0
F4_Industrial_Industrial - WA_New_Space Heating_Natural Gas_Gas Boiler - Burner Control Optimization_A_Technical Potential | F4 | Industrial | Industrial - WA | New | Space Heating | Natural Gas | Gas Boiler - Burner Control Optimization | A | Incremental Energy Savings (MWh or mTherms) | Technical Potential | 0 | 0 | 0.00026005 | 0.00052889 | 0.0012354 | 0.0024116 | 0.0040143 | 0.0059885 | 0.0080883 | 0.0099751 | 0.011314 | 0.011878 | 0.011605 | 0.010601 | 0.009092 | 0.0073473 | 0.0056125 | 0.00407 | 0.0028056 | 0.0018423 | 0.00092409 | 0.00032179 | 0 | 0 | 0 | 0 | 0
F5_Industrial_Industrial - WA_New_Space Heating_Natural Gas_Gas Boiler - Burner Control Optimization_A_Technical Potential | F5 | Industrial | Industrial - WA | New | Space Heating | Natural Gas | Gas Boiler - Burner Control Optimization | A | Incremental Summer Peak Savings (MW) | Technical Potential | 0 | 0 | 0 | 0 | 0 | 0 | 0 | 0 | 0 | 0 | 0 | 0 | 0 | 0 | 0 | 0 | 0 | 0 | 0 | 0 | 0 | 0 | 0 | 0 | 0 | 0 | 0
F6_Industrial_Industrial - WA_New_Space Heating_Natural Gas_Gas Boiler - Burner Control Optimization_A_Technical Potential | F6 | Industrial | Industrial - WA | New | Space Heating | Natural Gas | Gas Boiler - Burner Control Optimization | A | Incremental Winter Peak Savings (MW) | Technical Potential | 0 | 0 | 0 | 0 | 0 | 0 | 0 | 0 | 0 | 0 | 0 | 0 | 0 | 0 | 0 | 0 | 0 | 0 | 0 | 0 | 0 | 0 | 0 | 0 | 0 | 0 | 0
F7_Industrial_Industrial - WA_New_Space Heating_Natural Gas_Gas Boiler - Burner Control Optimization_A_Technical Potential | F7 | Industrial | Industrial - WA | New | Space Heating | Natural Gas | Gas Boiler - Burner Control Optimization | A | Cumulative Energy Savings (MWh or mTherms) | Technical Potential | 0 | 0 | 0.00026005 | 0.00078154 | 0.0019987 | 0.0043798 | 0.0083503 | 0.014277 | 0.022284 | 0.032155 | 0.043343 | 0.055075 | 0.066522 | 0.076955 | 0.085871 | 0.093031 | 0.098441 | 0.10243 | 0.10514 | 0.10684 | 0.10757 | 0.10764 | 0.10716 | 0.10643 | 0.10557 | 0.10472 | 0.10382
F8_Industrial_Industrial - WA_New_Space Heating_Natural Gas_Gas Boiler - Burner Control Optimization_A_Technical Potential | F8 | Industrial | Industrial - WA | New | Space Heating | Natural Gas | Gas Boiler - Burner Control Optimization | A | Cumulative Summer Peak Savings (MW) | Technical Potential | 0 | 0 | 0 | 0 | 0 | 0 | 0 | 0 | 0 | 0 | 0 | 0 | 0 | 0 | 0 | 0 | 0 | 0 | 0 | 0 | 0 | 0 | 0 | 0 | 0 | 0 | 0
F9_Industrial_Industrial - WA_New_Space Heating_Natural Gas_Gas Boiler - Burner Control Optimization_A_Technical Potential | F9 | Industrial | Industrial - WA | New | Space Heating | Natural Gas | Gas Boiler - Burner Control Optimization | A | Cumulative Winter Peak Savings (MW) | Technical Potential | 0 | 0 | 0 | 0 | 0 | 0 | 0 | 0 | 0 | 0 | 0 | 0 | 0 | 0 | 0 | 0 | 0 | 0 | 0 | 0 | 0 | 0 | 0 | 0 | 0 | 0 | 0
F10_Industrial_Industrial - WA_New_Space Heating_Natural Gas_Gas Boiler - Burner Control Optimization_A_Technical Potential | F10 | Industrial | Industrial - WA | New | Space Heating | Natural Gas | Gas Boiler - Burner Control Optimization | A | Purchases (Incremental) | Technical Potential | 0 | 0 | 1.1232 | 2.3513 | 5.6233 | 11.1482 | 18.7435 | 28.1702 | 38.267 | 47.4135 | 53.9918 | 56.8734 | 55.7258 | 51.0344 | 43.8696 | 35.5288 | 27.199 | 19.7412 | 13.6208 | 8.9556 | 4.5002 | 1.5709 | 0 | 0 | 0 | 0 | 0
F11_Industrial_Industrial - WA_New_Space Heating_Natural Gas_Gas Boiler - Burner Control Optimization_A_Technical Potential | F11 | Industrial | Industrial - WA | New | Space Heating | Natural Gas | Gas Boiler - Burner Control Optimization | A | Purchases (Cumulative) | Technical Potential | 0 | 0 | 1.1232 | 3.4746 | 9.0979 | 20.246 | 38.9895 | 67.1597 | 105.4267 | 152.8402 | 206.832 | 263.7054 | 319.4312 | 370.4655 | 414.3352 | 449.8639 | 477.0629 | 496.8041 | 510.4249 | 519.3805 | 523.8808 | 525.4516 | 525.4516 | 525.4516 | 525.4516 | 525.4516 | 525.4516
F1_Industrial_Industrial - WA_New_Space Heating_Natural Gas_Gas Boiler - High Turndown Burner_A_Technical Potential | F1 | Industrial | Industrial - WA | New | Space Heating | Natural Gas | Gas Boiler - High Turndown Burner | A | Integrated Unit Energy Savings (kWh or therms) | Technical Potential | 0 | 0 | 0.79837 | 0.77563 | 0.75753 | 0.74595 | 0.73851 | 0.73305 | 0.72884 | 0.72547 | 0.7226 | 0.72018 | 0.7181 | 0.71629 | 0.71465 | 0.7131 | 0.71154 | 0.71092 | 0.71028 | 0.70935 | 0.70807 | 0.70639 | 0.70326 | 0.69844 | 0.69279 | 0.68724 | 0.68134
F2_Industrial_Industrial - WA_New_Space Heating_Natural Gas_Gas Boiler - High Turndown Burner_A_Technical Potential | F2 | Industrial | Industrial - WA | New | Space Heating | Natural Gas | Gas Boiler - High Turndown Burner | A | Integrated Unit Summer Peak Savings (kW) | Technical Potential | 0 | 0 | 0 | 0 | 0 | 0 | 0 | 0 | 0 | 0 | 0 | 0 | 0 | 0 | 0 | 0 | 0 | 0 | 0 | 0 | 0 | 0 | 0 | 0 | 0 | 0 | 0
F3_Industrial_Industrial - WA_New_Space Heating_Natural Gas_Gas Boiler - High Turndown Burner_A_Technical Potential | F3 | Industrial | Industrial - WA | New | Space Heating | Natural Gas | Gas Boiler - High Turndown Burner | A | Integrated Unit Winter Peak Savings (kW) | Technical Potential | 0 | 0 | 0 | 0 | 0 | 0 | 0 | 0 | 0 | 0 | 0 | 0 | 0 | 0 | 0 | 0 | 0 | 0 | 0 | 0 | 0 | 0 | 0 | 0 | 0 | 0 | 0
F4_Industrial_Industrial - WA_New_Space Heating_Natural Gas_Gas Boiler - High Turndown Burner_A_Technical Potential | F4 | Industrial | Industrial - WA | New | Space Heating | Natural Gas | Gas Boiler - High Turndown Burner | A | Incremental Energy Savings (MWh or mTherms) | Technical Potential | 0 | 0 | 0 | 0 | 0 | 0 | 0 | 0 | 0 | 0 | 0 | 0 | 0 | 0 | 0 | 0 | 0 | 0 | 0 | 0 | 0 | 0 | 0 | 0 | 0 | 0 | 0
F5_Industrial_Industrial - WA_New_Space Heating_Natural Gas_Gas Boiler - High Turndown Burner_A_Technical Potential | F5 | Industrial | Industrial - WA | New | Space Heating | Natural Gas | Gas Boiler - High Turndown Burner | A | Incremental Summer Peak Savings (MW) | Technical Potential | 0 | 0 | 0 | 0 | 0 | 0 | 0 | 0 | 0 | 0 | 0 | 0 | 0 | 0 | 0 | 0 | 0 | 0 | 0 | 0 | 0 | 0 | 0 | 0 | 0 | 0 | 0
F6_Industrial_Industrial - WA_New_Space Heating_Natural Gas_Gas Boiler - High Turndown Burner_A_Technical Potential | F6 | Industrial | Industrial - WA | New | Space Heating | Natural Gas | Gas Boiler - High Turndown Burner | A | Incremental Winter Peak Savings (MW) | Technical Potential | 0 | 0 | 0 | 0 | 0 | 0 | 0 | 0 | 0 | 0 | 0 | 0 | 0 | 0 | 0 | 0 | 0 | 0 | 0 | 0 | 0 | 0 | 0 | 0 | 0 | 0 | 0
F7_Industrial_Industrial - WA_New_Space Heating_Natural Gas_Gas Boiler - High Turndown Burner_A_Technical Potential | F7 | Industrial | Industrial - WA | New | Space Heating | Natural Gas | Gas Boiler - High Turndown Burner | A | Cumulative Energy Savings (MWh or mTherms) | Technical Potential | 0 | 0 | 0 | 0 | 0 | 0 | 0 | 0 | 0 | 0 | 0 | 0 | 0 | 0 | 0 | 0 | 0 | 0 | 0 | 0 | 0 | 0 | 0 | 0 | 0 | 0 | 0
F8_Industrial_Industrial - WA_New_Space Heating_Natural Gas_Gas Boiler - High Turndown Burner_A_Technical Potential | F8 | Industrial | Industrial - WA | New | Space Heating | Natural Gas | Gas Boiler - High Turndown Burner | A | Cumulative Summer Peak Savings (MW) | Technical Potential | 0 | 0 | 0 | 0 | 0 | 0 | 0 | 0 | 0 | 0 | 0 | 0 | 0 | 0 | 0 | 0 | 0 | 0 | 0 | 0 | 0 | 0 | 0 | 0 | 0 | 0 | 0
F9_Industrial_Industrial - WA_New_Space Heating_Natural Gas_Gas Boiler - High Turndown Burner_A_Technical Potential | F9 | Industrial | Industrial - WA | New | Space Heating | Natural Gas | Gas Boiler - High Turndown Burner | A | Cumulative Winter Peak Savings (MW) | Technical Potential | 0 | 0 | 0 | 0 | 0 | 0 | 0 | 0 | 0 | 0 | 0 | 0 | 0 | 0 | 0 | 0 | 0 | 0 | 0 | 0 | 0 | 0 | 0 | 0 | 0 | 0 | 0
F10_Industrial_Industrial - WA_New_Space Heating_Natural Gas_Gas Boiler - High Turndown Burner_A_Technical Potential | F10 | Industrial | Industrial - WA | New | Space Heating | Natural Gas | Gas Boiler - High Turndown Burner | A | Purchases (Incremental) | Technical Potential | 0 | 0 | 0 | 0 | 0 | 0 | 0 | 0 | 0 | 0 | 0 | 0 | 0 | 0 | 0 | 0 | 0 | 0 | 0 | 0 | 0 | 0 | 0 | 0 | 0 | 0 | 0
F11_Industrial_Industrial - WA_New_Space Heating_Natural Gas_Gas Boiler - High Turndown Burner_A_Technical Potential | F11 | Industrial | Industrial - WA | New | Space Heating | Natural Gas | Gas Boiler - High Turndown Burner | A | Purchases (Cumulative) | Technical Potential | 0 | 0 | 0 | 0 | 0 | 0 | 0 | 0 | 0 | 0 | 0 | 0 | 0 | 0 | 0 | 0 | 0 | 0 | 0 | 0 | 0 | 0 | 0 | 0 | 0 | 0 | 0
F1_Industrial_Industrial - WA_New_Space Heating_Natural Gas_Gas Boiler - Hot Water Reset_A_Technical Potential | F1 | Industrial | Industrial - WA | New | Space Heating | Natural Gas | Gas Boiler - Hot Water Reset | A | Integrated Unit Energy Savings (kWh or therms) | Technical Potential | 0 | 0 | 851.5902 | 827.3352 | 808.0355 | 795.6839 | 787.7482 | 781.9171 | 777.4341 | 773.8294 | 770.7778 | 768.1904 | 765.9781 | 764.0461 | 762.2966 | 760.6352 | 758.9811 | 758.3192 | 757.6302 | 756.6452 | 755.2796 | 753.4788 | 750.143 | 745.0029 | 738.9712 | 733.0597 | 726.7663
F2_Industrial_Industrial - WA_New_Space Heating_Natural Gas_Gas Boiler - Hot Water Reset_A_Technical Potential | F2 | Industrial | Industrial - WA | New | Space Heating | Natural Gas | Gas Boiler - Hot Water Reset | A | Integrated Unit Summer Peak Savings (kW) | Technical Potential | 0 | 0 | 0 | 0 | 0 | 0 | 0 | 0 | 0 | 0 | 0 | 0 | 0 | 0 | 0 | 0 | 0 | 0 | 0 | 0 | 0 | 0 | 0 | 0 | 0 | 0 | 0
F3_Industrial_Industrial - WA_New_Space Heating_Natural Gas_Gas Boiler - Hot Water Reset_A_Technical Potential | F3 | Industrial | Industrial - WA | New | Space Heating | Natural Gas | Gas Boiler - Hot Water Reset | A | Integrated Unit Winter Peak Savings (kW) | Technical Potential | 0 | 0 | 0 | 0 | 0 | 0 | 0 | 0 | 0 | 0 | 0 | 0 | 0 | 0 | 0 | 0 | 0 | 0 | 0 | 0 | 0 | 0 | 0 | 0 | 0 | 0 | 0
F4_Industrial_Industrial - WA_New_Space Heating_Natural Gas_Gas Boiler - Hot Water Reset_A_Technical Potential | F4 | Industrial | Industrial - WA | New | Space Heating | Natural Gas | Gas Boiler - Hot Water Reset | A | Incremental Energy Savings (MWh or mTherms) | Technical Potential | 0 | 0 | 0 | 0 | 0 | 0 | 0 | 0 | 0 | 0 | 0 | 0 | 0 | 0 | 0 | 0 | 0 | 0 | 0 | 0 | 0 | 0 | 0 | 0 | 0 | 0 | 0
F5_Industrial_Industrial - WA_New_Space Heating_Natural Gas_Gas Boiler - Hot Water Reset_A_Technical Potential | F5 | Industrial | Industrial - WA | New | Space Heating | Natural Gas | Gas Boiler - Hot Water Reset | A | Incremental Summer Peak Savings (MW) | Technical Potential | 0 | 0 | 0 | 0 | 0 | 0 | 0 | 0 | 0 | 0 | 0 | 0 | 0 | 0 | 0 | 0 | 0 | 0 | 0 | 0 | 0 | 0 | 0 | 0 | 0 | 0 | 0
F6_Industrial_Industrial - WA_New_Space Heating_Natural Gas_Gas Boiler - Hot Water Reset_A_Technical Potential | F6 | Industrial | Industrial - WA | New | Space Heating | Natural Gas | Gas Boiler - Hot Water Reset | A | Incremental Winter Peak Savings (MW) | Technical Potential | 0 | 0 | 0 | 0 | 0 | 0 | 0 | 0 | 0 | 0 | 0 | 0 | 0 | 0 | 0 | 0 | 0 | 0 | 0 | 0 | 0 | 0 | 0 | 0 | 0 | 0 | 0
F7_Industrial_Industrial - WA_New_Space Heating_Natural Gas_Gas Boiler - Hot Water Reset_A_Technical Potential | F7 | Industrial | Industrial - WA | New | Space Heating | Natural Gas | Gas Boiler - Hot Water Reset | A | Cumulative Energy Savings (MWh or mTherms) | Technical Potential | 0 | 0 | 0 | 0 | 0 | 0 | 0 | 0 | 0 | 0 | 0 | 0 | 0 | 0 | 0 | 0 | 0 | 0 | 0 | 0 | 0 | 0 | 0 | 0 | 0 | 0 | 0
F8_Industrial_Industrial - WA_New_Space Heating_Natural Gas_Gas Boiler - Hot Water Reset_A_Technical Potential | F8 | Industrial | Industrial - WA | New | Space Heating | Natural Gas | Gas Boiler - Hot Water Reset | A | Cumulative Summer Peak Savings (MW) | Technical Potential | 0 | 0 | 0 | 0 | 0 | 0 | 0 | 0 | 0 | 0 | 0 | 0 | 0 | 0 | 0 | 0 | 0 | 0 | 0 | 0 | 0 | 0 | 0 | 0 | 0 | 0 | 0
F9_Industrial_Industrial - WA_New_Space Heating_Natural Gas_Gas Boiler - Hot Water Reset_A_Technical Potential | F9 | Industrial | Industrial - WA | New | Space Heating | Natural Gas | Gas Boiler - Hot Water Reset | A | Cumulative Winter Peak Savings (MW) | Technical Potential | 0 | 0 | 0 | 0 | 0 | 0 | 0 | 0 | 0 | 0 | 0 | 0 | 0 | 0 | 0 | 0 | 0 | 0 | 0 | 0 | 0 | 0 | 0 | 0 | 0 | 0 | 0
F10_Industrial_Industrial - WA_New_Space Heating_Natural Gas_Gas Boiler - Hot Water Reset_A_Technical Potential | F10 | Industrial | Industrial - WA | New | Space Heating | Natural Gas | Gas Boiler - Hot Water Reset | A | Purchases (Incremental) | Technical Potential | 0 | 0 | 0 | 0 | 0 | 0 | 0 | 0 | 0 | 0 | 0 | 0 | 0 | 0 | 0 | 0 | 0 | 0 | 0 | 0 | 0 | 0 | 0 | 0 | 0 | 0 | 0
F11_Industrial_Industrial - WA_New_Space Heating_Natural Gas_Gas Boiler - Hot Water Reset_A_Technical Potential | F11 | Industrial | Industrial - WA | New | Space Heating | Natural Gas | Gas Boiler - Hot Water Reset | A | Purchases (Cumulative) | Technical Potential | 0 | 0 | 0 | 0 | 0 | 0 | 0 | 0 | 0 | 0 | 0 | 0 | 0 | 0 | 0 | 0 | 0 | 0 | 0 | 0 | 0 | 0 | 0 | 0 | 0 | 0 | 0
F1_Industrial_Industrial - WA_New_Space Heating_Natural Gas_Gas Boiler - Insulate Hot Water Lines_A_Technical Potential | F1 | Industrial | Industrial - WA | New | Space Heating | Natural Gas | Gas Boiler - Insulate Hot Water Lines | A | Integrated Unit Energy Savings (kWh or therms) | Technical Potential | 0 | 0 | 3.833 | 3.7238 | 3.6367 | 3.5808 | 3.5445 | 3.5176 | 3.4965 | 3.4793 | 3.4645 | 3.4519 | 3.441 | 3.4316 | 3.4232 | 3.4154 | 3.4078 | 3.4048 | 3.4018 | 3.3975 | 3.3915 | 3.3836 | 3.3689 | 3.346 | 3.3191 | 3.2927 | 3.2646
F2_Industrial_Industrial - WA_New_Space Heating_Natural Gas_Gas Boiler - Insulate Hot Water Lines_A_Technical Potential | F2 | Industrial | Industrial - WA | New | Space Heating | Natural Gas | Gas Boiler - Insulate Hot Water Lines | A | Integrated Unit Summer Peak Savings (kW) | Technical Potential | 0 | 0 | 0 | 0 | 0 | 0 | 0 | 0 | 0 | 0 | 0 | 0 | 0 | 0 | 0 | 0 | 0 | 0 | 0 | 0 | 0 | 0 | 0 | 0 | 0 | 0 | 0
F3_Industrial_Industrial - WA_New_Space Heating_Natural Gas_Gas Boiler - Insulate Hot Water Lines_A_Technical Potential | F3 | Industrial | Industrial - WA | New | Space Heating | Natural Gas | Gas Boiler - Insulate Hot Water Lines | A | Integrated Unit Winter Peak Savings (kW) | Technical Potential | 0 | 0 | 0 | 0 | 0 | 0 | 0 | 0 | 0 | 0 | 0 | 0 | 0 | 0 | 0 | 0 | 0 | 0 | 0 | 0 | 0 | 0 | 0 | 0 | 0 | 0 | 0
F4_Industrial_Industrial - WA_New_Space Heating_Natural Gas_Gas Boiler - Insulate Hot Water Lines_A_Technical Potential | F4 | Industrial | Industrial - WA | New | Space Heating | Natural Gas | Gas Boiler - Insulate Hot Water Lines | A | Incremental Energy Savings (MWh or mTherms) | Technical Potential | 0 | 0 | 0 | 0 | 0 | 0 | 0 | 0 | 0 | 0 | 0 | 0 | 0 | 0 | 0 | 0 | 0 | 0 | 0 | 0 | 0 | 0 | 0 | 0 | 0 | 0 | 0
F5_Industrial_Industrial - WA_New_Space Heating_Natural Gas_Gas Boiler - Insulate Hot Water Lines_A_Technical Potential | F5 | Industrial | Industrial - WA | New | Space Heating | Natural Gas | Gas Boiler - Insulate Hot Water Lines | A | Incremental Summer Peak Savings (MW) | Technical Potential | 0 | 0 | 0 | 0 | 0 | 0 | 0 | 0 | 0 | 0 | 0 | 0 | 0 | 0 | 0 | 0 | 0 | 0 | 0 | 0 | 0 | 0 | 0 | 0 | 0 | 0 | 0
F6_Industrial_Industrial - WA_New_Space Heating_Natural Gas_Gas Boiler - Insulate Hot Water Lines_A_Technical Potential | F6 | Industrial | Industrial - WA | New | Space Heating | Natural Gas | Gas Boiler - Insulate Hot Water Lines | A | Incremental Winter Peak Savings (MW) | Technical Potential | 0 | 0 | 0 | 0 | 0 | 0 | 0 | 0 | 0 | 0 | 0 | 0 | 0 | 0 | 0 | 0 | 0 | 0 | 0 | 0 | 0 | 0 | 0 | 0 | 0 | 0 | 0
F7_Industrial_Industrial - WA_New_Space Heating_Natural Gas_Gas Boiler - Insulate Hot Water Lines_A_Technical Potential | F7 | Industrial | Industrial - WA | New | Space Heating | Natural Gas | Gas Boiler - Insulate Hot Water Lines | A | Cumulative Energy Savings (MWh or mTherms) | Technical Potential | 0 | 0 | 0 | 0 | 0 | 0 | 0 | 0 | 0 | 0 | 0 | 0 | 0 | 0 | 0 | 0 | 0 | 0 | 0 | 0 | 0 | 0 | 0 | 0 | 0 | 0 | 0
F8_Industrial_Industrial - WA_New_Space Heating_Natural Gas_Gas Boiler - Insulate Hot Water Lines_A_Technical Potential | F8 | Industrial | Industrial - WA | New | Space Heating | Natural Gas | Gas Boiler - Insulate Hot Water Lines | A | Cumulative Summer Peak Savings (MW) | Technical Potential | 0 | 0 | 0 | 0 | 0 | 0 | 0 | 0 | 0 | 0 | 0 | 0 | 0 | 0 | 0 | 0 | 0 | 0 | 0 | 0 | 0 | 0 | 0 | 0 | 0 | 0 | 0
F9_Industrial_Industrial - WA_New_Space Heating_Natural Gas_Gas Boiler - Insulate Hot Water Lines_A_Technical Potential | F9 | Industrial | Industrial - WA | New | Space Heating | Natural Gas | Gas Boiler - Insulate Hot Water Lines | A | Cumulative Winter Peak Savings (MW) | Technical Potential | 0 | 0 | 0 | 0 | 0 | 0 | 0 | 0 | 0 | 0 | 0 | 0 | 0 | 0 | 0 | 0 | 0 | 0 | 0 | 0 | 0 | 0 | 0 | 0 | 0 | 0 | 0
F10_Industrial_Industrial - WA_New_Space Heating_Natural Gas_Gas Boiler - Insulate Hot Water Lines_A_Technical Potential | F10 | Industrial | Industrial - WA | New | Space Heating | Natural Gas | Gas Boiler - Insulate Hot Water Lines | A | Purchases (Incremental) | Technical Potential | 0 | 0 | 0 | 0 | 0 | 0 | 0 | 0 | 0 | 0 | 0 | 0 | 0 | 0 | 0 | 0 | 0 | 0 | 0 | 0 | 0 | 0 | 0 | 0 | 0 | 0 | 0
F11_Industrial_Industrial - WA_New_Space Heating_Natural Gas_Gas Boiler - Insulate Hot Water Lines_A_Technical Potential | F11 | Industrial | Industrial - WA | New | Space Heating | Natural Gas | Gas Boiler - Insulate Hot Water Lines | A | Purchases (Cumulative) | Technical Potential | 0 | 0 | 0 | 0 | 0 | 0 | 0 | 0 | 0 | 0 | 0 | 0 | 0 | 0 | 0 | 0 | 0 | 0 | 0 | 0 | 0 | 0 | 0 | 0 | 0 | 0 | 0
F1_Industrial_Industrial - WA_New_Space Heating_Natural Gas_Gas Boiler - Insulate Steam Lines/Condensate Tank_A_Technical Potential | F1 | Industrial | Industrial - WA | New | Space Heating | Natural Gas | Gas Boiler - Insulate Steam Lines/Condensate Tank | A | Integrated Unit Energy Savings (kWh or therms) | Technical Potential | 0 | 0 | 5.7258 | 5.5627 | 5.4329 | 5.3499 | 5.2965 | 5.2573 | 5.2272 | 5.2029 | 5.1824 | 5.165 | 5.1501 | 5.1371 | 5.1254 | 5.1142 | 5.1031 | 5.0986 | 5.094 | 5.0874 | 5.0782 | 5.0661 | 5.0437 | 5.0091 | 4.9685 | 4.9288 | 4.8865
F2_Industrial_Industrial - WA_New_Space Heating_Natural Gas_Gas Boiler - Insulate Steam Lines/Condensate Tank_A_Technical Potential | F2 | Industrial | Industrial - WA | New | Space Heating | Natural Gas | Gas Boiler - Insulate Steam Lines/Condensate Tank | A | Integrated Unit Summer Peak Savings (kW) | Technical Potential | 0 | 0 | 0 | 0 | 0 | 0 | 0 | 0 | 0 | 0 | 0 | 0 | 0 | 0 | 0 | 0 | 0 | 0 | 0 | 0 | 0 | 0 | 0 | 0 | 0 | 0 | 0
F3_Industrial_Industrial - WA_New_Space Heating_Natural Gas_Gas Boiler - Insulate Steam Lines/Condensate Tank_A_Technical Potential | F3 | Industrial | Industrial - WA | New | Space Heating | Natural Gas | Gas Boiler - Insulate Steam Lines/Condensate Tank | A | Integrated Unit Winter Peak Savings (kW) | Technical Potential | 0 | 0 | 0 | 0 | 0 | 0 | 0 | 0 | 0 | 0 | 0 | 0 | 0 | 0 | 0 | 0 | 0 | 0 | 0 | 0 | 0 | 0 | 0 | 0 | 0 | 0 | 0
F4_Industrial_Industrial - WA_New_Space Heating_Natural Gas_Gas Boiler - Insulate Steam Lines/Condensate Tank_A_Technical Potential | F4 | Industrial | Industrial - WA | New | Space Heating | Natural Gas | Gas Boiler - Insulate Steam Lines/Condensate Tank | A | Incremental Energy Savings (MWh or mTherms) | Technical Potential | 0 | 0 | 0 | 0 | 0 | 0 | 0 | 0 | 0 | 0 | 0 | 0 | 0 | 0 | 0 | 0 | 0 | 0 | 0 | 0 | 0 | 0 | 0 | 0 | 0 | 0 | 0
F5_Industrial_Industrial - WA_New_Space Heating_Natural Gas_Gas Boiler - Insulate Steam Lines/Condensate Tank_A_Technical Potential | F5 | Industrial | Industrial - WA | New | Space Heating | Natural Gas | Gas Boiler - Insulate Steam Lines/Condensate Tank | A | Incremental Summer Peak Savings (MW) | Technical Potential | 0 | 0 | 0 | 0 | 0 | 0 | 0 | 0 | 0 | 0 | 0 | 0 | 0 | 0 | 0 | 0 | 0 | 0 | 0 | 0 | 0 | 0 | 0 | 0 | 0 | 0 | 0
F6_Industrial_Industrial - WA_New_Space Heating_Natural Gas_Gas Boiler - Insulate Steam Lines/Condensate Tank_A_Technical Potential | F6 | Industrial | Industrial - WA | New | Space Heating | Natural Gas | Gas Boiler - Insulate Steam Lines/Condensate Tank | A | Incremental Winter Peak Savings (MW) | Technical Potential | 0 | 0 | 0 | 0 | 0 | 0 | 0 | 0 | 0 | 0 | 0 | 0 | 0 | 0 | 0 | 0 | 0 | 0 | 0 | 0 | 0 | 0 | 0 | 0 | 0 | 0 | 0
F7_Industrial_Industrial - WA_New_Space Heating_Natural Gas_Gas Boiler - Insulate Steam Lines/Condensate Tank_A_Technical Potential | F7 | Industrial | Industrial - WA | New | Space Heating | Natural Gas | Gas Boiler - Insulate Steam Lines/Condensate Tank | A | Cumulative Energy Savings (MWh or mTherms) | Technical Potential | 0 | 0 | 0 | 0 | 0 | 0 | 0 | 0 | 0 | 0 | 0 | 0 | 0 | 0 | 0 | 0 | 0 | 0 | 0 | 0 | 0 | 0 | 0 | 0 | 0 | 0 | 0
F8_Industrial_Industrial - WA_New_Space Heating_Natural Gas_Gas Boiler - Insulate Steam Lines/Condensate Tank_A_Technical Potential | F8 | Industrial | Industrial - WA | New | Space Heating | Natural Gas | Gas Boiler - Insulate Steam Lines/Condensate Tank | A | Cumulative Summer Peak Savings (MW) | Technical Potential | 0 | 0 | 0 | 0 | 0 | 0 | 0 | 0 | 0 | 0 | 0 | 0 | 0 | 0 | 0 | 0 | 0 | 0 | 0 | 0 | 0 | 0 | 0 | 0 | 0 | 0 | 0
F9_Industrial_Industrial - WA_New_Space Heating_Natural Gas_Gas Boiler - Insulate Steam Lines/Condensate Tank_A_Technical Potential | F9 | Industrial | Industrial - WA | New | Space Heating | Natural Gas | Gas Boiler - Insulate Steam Lines/Condensate Tank | A | Cumulative Winter Peak Savings (MW) | Technical Potential | 0 | 0 | 0 | 0 | 0 | 0 | 0 | 0 | 0 | 0 | 0 | 0 | 0 | 0 | 0 | 0 | 0 | 0 | 0 | 0 | 0 | 0 | 0 | 0 | 0 | 0 | 0
F10_Industrial_Industrial - WA_New_Space Heating_Natural Gas_Gas Boiler - Insulate Steam Lines/Condensate Tank_A_Technical Potential | F10 | Industrial | Industrial - WA | New | Space Heating | Natural Gas | Gas Boiler - Insulate Steam Lines/Condensate Tank | A | Purchases (Incremental) | Technical Potential | 0 | 0 | 0 | 0 | 0 | 0 | 0 | 0 | 0 | 0 | 0 | 0 | 0 | 0 | 0 | 0 | 0 | 0 | 0 | 0 | 0 | 0 | 0 | 0 | 0 | 0 | 0
F11_Industrial_Industrial - WA_New_Space Heating_Natural Gas_Gas Boiler - Insulate Steam Lines/Condensate Tank_A_Technical Potential | F11 | Industrial | Industrial - WA | New | Space Heating | Natural Gas | Gas Boiler - Insulate Steam Lines/Condensate Tank | A | Purchases (Cumulative) | Technical Potential | 0 | 0 | 0 | 0 | 0 | 0 | 0 | 0 | 0 | 0 | 0 | 0 | 0 | 0 | 0 | 0 | 0 | 0 | 0 | 0 | 0 | 0 | 0 | 0 | 0 | 0 | 0
F1_Industrial_Industrial - WA_New_Space Heating_Natural Gas_Gas Boiler - Stack Economizer_A_Technical Potential | F1 | Industrial | Industrial - WA | New | Space Heating | Natural Gas | Gas Boiler - Stack Economizer | A | Integrated Unit Energy Savings (kWh or therms) | Technical Potential | 0 | 0 | 0.76642 | 0.74457 | 0.72716 | 0.71598 | 0.70873 | 0.70334 | 0.69913 | 0.69569 | 0.69273 | 0.6902 | 0.68803 | 0.68615 | 0.68448 | 0.68291 | 0.68139 | 0.68079 | 0.68019 | 0.67933 | 0.67814 | 0.67656 | 0.67361 | 0.66903 | 0.66365 | 0.65838 | 0.65276
F2_Industrial_Industrial - WA_New_Space Heating_Natural Gas_Gas Boiler - Stack Economizer_A_Technical Potential | F2 | Industrial | Industrial - WA | New | Space Heating | Natural Gas | Gas Boiler - Stack Economizer | A | Integrated Unit Summer Peak Savings (kW) | Technical Potential | 0 | 0 | 0 | 0 | 0 | 0 | 0 | 0 | 0 | 0 | 0 | 0 | 0 | 0 | 0 | 0 | 0 | 0 | 0 | 0 | 0 | 0 | 0 | 0 | 0 | 0 | 0
F3_Industrial_Industrial - WA_New_Space Heating_Natural Gas_Gas Boiler - Stack Economizer_A_Technical Potential | F3 | Industrial | Industrial - WA | New | Space Heating | Natural Gas | Gas Boiler - Stack Economizer | A | Integrated Unit Winter Peak Savings (kW) | Technical Potential | 0 | 0 | 0 | 0 | 0 | 0 | 0 | 0 | 0 | 0 | 0 | 0 | 0 | 0 | 0 | 0 | 0 | 0 | 0 | 0 | 0 | 0 | 0 | 0 | 0 | 0 | 0
F4_Industrial_Industrial - WA_New_Space Heating_Natural Gas_Gas Boiler - Stack Economizer_A_Technical Potential | F4 | Industrial | Industrial - WA | New | Space Heating | Natural Gas | Gas Boiler - Stack Economizer | A | Incremental Energy Savings (MWh or mTherms) | Technical Potential | 0 | 0 | 0.00851 | 0.01101 | 0.012858 | 0.014342 | 0.015345 | 0.014713 | 0.012487 | 0.010557 | 0.0088926 | 0.0074664 | 0.006251 | 0.0052197 | 0.0043481 | 0.0036137 | 0.0029969 | 0 | 0 | 0 | 0 | 0 | 0 | 0 | 0 | 0 | 0
F5_Industrial_Industrial - WA_New_Space Heating_Natural Gas_Gas Boiler - Stack Economizer_A_Technical Potential | F5 | Industrial | Industrial - WA | New | Space Heating | Natural Gas | Gas Boiler - Stack Economizer | A | Incremental Summer Peak Savings (MW) | Technical Potential | 0 | 0 | 0 | 0 | 0 | 0 | 0 | 0 | 0 | 0 | 0 | 0 | 0 | 0 | 0 | 0 | 0 | 0 | 0 | 0 | 0 | 0 | 0 | 0 | 0 | 0 | 0
F6_Industrial_Industrial - WA_New_Space Heating_Natural Gas_Gas Boiler - Stack Economizer_A_Technical Potential | F6 | Industrial | Industrial - WA | New | Space Heating | Natural Gas | Gas Boiler - Stack Economizer | A | Incremental Winter Peak Savings (MW) | Technical Potential | 0 | 0 | 0 | 0 | 0 | 0 | 0 | 0 | 0 | 0 | 0 | 0 | 0 | 0 | 0 | 0 | 0 | 0 | 0 | 0 | 0 | 0 | 0 | 0 | 0 | 0 | 0
F7_Industrial_Industrial - WA_New_Space Heating_Natural Gas_Gas Boiler - Stack Economizer_A_Technical Potential | F7 | Industrial | Industrial - WA | New | Space Heating | Natural Gas | Gas Boiler - Stack Economizer | A | Cumulative Energy Savings (MWh or mTherms) | Technical Potential | 0 | 0 | 0.00851 | 0.019278 | 0.031685 | 0.045539 | 0.060423 | 0.074676 | 0.086717 | 0.096846 | 0.10533 | 0.11241 | 0.11831 | 0.1232 | 0.12725 | 0.13057 | 0.13328 | 0.13316 | 0.13304 | 0.13288 | 0.13264 | 0.13233 | 0.13176 | 0.13086 | 0.12981 | 0.12878 | 0.12768
F8_Industrial_Industrial - WA_New_Space Heating_Natural Gas_Gas Boiler - Stack Economizer_A_Technical Potential | F8 | Industrial | Industrial - WA | New | Space Heating | Natural Gas | Gas Boiler - Stack Economizer | A | Cumulative Summer Peak Savings (MW) | Technical Potential | 0 | 0 | 0 | 0 | 0 | 0 | 0 | 0 | 0 | 0 | 0 | 0 | 0 | 0 | 0 | 0 | 0 | 0 | 0 | 0 | 0 | 0 | 0 | 0 | 0 | 0 | 0
F9_Industrial_Industrial - WA_New_Space Heating_Natural Gas_Gas Boiler - Stack Economizer_A_Technical Potential | F9 | Industrial | Industrial - WA | New | Space Heating | Natural Gas | Gas Boiler - Stack Economizer | A | Cumulative Winter Peak Savings (MW) | Technical Potential | 0 | 0 | 0 | 0 | 0 | 0 | 0 | 0 | 0 | 0 | 0 | 0 | 0 | 0 | 0 | 0 | 0 | 0 | 0 | 0 | 0 | 0 | 0 | 0 | 0 | 0 | 0
F10_Industrial_Industrial - WA_New_Space Heating_Natural Gas_Gas Boiler - Stack Economizer_A_Technical Potential | F10 | Industrial | Industrial - WA | New | Space Heating | Natural Gas | Gas Boiler - Stack Economizer | A | Purchases (Incremental) | Technical Potential | 0 | 0 | 11.1036 | 14.7873 | 17.6822 | 20.0313 | 21.6506 | 20.9182 | 17.8613 | 15.1752 | 12.8371 | 10.8177 | 9.0852 | 7.6072 | 6.3524 | 5.2916 | 4.3982 | 0 | 0 | 0 | 0 | 0 | 0 | 0 | 0 | 0 | 0
F11_Industrial_Industrial - WA_New_Space Heating_Natural Gas_Gas Boiler - Stack Economizer_A_Technical Potential | F11 | Industrial | Industrial - WA | New | Space Heating | Natural Gas | Gas Boiler - Stack Economizer | A | Purchases (Cumulative) | Technical Potential | 0 | 0 | 11.1036 | 25.8909 | 43.5731 | 63.6044 | 85.255 | 106.1732 | 124.0345 | 139.2097 | 152.0467 | 162.8645 | 171.9497 | 179.5569 | 185.9093 | 191.2009 | 195.5992 | 195.5992 | 195.5992 | 195.5992 | 195.5992 | 195.5992 | 195.5992 | 195.5992 | 195.5992 | 195.5992 | 195.5992
F1_Industrial_Industrial - WA_New_Space Heating_Natural Gas_Gas Boiler - Steam Trap Replacement_A_Technical Potential | F1 | Industrial | Industrial - WA | New | Space Heating | Natural Gas | Gas Boiler - Steam Trap Replacement | A | Integrated Unit Energy Savings (kWh or therms) | Technical Potential | 0 | 0 | 25671.3479 | 25016.1029 | 24503.4745 | 24199.0838 | 24032.8677 | 23896.6462 | 23785.4153 | 23695.4322 | 23623.6105 | 23567.0771 | 23522.8753 | 23487.8311 | 23458.6081 | 23431.95 | 23405.0542 | 23395.2699 | 23380.6352 | 23353.9941 | 23314.5489 | 23261.4604 | 23140.304 | 22964.9767 | 22763.5567 | 22567.1163 | 22360.0736
F2_Industrial_Industrial - WA_New_Space Heating_Natural Gas_Gas Boiler - Steam Trap Replacement_A_Technical Potential | F2 | Industrial | Industrial - WA | New | Space Heating | Natural Gas | Gas Boiler - Steam Trap Replacement | A | Integrated Unit Summer Peak Savings (kW) | Technical Potential | 0 | 0 | 0 | 0 | 0 | 0 | 0 | 0 | 0 | 0 | 0 | 0 | 0 | 0 | 0 | 0 | 0 | 0 | 0 | 0 | 0 | 0 | 0 | 0 | 0 | 0 | 0
F3_Industrial_Industrial - WA_New_Space Heating_Natural Gas_Gas Boiler - Steam Trap Replacement_A_Technical Potential | F3 | Industrial | Industrial - WA | New | Space Heating | Natural Gas | Gas Boiler - Steam Trap Replacement | A | Integrated Unit Winter Peak Savings (kW) | Technical Potential | 0 | 0 | 0 | 0 | 0 | 0 | 0 | 0 | 0 | 0 | 0 | 0 | 0 | 0 | 0 | 0 | 0 | 0 | 0 | 0 | 0 | 0 | 0 | 0 | 0 | 0 | 0
F4_Industrial_Industrial - WA_New_Space Heating_Natural Gas_Gas Boiler - Steam Trap Replacement_A_Technical Potential | F4 | Industrial | Industrial - WA | New | Space Heating | Natural Gas | Gas Boiler - Steam Trap Replacement | A | Incremental Energy Savings (MWh or mTherms) | Technical Potential | 0 | 0 | 0.00011455 | 0.00014866 | 0.00017412 | 0.0001948 | 0.0002091 | 0.0002232 | 0.00013099 | 0.00011006 | 9.6604e-05 | 8.8207e-05 | 8.6551e-05 | 8.496e-05 | 8.3418e-05 | 8.1914e-05 | 8.0437e-05 | 7.9045e-05 | 7.766e-05 | 7.6262e-05 | 0 | 0 | 0 | 0 | 0 | 0 | 0
F5_Industrial_Industrial - WA_New_Space Heating_Natural Gas_Gas Boiler - Steam Trap Replacement_A_Technical Potential | F5 | Industrial | Industrial - WA | New | Space Heating | Natural Gas | Gas Boiler - Steam Trap Replacement | A | Incremental Summer Peak Savings (MW) | Technical Potential | 0 | 0 | 0 | 0 | 0 | 0 | 0 | 0 | 0 | 0 | 0 | 0 | 0 | 0 | 0 | 0 | 0 | 0 | 0 | 0 | 0 | 0 | 0 | 0 | 0 | 0 | 0
F6_Industrial_Industrial - WA_New_Space Heating_Natural Gas_Gas Boiler - Steam Trap Replacement_A_Technical Potential | F6 | Industrial | Industrial - WA | New | Space Heating | Natural Gas | Gas Boiler - Steam Trap Replacement | A | Incremental Winter Peak Savings (MW) | Technical Potential | 0 | 0 | 0 | 0 | 0 | 0 | 0 | 0 | 0 | 0 | 0 | 0 | 0 | 0 | 0 | 0 | 0 | 0 | 0 | 0 | 0 | 0 | 0 | 0 | 0 | 0 | 0
F7_Industrial_Industrial - WA_New_Space Heating_Natural Gas_Gas Boiler - Steam Trap Replacement_A_Technical Potential | F7 | Industrial | Industrial - WA | New | Space Heating | Natural Gas | Gas Boiler - Steam Trap Replacement | A | Cumulative Energy Savings (MWh or mTherms) | Technical Potential | 0 | 0 | 0.00011455 | 0.00026028 | 0.00042906 | 0.00061853 | 0.00082338 | 0.0010419 | 0.001168 | 0.0012737 | 0.0013664 | 0.0014514 | 0.0015352 | 0.0016179 | 0.0016993 | 0.0017793 | 0.0018577 | 0.0019359 | 0.0020124 | 0.0020863 | 0.0020828 | 0.0020781 | 0.0020673 | 0.0020516 | 0.0020336 | 0.002016 | 0.0019976
F8_Industrial_Industrial - WA_New_Space Heating_Natural Gas_Gas Boiler - Steam Trap Replacement_A_Technical Potential | F8 | Industrial | Industrial - WA | New | Space Heating | Natural Gas | Gas Boiler - Steam Trap Replacement | A | Cumulative Summer Peak Savings (MW) | Technical Potential | 0 | 0 | 0 | 0 | 0 | 0 | 0 | 0 | 0 | 0 | 0 | 0 | 0 | 0 | 0 | 0 | 0 | 0 | 0 | 0 | 0 | 0 | 0 | 0 | 0 | 0 | 0
F9_Industrial_Industrial - WA_New_Space Heating_Natural Gas_Gas Boiler - Steam Trap Replacement_A_Technical Potential | F9 | Industrial | Industrial - WA | New | Space Heating | Natural Gas | Gas Boiler - Steam Trap Replacement | A | Cumulative Winter Peak Savings (MW) | Technical Potential | 0 | 0 | 0 | 0 | 0 | 0 | 0 | 0 | 0 | 0 | 0 | 0 | 0 | 0 | 0 | 0 | 0 | 0 | 0 | 0 | 0 | 0 | 0 | 0 | 0 | 0 | 0
F10_Industrial_Industrial - WA_New_Space Heating_Natural Gas_Gas Boiler - Steam Trap Replacement_A_Technical Potential | F10 | Industrial | Industrial - WA | New | Space Heating | Natural Gas | Gas Boiler - Steam Trap Replacement | A | Purchases (Incremental) | Technical Potential | 0 | 0 | 4.4621e-06 | 5.9424e-06 | 7.1058e-06 | 8.0498e-06 | 8.7005e-06 | 9.3402e-06 | 5.507e-06 | 4.6449e-06 | 4.0893e-06 | 3.7428e-06 | 3.6795e-06 | 3.6172e-06 | 3.556e-06 | 3.4958e-06 | 3.4367e-06 | 3.3787e-06 | 3.3216e-06 | 3.2655e-06 | 0 | 0 | 0 | 0 | 0 | 0 | 0
F11_Industrial_Industrial - WA_New_Space Heating_Natural Gas_Gas Boiler - Steam Trap Replacement_A_Technical Potential | F11 | Industrial | Industrial - WA | New | Space Heating | Natural Gas | Gas Boiler - Steam Trap Replacement | A | Purchases (Cumulative) | Technical Potential | 0 | 0 | 4.4621e-06 | 1.0405e-05 | 1.751e-05 | 2.556e-05 | 3.4261e-05 | 4.3601e-05 | 4.9108e-05 | 5.3753e-05 | 5.7842e-05 | 6.1585e-05 | 6.5264e-05 | 6.8881e-05 | 7.2437e-05 | 7.5933e-05 | 7.937e-05 | 8.2749e-05 | 8.607e-05 | 8.9336e-05 | 8.9336e-05 | 8.9336e-05 | 8.9336e-05 | 8.9336e-05 | 8.9336e-05 | 8.9336e-05 | 8.9336e-05
F1_Industrial_Industrial - WA_New_Process_Natural Gas_Process Boiler - Hot Water Reset_A_Technical Potential | F1 | Industrial | Industrial - WA | New | Process | Natural Gas | Process Boiler - Hot Water Reset | A | Integrated Unit Energy Savings (kWh or therms) | Technical Potential | 0 | 0 | 8443.6943 | 8443.6412 | 8443.5907 | 8443.5404 | 8443.4865 | 8443.4349 | 8443.4166 | 8443.4059 | 8443.3996 | 8443.3957 | 8443.3922 | 8443.389 | 8443.3862 | 8443.3837 | 8443.3814 | 8443.3793 | 8443.3773 | 8443.3755 | 8443.3875 | 8443.3985 | 8443.4088 | 8443.4183 | 8443.4272 | 8443.4355 | 8443.4432
F2_Industrial_Industrial - WA_New_Process_Natural Gas_Process Boiler - Hot Water Reset_A_Technical Potential | F2 | Industrial | Industrial - WA | New | Process | Natural Gas | Process Boiler - Hot Water Reset | A | Integrated Unit Summer Peak Savings (kW) | Technical Potential | 0 | 0 | 0 | 0 | 0 | 0 | 0 | 0 | 0 | 0 | 0 | 0 | 0 | 0 | 0 | 0 | 0 | 0 | 0 | 0 | 0 | 0 | 0 | 0 | 0 | 0 | 0
F3_Industrial_Industrial - WA_New_Process_Natural Gas_Process Boiler - Hot Water Reset_A_Technical Potential | F3 | Industrial | Industrial - WA | New | Process | Natural Gas | Process Boiler - Hot Water Reset | A | Integrated Unit Winter Peak Savings (kW) | Technical Potential | 0 | 0 | 0 | 0 | 0 | 0 | 0 | 0 | 0 | 0 | 0 | 0 | 0 | 0 | 0 | 0 | 0 | 0 | 0 | 0 | 0 | 0 | 0 | 0 | 0 | 0 | 0
F4_Industrial_Industrial - WA_New_Process_Natural Gas_Process Boiler - Hot Water Reset_A_Technical Potential | F4 | Industrial | Industrial - WA | New | Process | Natural Gas | Process Boiler - Hot Water Reset | A | Incremental Energy Savings (MWh or mTherms) | Technical Potential | 0 | 0 | 0 | 0 | 0 | 0 | 0 | 0 | 0 | 0 | 0 | 0 | 0 | 0 | 0 | 0 | 0 | 0 | 0 | 0 | 0 | 0 | 0 | 0 | 0 | 0 | 0
F5_Industrial_Industrial - WA_New_Process_Natural Gas_Process Boiler - Hot Water Reset_A_Technical Potential | F5 | Industrial | Industrial - WA | New | Process | Natural Gas | Process Boiler - Hot Water Reset | A | Incremental Summer Peak Savings (MW) | Technical Potential | 0 | 0 | 0 | 0 | 0 | 0 | 0 | 0 | 0 | 0 | 0 | 0 | 0 | 0 | 0 | 0 | 0 | 0 | 0 | 0 | 0 | 0 | 0 | 0 | 0 | 0 | 0
F6_Industrial_Industrial - WA_New_Process_Natural Gas_Process Boiler - Hot Water Reset_A_Technical Potential | F6 | Industrial | Industrial - WA | New | Process | Natural Gas | Process Boiler - Hot Water Reset | A | Incremental Winter Peak Savings (MW) | Technical Potential | 0 | 0 | 0 | 0 | 0 | 0 | 0 | 0 | 0 | 0 | 0 | 0 | 0 | 0 | 0 | 0 | 0 | 0 | 0 | 0 | 0 | 0 | 0 | 0 | 0 | 0 | 0
F7_Industrial_Industrial - WA_New_Process_Natural Gas_Process Boiler - Hot Water Reset_A_Technical Potential | F7 | Industrial | Industrial - WA | New | Process | Natural Gas | Process Boiler - Hot Water Reset | A | Cumulative Energy Savings (MWh or mTherms) | Technical Potential | 0 | 0 | 0 | 0 | 0 | 0 | 0 | 0 | 0 | 0 | 0 | 0 | 0 | 0 | 0 | 0 | 0 | 0 | 0 | 0 | 0 | 0 | 0 | 0 | 0 | 0 | 0
F8_Industrial_Industrial - WA_New_Process_Natural Gas_Process Boiler - Hot Water Reset_A_Technical Potential | F8 | Industrial | Industrial - WA | New | Process | Natural Gas | Process Boiler - Hot Water Reset | A | Cumulative Summer Peak Savings (MW) | Technical Potential | 0 | 0 | 0 | 0 | 0 | 0 | 0 | 0 | 0 | 0 | 0 | 0 | 0 | 0 | 0 | 0 | 0 | 0 | 0 | 0 | 0 | 0 | 0 | 0 | 0 | 0 | 0
F9_Industrial_Industrial - WA_New_Process_Natural Gas_Process Boiler - Hot Water Reset_A_Technical Potential | F9 | Industrial | Industrial - WA | New | Process | Natural Gas | Process Boiler - Hot Water Reset | A | Cumulative Winter Peak Savings (MW) | Technical Potential | 0 | 0 | 0 | 0 | 0 | 0 | 0 | 0 | 0 | 0 | 0 | 0 | 0 | 0 | 0 | 0 | 0 | 0 | 0 | 0 | 0 | 0 | 0 | 0 | 0 | 0 | 0
F10_Industrial_Industrial - WA_New_Process_Natural Gas_Process Boiler - Hot Water Reset_A_Technical Potential | F10 | Industrial | Industrial - WA | New | Process | Natural Gas | Process Boiler - Hot Water Reset | A | Purchases (Incremental) | Technical Potential | 0 | 0 | 0 | 0 | 0 | 0 | 0 | 0 | 0 | 0 | 0 | 0 | 0 | 0 | 0 | 0 | 0 | 0 | 0 | 0 | 0 | 0 | 0 | 0 | 0 | 0 | 0
F11_Industrial_Industrial - WA_New_Process_Natural Gas_Process Boiler - Hot Water Reset_A_Technical Potential | F11 | Industrial | Industrial - WA | New | Process | Natural Gas | Process Boiler - Hot Water Reset | A | Purchases (Cumulative) | Technical Potential | 0 | 0 | 0 | 0 | 0 | 0 | 0 | 0 | 0 | 0 | 0 | 0 | 0 | 0 | 0 | 0 | 0 | 0 | 0 | 0 | 0 | 0 | 0 | 0 | 0 | 0 | 0
F1_Industrial_Industrial - WA_New_Process_Natural Gas_Process Boiler - Burner Control Optimization_A_Technical Potential | F1 | Industrial | Industrial - WA | New | Process | Natural Gas | Process Boiler - Burner Control Optimization | A | Integrated Unit Energy Savings (kWh or therms) | Technical Potential | 0 | 0 | 2.2956 | 2.2956 | 2.2956 | 2.2956 | 2.2956 | 2.2956 | 2.2956 | 2.2956 | 2.2955 | 2.2955 | 2.2955 | 2.2955 | 2.2955 | 2.2955 | 2.2955 | 2.2955 | 2.2955 | 2.2955 | 2.2955 | 2.2955 | 2.2956 | 2.2956 | 2.2956 | 2.2956 | 2.2956
F2_Industrial_Industrial - WA_New_Process_Natural Gas_Process Boiler - Burner Control Optimization_A_Technical Potential | F2 | Industrial | Industrial - WA | New | Process | Natural Gas | Process Boiler - Burner Control Optimization | A | Integrated Unit Summer Peak Savings (kW) | Technical Potential | 0 | 0 | 0 | 0 | 0 | 0 | 0 | 0 | 0 | 0 | 0 | 0 | 0 | 0 | 0 | 0 | 0 | 0 | 0 | 0 | 0 | 0 | 0 | 0 | 0 | 0 | 0
F3_Industrial_Industrial - WA_New_Process_Natural Gas_Process Boiler - Burner Control Optimization_A_Technical Potential | F3 | Industrial | Industrial - WA | New | Process | Natural Gas | Process Boiler - Burner Control Optimization | A | Integrated Unit Winter Peak Savings (kW) | Technical Potential | 0 | 0 | 0 | 0 | 0 | 0 | 0 | 0 | 0 | 0 | 0 | 0 | 0 | 0 | 0 | 0 | 0 | 0 | 0 | 0 | 0 | 0 | 0 | 0 | 0 | 0 | 0
F4_Industrial_Industrial - WA_New_Process_Natural Gas_Process Boiler - Burner Control Optimization_A_Technical Potential | F4 | Industrial | Industrial - WA | New | Process | Natural Gas | Process Boiler - Burner Control Optimization | A | Incremental Energy Savings (MWh or mTherms) | Technical Potential | 0 | 0 | 0.0050021 | 0.010471 | 0.025042 | 0.049646 | 0.083469 | 0.12545 | 0.17041 | 0.21114 | 0.24044 | 0.25327 | 0.24816 | 0.22726 | 0.19536 | 0.15822 | 0.12112 | 0.087911 | 0.060656 | 0.039881 | 0.02004 | 0.0069953 | 0 | 0 | 0 | 0 | 0
F5_Industrial_Industrial - WA_New_Process_Natural Gas_Process Boiler - Burner Control Optimization_A_Technical Potential | F5 | Industrial | Industrial - WA | New | Process | Natural Gas | Process Boiler - Burner Control Optimization | A | Incremental Summer Peak Savings (MW) | Technical Potential | 0 | 0 | 0 | 0 | 0 | 0 | 0 | 0 | 0 | 0 | 0 | 0 | 0 | 0 | 0 | 0 | 0 | 0 | 0 | 0 | 0 | 0 | 0 | 0 | 0 | 0 | 0
F6_Industrial_Industrial - WA_New_Process_Natural Gas_Process Boiler - Burner Control Optimization_A_Technical Potential | F6 | Industrial | Industrial - WA | New | Process | Natural Gas | Process Boiler - Burner Control Optimization | A | Incremental Winter Peak Savings (MW) | Technical Potential | 0 | 0 | 0 | 0 | 0 | 0 | 0 | 0 | 0 | 0 | 0 | 0 | 0 | 0 | 0 | 0 | 0 | 0 | 0 | 0 | 0 | 0 | 0 | 0 | 0 | 0 | 0
F7_Industrial_Industrial - WA_New_Process_Natural Gas_Process Boiler - Burner Control Optimization_A_Technical Potential | F7 | Industrial | Industrial - WA | New | Process | Natural Gas | Process Boiler - Burner Control Optimization | A | Cumulative Energy Savings (MWh or mTherms) | Technical Potential | 0 | 0 | 0.0050021 | 0.015473 | 0.040515 | 0.090161 | 0.17363 | 0.29908 | 0.46948 | 0.68063 | 0.92106 | 1.1743 | 1.4225 | 1.6497 | 1.8451 | 2.0033 | 2.1244 | 2.2124 | 2.273 | 2.3129 | 2.3329 | 2.3399 | 2.3399 | 2.3399 | 2.3399 | 2.3399 | 2.3399
F8_Industrial_Industrial - WA_New_Process_Natural Gas_Process Boiler - Burner Control Optimization_A_Technical Potential | F8 | Industrial | Industrial - WA | New | Process | Natural Gas | Process Boiler - Burner Control Optimization | A | Cumulative Summer Peak Savings (MW) | Technical Potential | 0 | 0 | 0 | 0 | 0 | 0 | 0 | 0 | 0 | 0 | 0 | 0 | 0 | 0 | 0 | 0 | 0 | 0 | 0 | 0 | 0 | 0 | 0 | 0 | 0 | 0 | 0
F9_Industrial_Industrial - WA_New_Process_Natural Gas_Process Boiler - Burner Control Optimization_A_Technical Potential | F9 | Industrial | Industrial - WA | New | Process | Natural Gas | Process Boiler - Burner Control Optimization | A | Cumulative Winter Peak Savings (MW) | Technical Potential | 0 | 0 | 0 | 0 | 0 | 0 | 0 | 0 | 0 | 0 | 0 | 0 | 0 | 0 | 0 | 0 | 0 | 0 | 0 | 0 | 0 | 0 | 0 | 0 | 0 | 0 | 0
F10_Industrial_Industrial - WA_New_Process_Natural Gas_Process Boiler - Burner Control Optimization_A_Technical Potential | F10 | Industrial | Industrial - WA | New | Process | Natural Gas | Process Boiler - Burner Control Optimization | A | Purchases (Incremental) | Technical Potential | 0 | 0 | 2.1789 | 4.5614 | 10.9088 | 21.6265 | 36.3608 | 54.6479 | 74.2349 | 91.9783 | 104.7397 | 110.3297 | 108.1034 | 99.0025 | 85.1035 | 68.9229 | 52.7638 | 38.2963 | 26.4233 | 17.3731 | 8.7301 | 3.0473 | 0 | 0 | 0 | 0 | 0
F11_Industrial_Industrial - WA_New_Process_Natural Gas_Process Boiler - Burner Control Optimization_A_Technical Potential | F11 | Industrial | Industrial - WA | New | Process | Natural Gas | Process Boiler - Burner Control Optimization | A | Purchases (Cumulative) | Technical Potential | 0 | 0 | 2.1789 | 6.7404 | 17.6492 | 39.2757 | 75.6364 | 130.2844 | 204.5192 | 296.4975 | 401.2373 | 511.5669 | 619.6704 | 718.6729 | 803.7764 | 872.6993 | 925.4632 | 963.7594 | 990.1827 | 1007.5558 | 1016.2859 | 1019.3332 | 1019.3332 | 1019.3332 | 1019.3332 | 1019.3332 | 1019.3332
F1_Industrial_Industrial - WA_New_Process_Natural Gas_Process Boiler - Insulate Hot Water Lines_A_Technical Potential | F1 | Industrial | Industrial - WA | New | Process | Natural Gas | Process Boiler - Insulate Hot Water Lines | A | Integrated Unit Energy Savings (kWh or therms) | Technical Potential | 0 | 0 | 38.0053 | 38.0041 | 38.0018 | 37.998 | 37.9921 | 37.9841 | 37.9742 | 37.9631 | 37.9514 | 37.9402 | 37.9302 | 37.9222 | 37.9163 | 37.9125 | 37.9106 | 37.9102 | 37.9108 | 37.9123 | 37.9144 | 37.9168 | 37.9193 | 37.9216 | 37.9238 | 37.9258 | 37.9277
F2_Industrial_Industrial - WA_New_Process_Natural Gas_Process Boiler - Insulate Hot Water Lines_A_Technical Potential | F2 | Industrial | Industrial - WA | New | Process | Natural Gas | Process Boiler - Insulate Hot Water Lines | A | Integrated Unit Summer Peak Savings (kW) | Technical Potential | 0 | 0 | 0 | 0 | 0 | 0 | 0 | 0 | 0 | 0 | 0 | 0 | 0 | 0 | 0 | 0 | 0 | 0 | 0 | 0 | 0 | 0 | 0 | 0 | 0 | 0 | 0
F3_Industrial_Industrial - WA_New_Process_Natural Gas_Process Boiler - Insulate Hot Water Lines_A_Technical Potential | F3 | Industrial | Industrial - WA | New | Process | Natural Gas | Process Boiler - Insulate Hot Water Lines | A | Integrated Unit Winter Peak Savings (kW) | Technical Potential | 0 | 0 | 0 | 0 | 0 | 0 | 0 | 0 | 0 | 0 | 0 | 0 | 0 | 0 | 0 | 0 | 0 | 0 | 0 | 0 | 0 | 0 | 0 | 0 | 0 | 0 | 0
F4_Industrial_Industrial - WA_New_Process_Natural Gas_Process Boiler - Insulate Hot Water Lines_A_Technical Potential | F4 | Industrial | Industrial - WA | New | Process | Natural Gas | Process Boiler - Insulate Hot Water Lines | A | Incremental Energy Savings (MWh or mTherms) | Technical Potential | 0 | 0 | 0 | 0 | 0 | 0 | 0 | 0 | 0 | 0 | 0 | 0 | 0 | 0 | 0 | 0 | 0 | 0 | 0 | 0 | 0 | 0 | 0 | 0 | 0 | 0 | 0
F5_Industrial_Industrial - WA_New_Process_Natural Gas_Process Boiler - Insulate Hot Water Lines_A_Technical Potential | F5 | Industrial | Industrial - WA | New | Process | Natural Gas | Process Boiler - Insulate Hot Water Lines | A | Incremental Summer Peak Savings (MW) | Technical Potential | 0 | 0 | 0 | 0 | 0 | 0 | 0 | 0 | 0 | 0 | 0 | 0 | 0 | 0 | 0 | 0 | 0 | 0 | 0 | 0 | 0 | 0 | 0 | 0 | 0 | 0 | 0
F6_Industrial_Industrial - WA_New_Process_Natural Gas_Process Boiler - Insulate Hot Water Lines_A_Technical Potential | F6 | Industrial | Industrial - WA | New | Process | Natural Gas | Process Boiler - Insulate Hot Water Lines | A | Incremental Winter Peak Savings (MW) | Technical Potential | 0 | 0 | 0 | 0 | 0 | 0 | 0 | 0 | 0 | 0 | 0 | 0 | 0 | 0 | 0 | 0 | 0 | 0 | 0 | 0 | 0 | 0 | 0 | 0 | 0 | 0 | 0
F7_Industrial_Industrial - WA_New_Process_Natural Gas_Process Boiler - Insulate Hot Water Lines_A_Technical Potential | F7 | Industrial | Industrial - WA | New | Process | Natural Gas | Process Boiler - Insulate Hot Water Lines | A | Cumulative Energy Savings (MWh or mTherms) | Technical Potential | 0 | 0 | 0 | 0 | 0 | 0 | 0 | 0 | 0 | 0 | 0 | 0 | 0 | 0 | 0 | 0 | 0 | 0 | 0 | 0 | 0 | 0 | 0 | 0 | 0 | 0 | 0
F8_Industrial_Industrial - WA_New_Process_Natural Gas_Process Boiler - Insulate Hot Water Lines_A_Technical Potential | F8 | Industrial | Industrial - WA | New | Process | Natural Gas | Process Boiler - Insulate Hot Water Lines | A | Cumulative Summer Peak Savings (MW) | Technical Potential | 0 | 0 | 0 | 0 | 0 | 0 | 0 | 0 | 0 | 0 | 0 | 0 | 0 | 0 | 0 | 0 | 0 | 0 | 0 | 0 | 0 | 0 | 0 | 0 | 0 | 0 | 0
F9_Industrial_Industrial - WA_New_Process_Natural Gas_Process Boiler - Insulate Hot Water Lines_A_Technical Potential | F9 | Industrial | Industrial - WA | New | Process | Natural Gas | Process Boiler - Insulate Hot Water Lines | A | Cumulative Winter Peak Savings (MW) | Technical Potential | 0 | 0 | 0 | 0 | 0 | 0 | 0 | 0 | 0 | 0 | 0 | 0 | 0 | 0 | 0 | 0 | 0 | 0 | 0 | 0 | 0 | 0 | 0 | 0 | 0 | 0 | 0
F10_Industrial_Industrial - WA_New_Process_Natural Gas_Process Boiler - Insulate Hot Water Lines_A_Technical Potential | F10 | Industrial | Industrial - WA | New | Process | Natural Gas | Process Boiler - Insulate Hot Water Lines | A | Purchases (Incremental) | Technical Potential | 0 | 0 | 0 | 0 | 0 | 0 | 0 | 0 | 0 | 0 | 0 | 0 | 0 | 0 | 0 | 0 | 0 | 0 | 0 | 0 | 0 | 0 | 0 | 0 | 0 | 0 | 0
F11_Industrial_Industrial - WA_New_Process_Natural Gas_Process Boiler - Insulate Hot Water Lines_A_Technical Potential | F11 | Industrial | Industrial - WA | New | Process | Natural Gas | Process Boiler - Insulate Hot Water Lines | A | Purchases (Cumulative) | Technical Potential | 0 | 0 | 0 | 0 | 0 | 0 | 0 | 0 | 0 | 0 | 0 | 0 | 0 | 0 | 0 | 0 | 0 | 0 | 0 | 0 | 0 | 0 | 0 | 0 | 0 | 0 | 0
F1_Industrial_Industrial - WA_New_Process_Natural Gas_Process Boiler - Insulate Steam Lines/Condensate Tank_A_Technical Potential | F1 | Industrial | Industrial - WA | New | Process | Natural Gas | Process Boiler - Insulate Steam Lines/Condensate Tank | A | Integrated Unit Energy Savings (kWh or therms) | Technical Potential | 0 | 0 | 56.772 | 56.7717 | 56.7713 | 56.771 | 56.7706 | 56.7703 | 56.7702 | 56.7701 | 56.77 | 56.77 | 56.77 | 56.77 | 56.77 | 56.7699 | 56.7699 | 56.7699 | 56.7699 | 56.7699 | 56.77 | 56.77 | 56.7701 | 56.7702 | 56.7702 | 56.7703 | 56.7703
F2_Industrial_Industrial - WA_New_Process_Natural Gas_Process Boiler - Insulate Steam Lines/Condensate Tank_A_Technical Potential | F2 | Industrial | Industrial - WA | New | Process | Natural Gas | Process Boiler - Insulate Steam Lines/Condensate Tank | A | Integrated Unit Summer Peak Savings (kW) | Technical Potential | 0 | 0 | 0 | 0 | 0 | 0 | 0 | 0 | 0 | 0 | 0 | 0 | 0 | 0 | 0 | 0 | 0 | 0 | 0 | 0 | 0 | 0 | 0 | 0 | 0 | 0 | 0
F3_Industrial_Industrial - WA_New_Process_Natural Gas_Process Boiler - Insulate Steam Lines/Condensate Tank_A_Technical Potential | F3 | Industrial | Industrial - WA | New | Process | Natural Gas | Process Boiler - Insulate Steam Lines/Condensate Tank | A | Integrated Unit Winter Peak Savings (kW) | Technical Potential | 0 | 0 | 0 | 0 | 0 | 0 | 0 | 0 | 0 | 0 | 0 | 0 | 0 | 0 | 0 | 0 | 0 | 0 | 0 | 0 | 0 | 0 | 0 | 0 | 0 | 0 | 0
F4_Industrial_Industrial - WA_New_Process_Natural Gas_Process Boiler - Insulate Steam Lines/Condensate Tank_A_Technical Potential | F4 | Industrial | Industrial - WA | New | Process | Natural Gas | Process Boiler - Insulate Steam Lines/Condensate Tank | A | Incremental Energy Savings (MWh or mTherms) | Technical Potential | 0 | 0 | 0 | 0 | 0 | 0 | 0 | 0 | 0 | 0 | 0 | 0 | 0 | 0 | 0 | 0 | 0 | 0 | 0 | 0 | 0 | 0 | 0 | 0 | 0 | 0 | 0
F5_Industrial_Industrial - WA_New_Process_Natural Gas_Process Boiler - Insulate Steam Lines/Condensate Tank_A_Technical Potential | F5 | Industrial | Industrial - WA | New | Process | Natural Gas | Process Boiler - Insulate Steam Lines/Condensate Tank | A | Incremental Summer Peak Savings (MW) | Technical Potential | 0 | 0 | 0 | 0 | 0 | 0 | 0 | 0 | 0 | 0 | 0 | 0 | 0 | 0 | 0 | 0 | 0 | 0 | 0 | 0 | 0 | 0 | 0 | 0 | 0 | 0 | 0
F6_Industrial_Industrial - WA_New_Process_Natural Gas_Process Boiler - Insulate Steam Lines/Condensate Tank_A_Technical Potential | F6 | Industrial | Industrial - WA | New | Process | Natural Gas | Process Boiler - Insulate Steam Lines/Condensate Tank | A | Incremental Winter Peak Savings (MW) | Technical Potential | 0 | 0 | 0 | 0 | 0 | 0 | 0 | 0 | 0 | 0 | 0 | 0 | 0 | 0 | 0 | 0 | 0 | 0 | 0 | 0 | 0 | 0 | 0 | 0 | 0 | 0 | 0
F7_Industrial_Industrial - WA_New_Process_Natural Gas_Process Boiler - Insulate Steam Lines/Condensate Tank_A_Technical Potential | F7 | Industrial | Industrial - WA | New | Process | Natural Gas | Process Boiler - Insulate Steam Lines/Condensate Tank | A | Cumulative Energy Savings (MWh or mTherms) | Technical Potential | 0 | 0 | 0 | 0 | 0 | 0 | 0 | 0 | 0 | 0 | 0 | 0 | 0 | 0 | 0 | 0 | 0 | 0 | 0 | 0 | 0 | 0 | 0 | 0 | 0 | 0 | 0
F8_Industrial_Industrial - WA_New_Process_Natural Gas_Process Boiler - Insulate Steam Lines/Condensate Tank_A_Technical Potential | F8 | Industrial | Industrial - WA | New | Process | Natural Gas | Process Boiler - Insulate Steam Lines/Condensate Tank | A | Cumulative Summer Peak Savings (MW) | Technical Potential | 0 | 0 | 0 | 0 | 0 | 0 | 0 | 0 | 0 | 0 | 0 | 0 | 0 | 0 | 0 | 0 | 0 | 0 | 0 | 0 | 0 | 0 | 0 | 0 | 0 | 0 | 0
F9_Industrial_Industrial - WA_New_Process_Natural Gas_Process Boiler - Insulate Steam Lines/Condensate Tank_A_Technical Potential | F9 | Industrial | Industrial - WA | New | Process | Natural Gas | Process Boiler - Insulate Steam Lines/Condensate Tank | A | Cumulative Winter Peak Savings (MW) | Technical Potential | 0 | 0 | 0 | 0 | 0 | 0 | 0 | 0 | 0 | 0 | 0 | 0 | 0 | 0 | 0 | 0 | 0 | 0 | 0 | 0 | 0 | 0 | 0 | 0 | 0 | 0 | 0
F10_Industrial_Industrial - WA_New_Process_Natural Gas_Process Boiler - Insulate Steam Lines/Condensate Tank_A_Technical Potential | F10 | Industrial | Industrial - WA | New | Process | Natural Gas | Process Boiler - Insulate Steam Lines/Condensate Tank | A | Purchases (Incremental) | Technical Potential | 0 | 0 | 0 | 0 | 0 | 0 | 0 | 0 | 0 | 0 | 0 | 0 | 0 | 0 | 0 | 0 | 0 | 0 | 0 | 0 | 0 | 0 | 0 | 0 | 0 | 0 | 0
F11_Industrial_Industrial - WA_New_Process_Natural Gas_Process Boiler - Insulate Steam Lines/Condensate Tank_A_Technical Potential | F11 | Industrial | Industrial - WA | New | Process | Natural Gas | Process Boiler - Insulate Steam Lines/Condensate Tank | A | Purchases (Cumulative) | Technical Potential | 0 | 0 | 0 | 0 | 0 | 0 | 0 | 0 | 0 | 0 | 0 | 0 | 0 | 0 | 0 | 0 | 0 | 0 | 0 | 0 | 0 | 0 | 0 | 0 | 0 | 0 | 0
F1_Industrial_Industrial - WA_New_Process_Natural Gas_Process Boiler - Stack Economizer_A_Technical Potential | F1 | Industrial | Industrial - WA | New | Process | Natural Gas | Process Boiler - Stack Economizer | A | Integrated Unit Energy Savings (kWh or therms) | Technical Potential | 0 | 0 | 7.5984 | 7.5979 | 7.5972 | 7.5966 | 7.5955 | 7.594 | 7.5921 | 7.5899 | 7.5876 | 7.5854 | 7.5835 | 7.5819 | 7.5807 | 7.58 | 7.5796 | 7.5796 | 7.5797 | 7.58 | 7.5805 | 7.581 | 7.5815 | 7.582 | 7.5824 | 7.5828 | 7.5832
F2_Industrial_Industrial - WA_New_Process_Natural Gas_Process Boiler - Stack Economizer_A_Technical Potential | F2 | Industrial | Industrial - WA | New | Process | Natural Gas | Process Boiler - Stack Economizer | A | Integrated Unit Summer Peak Savings (kW) | Technical Potential | 0 | 0 | 0 | 0 | 0 | 0 | 0 | 0 | 0 | 0 | 0 | 0 | 0 | 0 | 0 | 0 | 0 | 0 | 0 | 0 | 0 | 0 | 0 | 0 | 0 | 0 | 0
F3_Industrial_Industrial - WA_New_Process_Natural Gas_Process Boiler - Stack Economizer_A_Technical Potential | F3 | Industrial | Industrial - WA | New | Process | Natural Gas | Process Boiler - Stack Economizer | A | Integrated Unit Winter Peak Savings (kW) | Technical Potential | 0 | 0 | 0 | 0 | 0 | 0 | 0 | 0 | 0 | 0 | 0 | 0 | 0 | 0 | 0 | 0 | 0 | 0 | 0 | 0 | 0 | 0 | 0 | 0 | 0 | 0 | 0
F4_Industrial_Industrial - WA_New_Process_Natural Gas_Process Boiler - Stack Economizer_A_Technical Potential | F4 | Industrial | Industrial - WA | New | Process | Natural Gas | Process Boiler - Stack Economizer | A | Incremental Energy Savings (MWh or mTherms) | Technical Potential | 0 | 0 | 0.16367 | 0.21795 | 0.2606 | 0.2952 | 0.31901 | 0.30816 | 0.26306 | 0.22344 | 0.18895 | 0.15918 | 0.13366 | 0.11189 | 0.093418 | 0.077811 | 0.064671 | 0 | 0 | 0 | 0 | 0 | 0 | 0 | 0 | 0 | 0
F5_Industrial_Industrial - WA_New_Process_Natural Gas_Process Boiler - Stack Economizer_A_Technical Potential | F5 | Industrial | Industrial - WA | New | Process | Natural Gas | Process Boiler - Stack Economizer | A | Incremental Summer Peak Savings (MW) | Technical Potential | 0 | 0 | 0 | 0 | 0 | 0 | 0 | 0 | 0 | 0 | 0 | 0 | 0 | 0 | 0 | 0 | 0 | 0 | 0 | 0 | 0 | 0 | 0 | 0 | 0 | 0 | 0
F6_Industrial_Industrial - WA_New_Process_Natural Gas_Process Boiler - Stack Economizer_A_Technical Potential | F6 | Industrial | Industrial - WA | New | Process | Natural Gas | Process Boiler - Stack Economizer | A | Incremental Winter Peak Savings (MW) | Technical Potential | 0 | 0 | 0 | 0 | 0 | 0 | 0 | 0 | 0 | 0 | 0 | 0 | 0 | 0 | 0 | 0 | 0 | 0 | 0 | 0 | 0 | 0 | 0 | 0 | 0 | 0 | 0
F7_Industrial_Industrial - WA_New_Process_Natural Gas_Process Boiler - Stack Economizer_A_Technical Potential | F7 | Industrial | Industrial - WA | New | Process | Natural Gas | Process Boiler - Stack Economizer | A | Cumulative Energy Savings (MWh or mTherms) | Technical Potential | 0 | 0 | 0.16367 | 0.38161 | 0.64218 | 0.93733 | 1.2562 | 1.5641 | 1.8268 | 2.0497 | 2.238 | 2.3966 | 2.5296 | 2.641 | 2.734 | 2.8115 | 2.8761 | 2.876 | 2.8761 | 2.8762 | 2.8764 | 2.8766 | 2.8768 | 2.8769 | 2.8771 | 2.8773 | 2.8774
F8_Industrial_Industrial - WA_New_Process_Natural Gas_Process Boiler - Stack Economizer_A_Technical Potential | F8 | Industrial | Industrial - WA | New | Process | Natural Gas | Process Boiler - Stack Economizer | A | Cumulative Summer Peak Savings (MW) | Technical Potential | 0 | 0 | 0 | 0 | 0 | 0 | 0 | 0 | 0 | 0 | 0 | 0 | 0 | 0 | 0 | 0 | 0 | 0 | 0 | 0 | 0 | 0 | 0 | 0 | 0 | 0 | 0
F9_Industrial_Industrial - WA_New_Process_Natural Gas_Process Boiler - Stack Economizer_A_Technical Potential | F9 | Industrial | Industrial - WA | New | Process | Natural Gas | Process Boiler - Stack Economizer | A | Cumulative Winter Peak Savings (MW) | Technical Potential | 0 | 0 | 0 | 0 | 0 | 0 | 0 | 0 | 0 | 0 | 0 | 0 | 0 | 0 | 0 | 0 | 0 | 0 | 0 | 0 | 0 | 0 | 0 | 0 | 0 | 0 | 0
F10_Industrial_Industrial - WA_New_Process_Natural Gas_Process Boiler - Stack Economizer_A_Technical Potential | F10 | Industrial | Industrial - WA | New | Process | Natural Gas | Process Boiler - Stack Economizer | A | Purchases (Incremental) | Technical Potential | 0 | 0 | 21.54 | 28.6862 | 34.3021 | 38.859 | 42.0004 | 40.5796 | 34.6495 | 29.4386 | 24.9028 | 20.9855 | 17.6246 | 14.7574 | 12.3231 | 10.2653 | 8.5322 | 0 | 0 | 0 | 0 | 0 | 0 | 0 | 0 | 0 | 0
F11_Industrial_Industrial - WA_New_Process_Natural Gas_Process Boiler - Stack Economizer_A_Technical Potential | F11 | Industrial | Industrial - WA | New | Process | Natural Gas | Process Boiler - Stack Economizer | A | Purchases (Cumulative) | Technical Potential | 0 | 0 | 21.54 | 50.2262 | 84.5283 | 123.3873 | 165.3877 | 205.9673 | 240.6168 | 270.0554 | 294.9583 | 315.9438 | 333.5684 | 348.3258 | 360.6489 | 370.9142 | 379.4464 | 379.4464 | 379.4464 | 379.4464 | 379.4464 | 379.4464 | 379.4464 | 379.4464 | 379.4464 | 379.4464 | 379.4464
F1_Industrial_Industrial - WA_New_Process_Natural Gas_Process Boiler - Steam Trap Replacement_A_Technical Potential | F1 | Industrial | Industrial - WA | New | Process | Natural Gas | Process Boiler - Steam Trap Replacement | A | Integrated Unit Energy Savings (kWh or therms) | Technical Potential | 0 | 0 | 253514.0926 | 253514.0926 | 253514.0926 | 253514.0926 | 253514.0926 | 253514.0926 | 253514.0926 | 253514.0926 | 253514.0926 | 253514.0926 | 253514.0926 | 253514.0926 | 253514.0926 | 253514.0926 | 253514.0926 | 253514.0926 | 253514.0926 | 253514.0926 | 253514.0926 | 253514.0926 | 253514.0926 | 253514.0926 | 253514.0926 | 253514.0926 | 253514.0926
F2_Industrial_Industrial - WA_New_Process_Natural Gas_Process Boiler - Steam Trap Replacement_A_Technical Potential | F2 | Industrial | Industrial - WA | New | Process | Natural Gas | Process Boiler - Steam Trap Replacement | A | Integrated Unit Summer Peak Savings (kW) | Technical Potential | 0 | 0 | 0 | 0 | 0 | 0 | 0 | 0 | 0 | 0 | 0 | 0 | 0 | 0 | 0 | 0 | 0 | 0 | 0 | 0 | 0 | 0 | 0 | 0 | 0 | 0 | 0
F3_Industrial_Industrial - WA_New_Process_Natural Gas_Process Boiler - Steam Trap Replacement_A_Technical Potential | F3 | Industrial | Industrial - WA | New | Process | Natural Gas | Process Boiler - Steam Trap Replacement | A | Integrated Unit Winter Peak Savings (kW) | Technical Potential | 0 | 0 | 0 | 0 | 0 | 0 | 0 | 0 | 0 | 0 | 0 | 0 | 0 | 0 | 0 | 0 | 0 | 0 | 0 | 0 | 0 | 0 | 0 | 0 | 0 | 0 | 0
F4_Industrial_Industrial - WA_New_Process_Natural Gas_Process Boiler - Steam Trap Replacement_A_Technical Potential | F4 | Industrial | Industrial - WA | New | Process | Natural Gas | Process Boiler - Steam Trap Replacement | A | Incremental Energy Savings (MWh or mTherms) | Technical Potential | 0 | 0 | 0.0021944 | 0.0029225 | 0.0034946 | 0.0039588 | 0.0042789 | 0.0045935 | 0.0027083 | 0.0022843 | 0.0020111 | 0.0018407 | 0.0018095 | 0.0017789 | 0.0017488 | 0.0017192 | 0.0016902 | 0.0016616 | 0.0016335 | 0.0016059 | 0 | 0 | 0 | 0 | 0 | 0 | 0
F5_Industrial_Industrial - WA_New_Process_Natural Gas_Process Boiler - Steam Trap Replacement_A_Technical Potential | F5 | Industrial | Industrial - WA | New | Process | Natural Gas | Process Boiler - Steam Trap Replacement | A | Incremental Summer Peak Savings (MW) | Technical Potential | 0 | 0 | 0 | 0 | 0 | 0 | 0 | 0 | 0 | 0 | 0 | 0 | 0 | 0 | 0 | 0 | 0 | 0 | 0 | 0 | 0 | 0 | 0 | 0 | 0 | 0 | 0
F6_Industrial_Industrial - WA_New_Process_Natural Gas_Process Boiler - Steam Trap Replacement_A_Technical Potential | F6 | Industrial | Industrial - WA | New | Process | Natural Gas | Process Boiler - Steam Trap Replacement | A | Incremental Winter Peak Savings (MW) | Technical Potential | 0 | 0 | 0 | 0 | 0 | 0 | 0 | 0 | 0 | 0 | 0 | 0 | 0 | 0 | 0 | 0 | 0 | 0 | 0 | 0 | 0 | 0 | 0 | 0 | 0 | 0 | 0
F7_Industrial_Industrial - WA_New_Process_Natural Gas_Process Boiler - Steam Trap Replacement_A_Technical Potential | F7 | Industrial | Industrial - WA | New | Process | Natural Gas | Process Boiler - Steam Trap Replacement | A | Cumulative Energy Savings (MWh or mTherms) | Technical Potential | 0 | 0 | 0.0021944 | 0.0051169 | 0.0086115 | 0.01257 | 0.016849 | 0.021443 | 0.024151 | 0.026435 | 0.028446 | 0.030287 | 0.032097 | 0.033876 | 0.035624 | 0.037344 | 0.039034 | 0.040696 | 0.042329 | 0.043935 | 0.043935 | 0.043935 | 0.043935 | 0.043935 | 0.043935 | 0.043935 | 0.043935
F8_Industrial_Industrial - WA_New_Process_Natural Gas_Process Boiler - Steam Trap Replacement_A_Technical Potential | F8 | Industrial | Industrial - WA | New | Process | Natural Gas | Process Boiler - Steam Trap Replacement | A | Cumulative Summer Peak Savings (MW) | Technical Potential | 0 | 0 | 0 | 0 | 0 | 0 | 0 | 0 | 0 | 0 | 0 | 0 | 0 | 0 | 0 | 0 | 0 | 0 | 0 | 0 | 0 | 0 | 0 | 0 | 0 | 0 | 0
F9_Industrial_Industrial - WA_New_Process_Natural Gas_Process Boiler - Steam Trap Replacement_A_Technical Potential | F9 | Industrial | Industrial - WA | New | Process | Natural Gas | Process Boiler - Steam Trap Replacement | A | Cumulative Winter Peak Savings (MW) | Technical Potential | 0 | 0 | 0 | 0 | 0 | 0 | 0 | 0 | 0 | 0 | 0 | 0 | 0 | 0 | 0 | 0 | 0 | 0 | 0 | 0 | 0 | 0 | 0 | 0 | 0 | 0 | 0
F10_Industrial_Industrial - WA_New_Process_Natural Gas_Process Boiler - Steam Trap Replacement_A_Technical Potential | F10 | Industrial | Industrial - WA | New | Process | Natural Gas | Process Boiler - Steam Trap Replacement | A | Purchases (Incremental) | Technical Potential | 0 | 0 | 8.6561e-06 | 1.1528e-05 | 1.3785e-05 | 1.5616e-05 | 1.6878e-05 | 1.8119e-05 | 1.0683e-05 | 9.0107e-06 | 7.9329e-06 | 7.2608e-06 | 7.1378e-06 | 7.017e-06 | 6.8983e-06 | 6.7817e-06 | 6.667e-06 | 6.5543e-06 | 6.4436e-06 | 6.3348e-06 | 0 | 0 | 0 | 0 | 0 | 0 | 0
F11_Industrial_Industrial - WA_New_Process_Natural Gas_Process Boiler - Steam Trap Replacement_A_Technical Potential | F11 | Industrial | Industrial - WA | New | Process | Natural Gas | Process Boiler - Steam Trap Replacement | A | Purchases (Cumulative) | Technical Potential | 0 | 0 | 8.6561e-06 | 2.0184e-05 | 3.3969e-05 | 4.9584e-05 | 6.6463e-05 | 8.4582e-05 | 9.5265e-05 | 0.00010428 | 0.00011221 | 0.00011947 | 0.00012661 | 0.00013362 | 0.00014052 | 0.0001473 | 0.00015397 | 0.00016053 | 0.00016697 | 0.0001733 | 0.0001733 | 0.0001733 | 0.0001733 | 0.0001733 | 0.0001733 | 0.0001733 | 0.0001733
F1_Industrial_Industrial - WA_New_Process_Natural Gas_Process Boiler - Maintenance_A_Technical Potential | F1 | Industrial | Industrial - WA | New | Process | Natural Gas | Process Boiler - Maintenance | A | Integrated Unit Energy Savings (kWh or therms) | Technical Potential | 0 | 0 | 4.7495 | 4.7493 | 4.7491 | 4.7486 | 4.7478 | 4.7468 | 4.7456 | 4.7442 | 4.7428 | 4.7414 | 4.7401 | 4.7391 | 4.7384 | 4.7379 | 4.7377 | 4.7376 | 4.7377 | 4.7379 | 4.7381 | 4.7384 | 4.7387 | 4.739 | 4.7393 | 4.7396 | 4.7398
F2_Industrial_Industrial - WA_New_Process_Natural Gas_Process Boiler - Maintenance_A_Technical Potential | F2 | Industrial | Industrial - WA | New | Process | Natural Gas | Process Boiler - Maintenance | A | Integrated Unit Summer Peak Savings (kW) | Technical Potential | 0 | 0 | 0 | 0 | 0 | 0 | 0 | 0 | 0 | 0 | 0 | 0 | 0 | 0 | 0 | 0 | 0 | 0 | 0 | 0 | 0 | 0 | 0 | 0 | 0 | 0 | 0
F3_Industrial_Industrial - WA_New_Process_Natural Gas_Process Boiler - Maintenance_A_Technical Potential | F3 | Industrial | Industrial - WA | New | Process | Natural Gas | Process Boiler - Maintenance | A | Integrated Unit Winter Peak Savings (kW) | Technical Potential | 0 | 0 | 0 | 0 | 0 | 0 | 0 | 0 | 0 | 0 | 0 | 0 | 0 | 0 | 0 | 0 | 0 | 0 | 0 | 0 | 0 | 0 | 0 | 0 | 0 | 0 | 0
F4_Industrial_Industrial - WA_New_Process_Natural Gas_Process Boiler - Maintenance_A_Technical Potential | F4 | Industrial | Industrial - WA | New | Process | Natural Gas | Process Boiler - Maintenance | A | Incremental Energy Savings (MWh or mTherms) | Technical Potential | 0 | 0 | 0.025863 | 0.024141 | 0.019982 | 0 | 0 | 0 | 0 | 0 | 0 | 0 | 0 | 0 | 0 | 0 | 0 | 0 | 0 | 0 | 0 | 0 | 0 | 0 | 0 | 0 | 0
F5_Industrial_Industrial - WA_New_Process_Natural Gas_Process Boiler - Maintenance_A_Technical Potential | F5 | Industrial | Industrial - WA | New | Process | Natural Gas | Process Boiler - Maintenance | A | Incremental Summer Peak Savings (MW) | Technical Potential | 0 | 0 | 0 | 0 | 0 | 0 | 0 | 0 | 0 | 0 | 0 | 0 | 0 | 0 | 0 | 0 | 0 | 0 | 0 | 0 | 0 | 0 | 0 | 0 | 0 | 0 | 0
F6_Industrial_Industrial - WA_New_Process_Natural Gas_Process Boiler - Maintenance_A_Technical Potential | F6 | Industrial | Industrial - WA | New | Process | Natural Gas | Process Boiler - Maintenance | A | Incremental Winter Peak Savings (MW) | Technical Potential | 0 | 0 | 0 | 0 | 0 | 0 | 0 | 0 | 0 | 0 | 0 | 0 | 0 | 0 | 0 | 0 | 0 | 0 | 0 | 0 | 0 | 0 | 0 | 0 | 0 | 0 | 0
F7_Industrial_Industrial - WA_New_Process_Natural Gas_Process Boiler - Maintenance_A_Technical Potential | F7 | Industrial | Industrial - WA | New | Process | Natural Gas | Process Boiler - Maintenance | A | Cumulative Energy Savings (MWh or mTherms) | Technical Potential | 0 | 0 | 0.025863 | 0.050002 | 0.069982 | 0.069975 | 0.069964 | 0.069949 | 0.069931 | 0.069911 | 0.069889 | 0.069868 | 0.06985 | 0.069835 | 0.069824 | 0.069817 | 0.069814 | 0.069813 | 0.069814 | 0.069817 | 0.069821 | 0.069825 | 0.06983 | 0.069834 | 0.069838 | 0.069842 | 0.069845
F8_Industrial_Industrial - WA_New_Process_Natural Gas_Process Boiler - Maintenance_A_Technical Potential | F8 | Industrial | Industrial - WA | New | Process | Natural Gas | Process Boiler - Maintenance | A | Cumulative Summer Peak Savings (MW) | Technical Potential | 0 | 0 | 0 | 0 | 0 | 0 | 0 | 0 | 0 | 0 | 0 | 0 | 0 | 0 | 0 | 0 | 0 | 0 | 0 | 0 | 0 | 0 | 0 | 0 | 0 | 0 | 0
F9_Industrial_Industrial - WA_New_Process_Natural Gas_Process Boiler - Maintenance_A_Technical Potential | F9 | Industrial | Industrial - WA | New | Process | Natural Gas | Process Boiler - Maintenance | A | Cumulative Winter Peak Savings (MW) | Technical Potential | 0 | 0 | 0 | 0 | 0 | 0 | 0 | 0 | 0 | 0 | 0 | 0 | 0 | 0 | 0 | 0 | 0 | 0 | 0 | 0 | 0 | 0 | 0 | 0 | 0 | 0 | 0
F10_Industrial_Industrial - WA_New_Process_Natural Gas_Process Boiler - Maintenance_A_Technical Potential | F10 | Industrial | Industrial - WA | New | Process | Natural Gas | Process Boiler - Maintenance | A | Purchases (Incremental) | Technical Potential | 0 | 0 | 5.4453 | 5.083 | 4.2077 | 0 | 0 | 0 | 0 | 0 | 0 | 0 | 0 | 0 | 0 | 0 | 0 | 0 | 0 | 0 | 0 | 0 | 0 | 0 | 0 | 0 | 0
F11_Industrial_Industrial - WA_New_Process_Natural Gas_Process Boiler - Maintenance_A_Technical Potential | F11 | Industrial | Industrial - WA | New | Process | Natural Gas | Process Boiler - Maintenance | A | Purchases (Cumulative) | Technical Potential | 0 | 0 | 5.4453 | 10.5283 | 14.736 | 14.736 | 14.736 | 14.736 | 14.736 | 14.736 | 14.736 | 14.736 | 14.736 | 14.736 | 14.736 | 14.736 | 14.736 | 14.736 | 14.736 | 14.736 | 14.736 | 14.736 | 14.736 | 14.736 | 14.736 | 14.736 | 14.736
F1_Industrial_Industrial - WA_New_Process_Natural Gas_Process - Heat Recovery_A_Technical Potential | F1 | Industrial | Industrial - WA | New | Process | Natural Gas | Process - Heat Recovery | A | Integrated Unit Energy Savings (kWh or therms) | Technical Potential | 0 | 0 | 0.70896 | 0.70858 | 0.7082 | 0.70783 | 0.70739 | 0.70697 | 0.7066 | 0.70627 | 0.70598 | 0.70573 | 0.70554 | 0.7054 | 0.70531 | 0.70527 | 0.70528 | 0.70535 | 0.70545 | 0.70555 | 0.70565 | 0.70576 | 0.70586 | 0.70596 | 0.70605 | 0.70614 | 0.70621
F2_Industrial_Industrial - WA_New_Process_Natural Gas_Process - Heat Recovery_A_Technical Potential | F2 | Industrial | Industrial - WA | New | Process | Natural Gas | Process - Heat Recovery | A | Integrated Unit Summer Peak Savings (kW) | Technical Potential | 0 | 0 | 0 | 0 | 0 | 0 | 0 | 0 | 0 | 0 | 0 | 0 | 0 | 0 | 0 | 0 | 0 | 0 | 0 | 0 | 0 | 0 | 0 | 0 | 0 | 0 | 0
F3_Industrial_Industrial - WA_New_Process_Natural Gas_Process - Heat Recovery_A_Technical Potential | F3 | Industrial | Industrial - WA | New | Process | Natural Gas | Process - Heat Recovery | A | Integrated Unit Winter Peak Savings (kW) | Technical Potential | 0 | 0 | 0 | 0 | 0 | 0 | 0 | 0 | 0 | 0 | 0 | 0 | 0 | 0 | 0 | 0 | 0 | 0 | 0 | 0 | 0 | 0 | 0 | 0 | 0 | 0 | 0
F4_Industrial_Industrial - WA_New_Process_Natural Gas_Process - Heat Recovery_A_Technical Potential | F4 | Industrial | Industrial - WA | New | Process | Natural Gas | Process - Heat Recovery | A | Incremental Energy Savings (MWh or mTherms) | Technical Potential | 0 | 0 | 1.7671 | 2.3521 | 2.811 | 3.1828 | 3.438 | 3.6885 | 3.9348 | 4.1769 | 4.4149 | 4.6489 | 4.8791 | 5.1056 | 5.3287 | 5.5482 | 5.7644 | 5.9776 | 6.1873 | 6.3937 | 6.5967 | 6.7963 | 0 | 0 | 0 | 0 | 0
F5_Industrial_Industrial - WA_New_Process_Natural Gas_Process - Heat Recovery_A_Technical Potential | F5 | Industrial | Industrial - WA | New | Process | Natural Gas | Process - Heat Recovery | A | Incremental Summer Peak Savings (MW) | Technical Potential | 0 | 0 | 0 | 0 | 0 | 0 | 0 | 0 | 0 | 0 | 0 | 0 | 0 | 0 | 0 | 0 | 0 | 0 | 0 | 0 | 0 | 0 | 0 | 0 | 0 | 0 | 0
F6_Industrial_Industrial - WA_New_Process_Natural Gas_Process - Heat Recovery_A_Technical Potential | F6 | Industrial | Industrial - WA | New | Process | Natural Gas | Process - Heat Recovery | A | Incremental Winter Peak Savings (MW) | Technical Potential | 0 | 0 | 0 | 0 | 0 | 0 | 0 | 0 | 0 | 0 | 0 | 0 | 0 | 0 | 0 | 0 | 0 | 0 | 0 | 0 | 0 | 0 | 0 | 0 | 0 | 0 | 0
F7_Industrial_Industrial - WA_New_Process_Natural Gas_Process - Heat Recovery_A_Technical Potential | F7 | Industrial | Industrial - WA | New | Process | Natural Gas | Process - Heat Recovery | A | Cumulative Energy Savings (MWh or mTherms) | Technical Potential | 0 | 0 | 1.7671 | 4.1182 | 6.927 | 10.1062 | 13.5379 | 17.2183 | 21.1442 | 25.3112 | 29.7157 | 34.3542 | 39.2238 | 44.3216 | 49.6447 | 55.1903 | 60.955 | 66.9394 | 73.1354 | 79.5394 | 86.1481 | 92.9575 | 92.9712 | 92.984 | 92.9959 | 93.007 | 93.0174
F8_Industrial_Industrial - WA_New_Process_Natural Gas_Process - Heat Recovery_A_Technical Potential | F8 | Industrial | Industrial - WA | New | Process | Natural Gas | Process - Heat Recovery | A | Cumulative Summer Peak Savings (MW) | Technical Potential | 0 | 0 | 0 | 0 | 0 | 0 | 0 | 0 | 0 | 0 | 0 | 0 | 0 | 0 | 0 | 0 | 0 | 0 | 0 | 0 | 0 | 0 | 0 | 0 | 0 | 0 | 0
F9_Industrial_Industrial - WA_New_Process_Natural Gas_Process - Heat Recovery_A_Technical Potential | F9 | Industrial | Industrial - WA | New | Process | Natural Gas | Process - Heat Recovery | A | Cumulative Winter Peak Savings (MW) | Technical Potential | 0 | 0 | 0 | 0 | 0 | 0 | 0 | 0 | 0 | 0 | 0 | 0 | 0 | 0 | 0 | 0 | 0 | 0 | 0 | 0 | 0 | 0 | 0 | 0 | 0 | 0 | 0
F10_Industrial_Industrial - WA_New_Process_Natural Gas_Process - Heat Recovery_A_Technical Potential | F10 | Industrial | Industrial - WA | New | Process | Natural Gas | Process - Heat Recovery | A | Purchases (Incremental) | Technical Potential | 0 | 0 | 2492.5004 | 3319.4098 | 3969.2552 | 4496.56 | 4860.06 | 5217.4015 | 5568.6907 | 5914.0319 | 6253.5277 | 6587.2789 | 6915.3847 | 7237.9423 | 7555.0475 | 7866.7942 | 8173.2749 | 8474.5805 | 8770.8001 | 9062.0215 | 9348.3309 | 9629.8131 | 0 | 0 | 0 | 0 | 0
F11_Industrial_Industrial - WA_New_Process_Natural Gas_Process - Heat Recovery_A_Technical Potential | F11 | Industrial | Industrial - WA | New | Process | Natural Gas | Process - Heat Recovery | A | Purchases (Cumulative) | Technical Potential | 0 | 0 | 2492.5004 | 5811.9102 | 9781.1654 | 14277.7254 | 19137.7854 | 24355.1869 | 29923.8775 | 35837.9094 | 42091.4371 | 48678.716 | 55594.1007 | 62832.043 | 70387.0904 | 78253.8846 | 86427.1596 | 94901.7401 | 103672.5402 | 112734.5618 | 122082.8927 | 131712.7058 | 131712.7058 | 131712.7058 | 131712.7058 | 131712.7058 | 131712.7058
F1_Industrial_Industrial - WA_New_Space Heating_Natural Gas_Strategic Energy Management_A_Technical Potential | F1 | Industrial | Industrial - WA | New | Space Heating | Natural Gas | Strategic Energy Management | A | Integrated Unit Energy Savings (kWh or therms) | Technical Potential | 0 | 0 | 0.024579 | 0.023677 | 0.023022 | 0.022604 | 0.022335 | 0.022131 | 0.021971 | 0.02184 | 0.021729 | 0.021634 | 0.021553 | 0.021483 | 0.021421 | 0.021364 | 0.021309 | 0.021285 | 0.021262 | 0.021223 | 0.021168 | 0.021104 | 0.020999 | 0.020844 | 0.020666 | 0.020493 | 0.02031
F2_Industrial_Industrial - WA_New_Space Heating_Natural Gas_Strategic Energy Management_A_Technical Potential | F2 | Industrial | Industrial - WA | New | Space Heating | Natural Gas | Strategic Energy Management | A | Integrated Unit Summer Peak Savings (kW) | Technical Potential | 0 | 0 | 0 | 0 | 0 | 0 | 0 | 0 | 0 | 0 | 0 | 0 | 0 | 0 | 0 | 0 | 0 | 0 | 0 | 0 | 0 | 0 | 0 | 0 | 0 | 0 | 0
F3_Industrial_Industrial - WA_New_Space Heating_Natural Gas_Strategic Energy Management_A_Technical Potential | F3 | Industrial | Industrial - WA | New | Space Heating | Natural Gas | Strategic Energy Management | A | Integrated Unit Winter Peak Savings (kW) | Technical Potential | 0 | 0 | 0 | 0 | 0 | 0 | 0 | 0 | 0 | 0 | 0 | 0 | 0 | 0 | 0 | 0 | 0 | 0 | 0 | 0 | 0 | 0 | 0 | 0 | 0 | 0 | 0
F4_Industrial_Industrial - WA_New_Space Heating_Natural Gas_Strategic Energy Management_A_Technical Potential | F4 | Industrial | Industrial - WA | New | Space Heating | Natural Gas | Strategic Energy Management | A | Incremental Energy Savings (MWh or mTherms) | Technical Potential | 0 | 0 | 0 | 0 | 0 | 0 | 0 | 0 | 0 | 0 | 0 | 0 | 0 | 0 | 0 | 0 | 0 | 0 | 0 | 0 | 0 | 0 | 0 | 0 | 0 | 0 | 0
F5_Industrial_Industrial - WA_New_Space Heating_Natural Gas_Strategic Energy Management_A_Technical Potential | F5 | Industrial | Industrial - WA | New | Space Heating | Natural Gas | Strategic Energy Management | A | Incremental Summer Peak Savings (MW) | Technical Potential | 0 | 0 | 0 | 0 | 0 | 0 | 0 | 0 | 0 | 0 | 0 | 0 | 0 | 0 | 0 | 0 | 0 | 0 | 0 | 0 | 0 | 0 | 0 | 0 | 0 | 0 | 0
F6_Industrial_Industrial - WA_New_Space Heating_Natural Gas_Strategic Energy Management_A_Technical Potential | F6 | Industrial | Industrial - WA | New | Space Heating | Natural Gas | Strategic Energy Management | A | Incremental Winter Peak Savings (MW) | Technical Potential | 0 | 0 | 0 | 0 | 0 | 0 | 0 | 0 | 0 | 0 | 0 | 0 | 0 | 0 | 0 | 0 | 0 | 0 | 0 | 0 | 0 | 0 | 0 | 0 | 0 | 0 | 0
F7_Industrial_Industrial - WA_New_Space Heating_Natural Gas_Strategic Energy Management_A_Technical Potential | F7 | Industrial | Industrial - WA | New | Space Heating | Natural Gas | Strategic Energy Management | A | Cumulative Energy Savings (MWh or mTherms) | Technical Potential | 0 | 0 | 0 | 0 | 0 | 0 | 0 | 0 | 0 | 0 | 0 | 0 | 0 | 0 | 0 | 0 | 0 | 0 | 0 | 0 | 0 | 0 | 0 | 0 | 0 | 0 | 0
F8_Industrial_Industrial - WA_New_Space Heating_Natural Gas_Strategic Energy Management_A_Technical Potential | F8 | Industrial | Industrial - WA | New | Space Heating | Natural Gas | Strategic Energy Management | A | Cumulative Summer Peak Savings (MW) | Technical Potential | 0 | 0 | 0 | 0 | 0 | 0 | 0 | 0 | 0 | 0 | 0 | 0 | 0 | 0 | 0 | 0 | 0 | 0 | 0 | 0 | 0 | 0 | 0 | 0 | 0 | 0 | 0
F9_Industrial_Industrial - WA_New_Space Heating_Natural Gas_Strategic Energy Management_A_Technical Potential | F9 | Industrial | Industrial - WA | New | Space Heating | Natural Gas | Strategic Energy Management | A | Cumulative Winter Peak Savings (MW) | Technical Potential | 0 | 0 | 0 | 0 | 0 | 0 | 0 | 0 | 0 | 0 | 0 | 0 | 0 | 0 | 0 | 0 | 0 | 0 | 0 | 0 | 0 | 0 | 0 | 0 | 0 | 0 | 0
F10_Industrial_Industrial - WA_New_Space Heating_Natural Gas_Strategic Energy Management_A_Technical Potential | F10 | Industrial | Industrial - WA | New | Space Heating | Natural Gas | Strategic Energy Management | A | Purchases (Incremental) | Technical Potential | 0 | 0 | 0 | 0 | 0 | 0 | 0 | 0 | 0 | 0 | 0 | 0 | 0 | 0 | 0 | 0 | 0 | 0 | 0 | 0 | 0 | 0 | 0 | 0 | 0 | 0 | 0
F11_Industrial_Industrial - WA_New_Space Heating_Natural Gas_Strategic Energy Management_A_Technical Potential | F11 | Industrial | Industrial - WA | New | Space Heating | Natural Gas | Strategic Energy Management | A | Purchases (Cumulative) | Technical Potential | 0 | 0 | 0 | 0 | 0 | 0 | 0 | 0 | 0 | 0 | 0 | 0 | 0 | 0 | 0 | 0 | 0 | 0 | 0 | 0 | 0 | 0 | 0 | 0 | 0 | 0 | 0
F1_Industrial_Industrial - WA_New_Process_Natural Gas_Strategic Energy Management_A_Technical Potential | F1 | Industrial | Industrial - WA | New | Process | Natural Gas | Strategic Energy Management | A | Integrated Unit Energy Savings (kWh or therms) | Technical Potential | 0 | 0 | 0.1147 | 0.11405 | 0.11343 | 0.11282 | 0.11216 | 0.11152 | 0.11092 | 0.11033 | 0.10976 | 0.10922 | 0.10868 | 0.10816 | 0.10766 | 0.10716 | 0.10668 | 0.1062 | 0.10573 | 0.10527 | 0.1048 | 0.10434 | 0.10465 | 0.10494 | 0.10521 | 0.10547 | 0.1057
F2_Industrial_Industrial - WA_New_Process_Natural Gas_Strategic Energy Management_A_Technical Potential | F2 | Industrial | Industrial - WA | New | Process | Natural Gas | Strategic Energy Management | A | Integrated Unit Summer Peak Savings (kW) | Technical Potential | 0 | 0 | 0 | 0 | 0 | 0 | 0 | 0 | 0 | 0 | 0 | 0 | 0 | 0 | 0 | 0 | 0 | 0 | 0 | 0 | 0 | 0 | 0 | 0 | 0 | 0 | 0
F3_Industrial_Industrial - WA_New_Process_Natural Gas_Strategic Energy Management_A_Technical Potential | F3 | Industrial | Industrial - WA | New | Process | Natural Gas | Strategic Energy Management | A | Integrated Unit Winter Peak Savings (kW) | Technical Potential | 0 | 0 | 0 | 0 | 0 | 0 | 0 | 0 | 0 | 0 | 0 | 0 | 0 | 0 | 0 | 0 | 0 | 0 | 0 | 0 | 0 | 0 | 0 | 0 | 0 | 0 | 0
F4_Industrial_Industrial - WA_New_Process_Natural Gas_Strategic Energy Management_A_Technical Potential | F4 | Industrial | Industrial - WA | New | Process | Natural Gas | Strategic Energy Management | A | Incremental Energy Savings (MWh or mTherms) | Technical Potential | 0 | 0 | 0 | 0 | 0 | 0 | 0 | 0 | 0 | 0 | 0 | 0 | 0 | 0 | 0 | 0 | 0 | 0 | 0 | 0 | 0 | 0 | 0 | 0 | 0 | 0 | 0
F5_Industrial_Industrial - WA_New_Process_Natural Gas_Strategic Energy Management_A_Technical Potential | F5 | Industrial | Industrial - WA | New | Process | Natural Gas | Strategic Energy Management | A | Incremental Summer Peak Savings (MW) | Technical Potential | 0 | 0 | 0 | 0 | 0 | 0 | 0 | 0 | 0 | 0 | 0 | 0 | 0 | 0 | 0 | 0 | 0 | 0 | 0 | 0 | 0 | 0 | 0 | 0 | 0 | 0 | 0
F6_Industrial_Industrial - WA_New_Process_Natural Gas_Strategic Energy Management_A_Technical Potential | F6 | Industrial | Industrial - WA | New | Process | Natural Gas | Strategic Energy Management | A | Incremental Winter Peak Savings (MW) | Technical Potential | 0 | 0 | 0 | 0 | 0 | 0 | 0 | 0 | 0 | 0 | 0 | 0 | 0 | 0 | 0 | 0 | 0 | 0 | 0 | 0 | 0 | 0 | 0 | 0 | 0 | 0 | 0
F7_Industrial_Industrial - WA_New_Process_Natural Gas_Strategic Energy Management_A_Technical Potential | F7 | Industrial | Industrial - WA | New | Process | Natural Gas | Strategic Energy Management | A | Cumulative Energy Savings (MWh or mTherms) | Technical Potential | 0 | 0 | 0 | 0 | 0 | 0 | 0 | 0 | 0 | 0 | 0 | 0 | 0 | 0 | 0 | 0 | 0 | 0 | 0 | 0 | 0 | 0 | 0 | 0 | 0 | 0 | 0
F8_Industrial_Industrial - WA_New_Process_Natural Gas_Strategic Energy Management_A_Technical Potential | F8 | Industrial | Industrial - WA | New | Process | Natural Gas | Strategic Energy Management | A | Cumulative Summer Peak Savings (MW) | Technical Potential | 0 | 0 | 0 | 0 | 0 | 0 | 0 | 0 | 0 | 0 | 0 | 0 | 0 | 0 | 0 | 0 | 0 | 0 | 0 | 0 | 0 | 0 | 0 | 0 | 0 | 0 | 0
F9_Industrial_Industrial - WA_New_Process_Natural Gas_Strategic Energy Management_A_Technical Potential | F9 | Industrial | Industrial - WA | New | Process | Natural Gas | Strategic Energy Management | A | Cumulative Winter Peak Savings (MW) | Technical Potential | 0 | 0 | 0 | 0 | 0 | 0 | 0 | 0 | 0 | 0 | 0 | 0 | 0 | 0 | 0 | 0 | 0 | 0 | 0 | 0 | 0 | 0 | 0 | 0 | 0 | 0 | 0
F10_Industrial_Industrial - WA_New_Process_Natural Gas_Strategic Energy Management_A_Technical Potential | F10 | Industrial | Industrial - WA | New | Process | Natural Gas | Strategic Energy Management | A | Purchases (Incremental) | Technical Potential | 0 | 0 | 0 | 0 | 0 | 0 | 0 | 0 | 0 | 0 | 0 | 0 | 0 | 0 | 0 | 0 | 0 | 0 | 0 | 0 | 0 | 0 | 0 | 0 | 0 | 0 | 0
F11_Industrial_Industrial - WA_New_Process_Natural Gas_Strategic Energy Management_A_Technical Potential | F11 | Industrial | Industrial - WA | New | Process | Natural Gas | Strategic Energy Management | A | Purchases (Cumulative) | Technical Potential | 0 | 0 | 0 | 0 | 0 | 0 | 0 | 0 | 0 | 0 | 0 | 0 | 0 | 0 | 0 | 0 | 0 | 0 | 0 | 0 | 0 | 0 | 0 | 0 | 0 | 0 | 0
F1_Industrial_Industrial - WA_New_Miscellaneous_Natural Gas_Strategic Energy Management_A_Technical Potential | F1 | Industrial | Industrial - WA | New | Miscellaneous | Natural Gas | Strategic Energy Management | A | Integrated Unit Energy Savings (kWh or therms) | Technical Potential | 0 | 0 | 0.025233 | 0.025233 | 0.025233 | 0.025233 | 0.025233 | 0.025233 | 0.025233 | 0.025233 | 0.025233 | 0.025233 | 0.025233 | 0.025233 | 0.025233 | 0.025233 | 0.025233 | 0.025233 | 0.025233 | 0.025233 | 0.025233 | 0.025233 | 0.025233 | 0.025233 | 0.025233 | 0.025233 | 0.025233
F2_Industrial_Industrial - WA_New_Miscellaneous_Natural Gas_Strategic Energy Management_A_Technical Potential | F2 | Industrial | Industrial - WA | New | Miscellaneous | Natural Gas | Strategic Energy Management | A | Integrated Unit Summer Peak Savings (kW) | Technical Potential | 0 | 0 | 0 | 0 | 0 | 0 | 0 | 0 | 0 | 0 | 0 | 0 | 0 | 0 | 0 | 0 | 0 | 0 | 0 | 0 | 0 | 0 | 0 | 0 | 0 | 0 | 0
F3_Industrial_Industrial - WA_New_Miscellaneous_Natural Gas_Strategic Energy Management_A_Technical Potential | F3 | Industrial | Industrial - WA | New | Miscellaneous | Natural Gas | Strategic Energy Management | A | Integrated Unit Winter Peak Savings (kW) | Technical Potential | 0 | 0 | 0 | 0 | 0 | 0 | 0 | 0 | 0 | 0 | 0 | 0 | 0 | 0 | 0 | 0 | 0 | 0 | 0 | 0 | 0 | 0 | 0 | 0 | 0 | 0 | 0
F4_Industrial_Industrial - WA_New_Miscellaneous_Natural Gas_Strategic Energy Management_A_Technical Potential | F4 | Industrial | Industrial - WA | New | Miscellaneous | Natural Gas | Strategic Energy Management | A | Incremental Energy Savings (MWh or mTherms) | Technical Potential | 0 | 0 | 0 | 0 | 0 | 0 | 0 | 0 | 0 | 0 | 0 | 0 | 0 | 0 | 0 | 0 | 0 | 0 | 0 | 0 | 0 | 0 | 0 | 0 | 0 | 0 | 0
F5_Industrial_Industrial - WA_New_Miscellaneous_Natural Gas_Strategic Energy Management_A_Technical Potential | F5 | Industrial | Industrial - WA | New | Miscellaneous | Natural Gas | Strategic Energy Management | A | Incremental Summer Peak Savings (MW) | Technical Potential | 0 | 0 | 0 | 0 | 0 | 0 | 0 | 0 | 0 | 0 | 0 | 0 | 0 | 0 | 0 | 0 | 0 | 0 | 0 | 0 | 0 | 0 | 0 | 0 | 0 | 0 | 0
F6_Industrial_Industrial - WA_New_Miscellaneous_Natural Gas_Strategic Energy Management_A_Technical Potential | F6 | Industrial | Industrial - WA | New | Miscellaneous | Natural Gas | Strategic Energy Management | A | Incremental Winter Peak Savings (MW) | Technical Potential | 0 | 0 | 0 | 0 | 0 | 0 | 0 | 0 | 0 | 0 | 0 | 0 | 0 | 0 | 0 | 0 | 0 | 0 | 0 | 0 | 0 | 0 | 0 | 0 | 0 | 0 | 0
F7_Industrial_Industrial - WA_New_Miscellaneous_Natural Gas_Strategic Energy Management_A_Technical Potential | F7 | Industrial | Industrial - WA | New | Miscellaneous | Natural Gas | Strategic Energy Management | A | Cumulative Energy Savings (MWh or mTherms) | Technical Potential | 0 | 0 | 0 | 0 | 0 | 0 | 0 | 0 | 0 | 0 | 0 | 0 | 0 | 0 | 0 | 0 | 0 | 0 | 0 | 0 | 0 | 0 | 0 | 0 | 0 | 0 | 0
F8_Industrial_Industrial - WA_New_Miscellaneous_Natural Gas_Strategic Energy Management_A_Technical Potential | F8 | Industrial | Industrial - WA | New | Miscellaneous | Natural Gas | Strategic Energy Management | A | Cumulative Summer Peak Savings (MW) | Technical Potential | 0 | 0 | 0 | 0 | 0 | 0 | 0 | 0 | 0 | 0 | 0 | 0 | 0 | 0 | 0 | 0 | 0 | 0 | 0 | 0 | 0 | 0 | 0 | 0 | 0 | 0 | 0
F9_Industrial_Industrial - WA_New_Miscellaneous_Natural Gas_Strategic Energy Management_A_Technical Potential | F9 | Industrial | Industrial - WA | New | Miscellaneous | Natural Gas | Strategic Energy Management | A | Cumulative Winter Peak Savings (MW) | Technical Potential | 0 | 0 | 0 | 0 | 0 | 0 | 0 | 0 | 0 | 0 | 0 | 0 | 0 | 0 | 0 | 0 | 0 | 0 | 0 | 0 | 0 | 0 | 0 | 0 | 0 | 0 | 0
F10_Industrial_Industrial - WA_New_Miscellaneous_Natural Gas_Strategic Energy Management_A_Technical Potential | F10 | Industrial | Industrial - WA | New | Miscellaneous | Natural Gas | Strategic Energy Management | A | Purchases (Incremental) | Technical Potential | 0 | 0 | 0 | 0 | 0 | 0 | 0 | 0 | 0 | 0 | 0 | 0 | 0 | 0 | 0 | 0 | 0 | 0 | 0 | 0 | 0 | 0 | 0 | 0 | 0 | 0 | 0
F11_Industrial_Industrial - WA_New_Miscellaneous_Natural Gas_Strategic Energy Management_A_Technical Potential | F11 | Industrial | Industrial - WA | New | Miscellaneous | Natural Gas | Strategic Energy Management | A | Purchases (Cumulative) | Technical Potential | 0 | 0 | 0 | 0 | 0 | 0 | 0 | 0 | 0 | 0 | 0 | 0 | 0 | 0 | 0 | 0 | 0 | 0 | 0 | 0 | 0 | 0 | 0 | 0 | 0 | 0 | 0
F1_Industrial_Industrial - WA_New_Space Heating_Natural Gas_Retrocommissioning_A_Technical Potential | F1 | Industrial | Industrial - WA | New | Space Heating | Natural Gas | Retrocommissioning | A | Integrated Unit Energy Savings (kWh or therms) | Technical Potential | 0 | 0 | 0.030176 | 0.029067 | 0.028262 | 0.02775 | 0.027419 | 0.02717 | 0.026974 | 0.026813 | 0.026677 | 0.026561 | 0.026461 | 0.026376 | 0.026299 | 0.02623 | 0.026163 | 0.026133 | 0.026105 | 0.026057 | 0.02599 | 0.025911 | 0.025782 | 0.025592 | 0.025374 | 0.025161 | 0.024937
F2_Industrial_Industrial - WA_New_Space Heating_Natural Gas_Retrocommissioning_A_Technical Potential | F2 | Industrial | Industrial - WA | New | Space Heating | Natural Gas | Retrocommissioning | A | Integrated Unit Summer Peak Savings (kW) | Technical Potential | 0 | 0 | 0 | 0 | 0 | 0 | 0 | 0 | 0 | 0 | 0 | 0 | 0 | 0 | 0 | 0 | 0 | 0 | 0 | 0 | 0 | 0 | 0 | 0 | 0 | 0 | 0
F3_Industrial_Industrial - WA_New_Space Heating_Natural Gas_Retrocommissioning_A_Technical Potential | F3 | Industrial | Industrial - WA | New | Space Heating | Natural Gas | Retrocommissioning | A | Integrated Unit Winter Peak Savings (kW) | Technical Potential | 0 | 0 | 0 | 0 | 0 | 0 | 0 | 0 | 0 | 0 | 0 | 0 | 0 | 0 | 0 | 0 | 0 | 0 | 0 | 0 | 0 | 0 | 0 | 0 | 0 | 0 | 0
F4_Industrial_Industrial - WA_New_Space Heating_Natural Gas_Retrocommissioning_A_Technical Potential | F4 | Industrial | Industrial - WA | New | Space Heating | Natural Gas | Retrocommissioning | A | Incremental Energy Savings (MWh or mTherms) | Technical Potential | 0 | 0 | 0 | 0 | 0 | 0 | 0 | 0 | 0 | 0 | 0 | 0 | 0 | 0 | 0 | 0 | 0 | 0 | 0 | 0 | 0 | 0 | 0 | 0 | 0 | 0 | 0
F5_Industrial_Industrial - WA_New_Space Heating_Natural Gas_Retrocommissioning_A_Technical Potential | F5 | Industrial | Industrial - WA | New | Space Heating | Natural Gas | Retrocommissioning | A | Incremental Summer Peak Savings (MW) | Technical Potential | 0 | 0 | 0 | 0 | 0 | 0 | 0 | 0 | 0 | 0 | 0 | 0 | 0 | 0 | 0 | 0 | 0 | 0 | 0 | 0 | 0 | 0 | 0 | 0 | 0 | 0 | 0
F6_Industrial_Industrial - WA_New_Space Heating_Natural Gas_Retrocommissioning_A_Technical Potential | F6 | Industrial | Industrial - WA | New | Space Heating | Natural Gas | Retrocommissioning | A | Incremental Winter Peak Savings (MW) | Technical Potential | 0 | 0 | 0 | 0 | 0 | 0 | 0 | 0 | 0 | 0 | 0 | 0 | 0 | 0 | 0 | 0 | 0 | 0 | 0 | 0 | 0 | 0 | 0 | 0 | 0 | 0 | 0
F7_Industrial_Industrial - WA_New_Space Heating_Natural Gas_Retrocommissioning_A_Technical Potential | F7 | Industrial | Industrial - WA | New | Space Heating | Natural Gas | Retrocommissioning | A | Cumulative Energy Savings (MWh or mTherms) | Technical Potential | 0 | 0 | 0 | 0 | 0 | 0 | 0 | 0 | 0 | 0 | 0 | 0 | 0 | 0 | 0 | 0 | 0 | 0 | 0 | 0 | 0 | 0 | 0 | 0 | 0 | 0 | 0
F8_Industrial_Industrial - WA_New_Space Heating_Natural Gas_Retrocommissioning_A_Technical Potential | F8 | Industrial | Industrial - WA | New | Space Heating | Natural Gas | Retrocommissioning | A | Cumulative Summer Peak Savings (MW) | Technical Potential | 0 | 0 | 0 | 0 | 0 | 0 | 0 | 0 | 0 | 0 | 0 | 0 | 0 | 0 | 0 | 0 | 0 | 0 | 0 | 0 | 0 | 0 | 0 | 0 | 0 | 0 | 0
F9_Industrial_Industrial - WA_New_Space Heating_Natural Gas_Retrocommissioning_A_Technical Potential | F9 | Industrial | Industrial - WA | New | Space Heating | Natural Gas | Retrocommissioning | A | Cumulative Winter Peak Savings (MW) | Technical Potential | 0 | 0 | 0 | 0 | 0 | 0 | 0 | 0 | 0 | 0 | 0 | 0 | 0 | 0 | 0 | 0 | 0 | 0 | 0 | 0 | 0 | 0 | 0 | 0 | 0 | 0 | 0
F10_Industrial_Industrial - WA_New_Space Heating_Natural Gas_Retrocommissioning_A_Technical Potential | F10 | Industrial | Industrial - WA | New | Space Heating | Natural Gas | Retrocommissioning | A | Purchases (Incremental) | Technical Potential | 0 | 0 | 0 | 0 | 0 | 0 | 0 | 0 | 0 | 0 | 0 | 0 | 0 | 0 | 0 | 0 | 0 | 0 | 0 | 0 | 0 | 0 | 0 | 0 | 0 | 0 | 0
F11_Industrial_Industrial - WA_New_Space Heating_Natural Gas_Retrocommissioning_A_Technical Potential | F11 | Industrial | Industrial - WA | New | Space Heating | Natural Gas | Retrocommissioning | A | Purchases (Cumulative) | Technical Potential | 0 | 0 | 0 | 0 | 0 | 0 | 0 | 0 | 0 | 0 | 0 | 0 | 0 | 0 | 0 | 0 | 0 | 0 | 0 | 0 | 0 | 0 | 0 | 0 | 0 | 0 | 0
F1_Industrial_Industrial - WA_New_Process_Natural Gas_Retrocommissioning_A_Technical Potential | F1 | Industrial | Industrial - WA | New | Process | Natural Gas | Retrocommissioning | A | Integrated Unit Energy Savings (kWh or therms) | Technical Potential | 0 | 0 | 0 | 0 | 0 | 0 | 0 | 0 | 0 | 0 | 0 | 0 | 0 | 0 | 0 | 0 | 0 | 0 | 0 | 0 | 0 | 0 | 0 | 0 | 0 | 0 | 0
F2_Industrial_Industrial - WA_New_Process_Natural Gas_Retrocommissioning_A_Technical Potential | F2 | Industrial | Industrial - WA | New | Process | Natural Gas | Retrocommissioning | A | Integrated Unit Summer Peak Savings (kW) | Technical Potential | 0 | 0 | 0 | 0 | 0 | 0 | 0 | 0 | 0 | 0 | 0 | 0 | 0 | 0 | 0 | 0 | 0 | 0 | 0 | 0 | 0 | 0 | 0 | 0 | 0 | 0 | 0
F3_Industrial_Industrial - WA_New_Process_Natural Gas_Retrocommissioning_A_Technical Potential | F3 | Industrial | Industrial - WA | New | Process | Natural Gas | Retrocommissioning | A | Integrated Unit Winter Peak Savings (kW) | Technical Potential | 0 | 0 | 0 | 0 | 0 | 0 | 0 | 0 | 0 | 0 | 0 | 0 | 0 | 0 | 0 | 0 | 0 | 0 | 0 | 0 | 0 | 0 | 0 | 0 | 0 | 0 | 0
F4_Industrial_Industrial - WA_New_Process_Natural Gas_Retrocommissioning_A_Technical Potential | F4 | Industrial | Industrial - WA | New | Process | Natural Gas | Retrocommissioning | A | Incremental Energy Savings (MWh or mTherms) | Technical Potential | 0 | 0 | 0 | 0 | 0 | 0 | 0 | 0 | 0 | 0 | 0 | 0 | 0 | 0 | 0 | 0 | 0 | 0 | 0 | 0 | 0 | 0 | 0 | 0 | 0 | 0 | 0
F5_Industrial_Industrial - WA_New_Process_Natural Gas_Retrocommissioning_A_Technical Potential | F5 | Industrial | Industrial - WA | New | Process | Natural Gas | Retrocommissioning | A | Incremental Summer Peak Savings (MW) | Technical Potential | 0 | 0 | 0 | 0 | 0 | 0 | 0 | 0 | 0 | 0 | 0 | 0 | 0 | 0 | 0 | 0 | 0 | 0 | 0 | 0 | 0 | 0 | 0 | 0 | 0 | 0 | 0
F6_Industrial_Industrial - WA_New_Process_Natural Gas_Retrocommissioning_A_Technical Potential | F6 | Industrial | Industrial - WA | New | Process | Natural Gas | Retrocommissioning | A | Incremental Winter Peak Savings (MW) | Technical Potential | 0 | 0 | 0 | 0 | 0 | 0 | 0 | 0 | 0 | 0 | 0 | 0 | 0 | 0 | 0 | 0 | 0 | 0 | 0 | 0 | 0 | 0 | 0 | 0 | 0 | 0 | 0
F7_Industrial_Industrial - WA_New_Process_Natural Gas_Retrocommissioning_A_Technical Potential | F7 | Industrial | Industrial - WA | New | Process | Natural Gas | Retrocommissioning | A | Cumulative Energy Savings (MWh or mTherms) | Technical Potential | 0 | 0 | 0 | 0 | 0 | 0 | 0 | 0 | 0 | 0 | 0 | 0 | 0 | 0 | 0 | 0 | 0 | 0 | 0 | 0 | 0 | 0 | 0 | 0 | 0 | 0 | 0
F8_Industrial_Industrial - WA_New_Process_Natural Gas_Retrocommissioning_A_Technical Potential | F8 | Industrial | Industrial - WA | New | Process | Natural Gas | Retrocommissioning | A | Cumulative Summer Peak Savings (MW) | Technical Potential | 0 | 0 | 0 | 0 | 0 | 0 | 0 | 0 | 0 | 0 | 0 | 0 | 0 | 0 | 0 | 0 | 0 | 0 | 0 | 0 | 0 | 0 | 0 | 0 | 0 | 0 | 0
F9_Industrial_Industrial - WA_New_Process_Natural Gas_Retrocommissioning_A_Technical Potential | F9 | Industrial | Industrial - WA | New | Process | Natural Gas | Retrocommissioning | A | Cumulative Winter Peak Savings (MW) | Technical Potential | 0 | 0 | 0 | 0 | 0 | 0 | 0 | 0 | 0 | 0 | 0 | 0 | 0 | 0 | 0 | 0 | 0 | 0 | 0 | 0 | 0 | 0 | 0 | 0 | 0 | 0 | 0
F10_Industrial_Industrial - WA_New_Process_Natural Gas_Retrocommissioning_A_Technical Potential | F10 | Industrial | Industrial - WA | New | Process | Natural Gas | Retrocommissioning | A | Purchases (Incremental) | Technical Potential | 0 | 0 | 0 | 0 | 0 | 0 | 0 | 0 | 0 | 0 | 0 | 0 | 0 | 0 | 0 | 0 | 0 | 0 | 0 | 0 | 0 | 0 | 0 | 0 | 0 | 0 | 0
F11_Industrial_Industrial - WA_New_Process_Natural Gas_Retrocommissioning_A_Technical Potential | F11 | Industrial | Industrial - WA | New | Process | Natural Gas | Retrocommissioning | A | Purchases (Cumulative) | Technical Potential | 0 | 0 | 0 | 0 | 0 | 0 | 0 | 0 | 0 | 0 | 0 | 0 | 0 | 0 | 0 | 0 | 0 | 0 | 0 | 0 | 0 | 0 | 0 | 0 | 0 | 0 | 0
F1_Industrial_Industrial - ID_Existing_Space Heating_Natural Gas_Insulation - Ceiling_A_Technical Potential | F1 | Industrial | Industrial - ID | Existing | Space Heating | Natural Gas | Insulation - Ceiling | A | Integrated Unit Energy Savings (kWh or therms) | Technical Potential | 0 | 0 | 0.084288 | 0.083007 | 0.08165 | 0.080241 | 0.078776 | 0.077398 | 0.075966 | 0.074485 | 0.072962 | 0.071409 | 0.06984 | 0.068286 | 0.066743 | 0.065223 | 0.063735 | 0.062471 | 0.061244 | 0.060061 | 0.058909 | 0.057785 | 0.056751 | 0.055723 | 0.054698 | 0.053687 | 0.052681
F2_Industrial_Industrial - ID_Existing_Space Heating_Natural Gas_Insulation - Ceiling_A_Technical Potential | F2 | Industrial | Industrial - ID | Existing | Space Heating | Natural Gas | Insulation - Ceiling | A | Integrated Unit Summer Peak Savings (kW) | Technical Potential | 0 | 0 | 0 | 0 | 0 | 0 | 0 | 0 | 0 | 0 | 0 | 0 | 0 | 0 | 0 | 0 | 0 | 0 | 0 | 0 | 0 | 0 | 0 | 0 | 0 | 0 | 0
F3_Industrial_Industrial - ID_Existing_Space Heating_Natural Gas_Insulation - Ceiling_A_Technical Potential | F3 | Industrial | Industrial - ID | Existing | Space Heating | Natural Gas | Insulation - Ceiling | A | Integrated Unit Winter Peak Savings (kW) | Technical Potential | 0 | 0 | 0 | 0 | 0 | 0 | 0 | 0 | 0 | 0 | 0 | 0 | 0 | 0 | 0 | 0 | 0 | 0 | 0 | 0 | 0 | 0 | 0 | 0 | 0 | 0 | 0
F4_Industrial_Industrial - ID_Existing_Space Heating_Natural Gas_Insulation - Ceiling_A_Technical Potential | F4 | Industrial | Industrial - ID | Existing | Space Heating | Natural Gas | Insulation - Ceiling | A | Incremental Energy Savings (MWh or mTherms) | Technical Potential | 0 | 0 | 0.011199 | 0.021665 | 0.037187 | 0.05842 | 0.085554 | 0.11831 | 0.15524 | 0.19392 | 0.23089 | 0.26188 | 0.28241 | 0.28868 | 0.27845 | 0.25208 | 0.21284 | 0.16956 | 0.12492 | 0.083351 | 0.05133 | 0.032271 | 0 | 0 | 0 | 0 | 0
F5_Industrial_Industrial - ID_Existing_Space Heating_Natural Gas_Insulation - Ceiling_A_Technical Potential | F5 | Industrial | Industrial - ID | Existing | Space Heating | Natural Gas | Insulation - Ceiling | A | Incremental Summer Peak Savings (MW) | Technical Potential | 0 | 0 | 0 | 0 | 0 | 0 | 0 | 0 | 0 | 0 | 0 | 0 | 0 | 0 | 0 | 0 | 0 | 0 | 0 | 0 | 0 | 0 | 0 | 0 | 0 | 0 | 0
F6_Industrial_Industrial - ID_Existing_Space Heating_Natural Gas_Insulation - Ceiling_A_Technical Potential | F6 | Industrial | Industrial - ID | Existing | Space Heating | Natural Gas | Insulation - Ceiling | A | Incremental Winter Peak Savings (MW) | Technical Potential | 0 | 0 | 0 | 0 | 0 | 0 | 0 | 0 | 0 | 0 | 0 | 0 | 0 | 0 | 0 | 0 | 0 | 0 | 0 | 0 | 0 | 0 | 0 | 0 | 0 | 0 | 0
F7_Industrial_Industrial - ID_Existing_Space Heating_Natural Gas_Insulation - Ceiling_A_Technical Potential | F7 | Industrial | Industrial - ID | Existing | Space Heating | Natural Gas | Insulation - Ceiling | A | Cumulative Energy Savings (MWh or mTherms) | Technical Potential | 0 | 0 | 0.011199 | 0.032694 | 0.069346 | 0.12657 | 0.20981 | 0.32445 | 0.47369 | 0.65837 | 0.8758 | 1.119 | 1.3769 | 1.6349 | 1.8764 | 2.0857 | 2.251 | 2.3759 | 2.4542 | 2.4901 | 2.4937 | 2.4784 | 2.4341 | 2.3899 | 2.346 | 2.3026 | 2.2595
F8_Industrial_Industrial - ID_Existing_Space Heating_Natural Gas_Insulation - Ceiling_A_Technical Potential | F8 | Industrial | Industrial - ID | Existing | Space Heating | Natural Gas | Insulation - Ceiling | A | Cumulative Summer Peak Savings (MW) | Technical Potential | 0 | 0 | 0 | 0 | 0 | 0 | 0 | 0 | 0 | 0 | 0 | 0 | 0 | 0 | 0 | 0 | 0 | 0 | 0 | 0 | 0 | 0 | 0 | 0 | 0 | 0 | 0
F9_Industrial_Industrial - ID_Existing_Space Heating_Natural Gas_Insulation - Ceiling_A_Technical Potential | F9 | Industrial | Industrial - ID | Existing | Space Heating | Natural Gas | Insulation - Ceiling | A | Cumulative Winter Peak Savings (MW) | Technical Potential | 0 | 0 | 0 | 0 | 0 | 0 | 0 | 0 | 0 | 0 | 0 | 0 | 0 | 0 | 0 | 0 | 0 | 0 | 0 | 0 | 0 | 0 | 0 | 0 | 0 | 0 | 0
F10_Industrial_Industrial - ID_Existing_Space Heating_Natural Gas_Insulation - Ceiling_A_Technical Potential | F10 | Industrial | Industrial - ID | Existing | Space Heating | Natural Gas | Insulation - Ceiling | A | Purchases (Incremental) | Technical Potential | 0 | 0 | 132.8638 | 261.0069 | 455.4395 | 728.0617 | 1086.0426 | 1528.627 | 2043.5016 | 2603.4417 | 3164.4914 | 3667.3476 | 4043.5856 | 4227.448 | 4171.9057 | 3864.9191 | 3339.5399 | 2714.146 | 2039.7385 | 1387.7797 | 871.3502 | 558.4741 | 0 | 0 | 0 | 0 | 0
F11_Industrial_Industrial - ID_Existing_Space Heating_Natural Gas_Insulation - Ceiling_A_Technical Potential | F11 | Industrial | Industrial - ID | Existing | Space Heating | Natural Gas | Insulation - Ceiling | A | Purchases (Cumulative) | Technical Potential | 0 | 0 | 132.8638 | 393.8707 | 849.3102 | 1577.3719 | 2663.4144 | 4192.0415 | 6235.5431 | 8838.9848 | 12003.4762 | 15670.8238 | 19714.4094 | 23941.8573 | 28113.763 | 31978.6821 | 35318.222 | 38032.368 | 40072.1065 | 41459.8862 | 42331.2363 | 42889.7104 | 42889.7104 | 42889.7104 | 42889.7104 | 42889.7104 | 42889.7104
F1_Industrial_Industrial - ID_Existing_Space Heating_Natural Gas_Insulation - Wall Cavity_A_Technical Potential | F1 | Industrial | Industrial - ID | Existing | Space Heating | Natural Gas | Insulation - Wall Cavity | A | Integrated Unit Energy Savings (kWh or therms) | Technical Potential | 0 | 0 | 0.22459 | 0.22146 | 0.21818 | 0.21482 | 0.21139 | 0.2083 | 0.20519 | 0.20207 | 0.19895 | 0.19585 | 0.19278 | 0.18972 | 0.18666 | 0.18358 | 0.18046 | 0.17782 | 0.17512 | 0.1724 | 0.16963 | 0.16686 | 0.16411 | 0.16137 | 0.15864 | 0.15594 | 0.15326
F2_Industrial_Industrial - ID_Existing_Space Heating_Natural Gas_Insulation - Wall Cavity_A_Technical Potential | F2 | Industrial | Industrial - ID | Existing | Space Heating | Natural Gas | Insulation - Wall Cavity | A | Integrated Unit Summer Peak Savings (kW) | Technical Potential | 0 | 0 | 0 | 0 | 0 | 0 | 0 | 0 | 0 | 0 | 0 | 0 | 0 | 0 | 0 | 0 | 0 | 0 | 0 | 0 | 0 | 0 | 0 | 0 | 0 | 0 | 0
F3_Industrial_Industrial - ID_Existing_Space Heating_Natural Gas_Insulation - Wall Cavity_A_Technical Potential | F3 | Industrial | Industrial - ID | Existing | Space Heating | Natural Gas | Insulation - Wall Cavity | A | Integrated Unit Winter Peak Savings (kW) | Technical Potential | 0 | 0 | 0 | 0 | 0 | 0 | 0 | 0 | 0 | 0 | 0 | 0 | 0 | 0 | 0 | 0 | 0 | 0 | 0 | 0 | 0 | 0 | 0 | 0 | 0 | 0 | 0
F4_Industrial_Industrial - ID_Existing_Space Heating_Natural Gas_Insulation - Wall Cavity_A_Technical Potential | F4 | Industrial | Industrial - ID | Existing | Space Heating | Natural Gas | Insulation - Wall Cavity | A | Incremental Energy Savings (MWh or mTherms) | Technical Potential | 0 | 0 | 0.013454 | 0.026062 | 0.044802 | 0.070517 | 0.10351 | 0.14357 | 0.18905 | 0.23719 | 0.28386 | 0.32384 | 0.35146 | 0.36162 | 0.35111 | 0.31991 | 0.27172 | 0.21761 | 0.16106 | 0.10787 | 0.066643 | 0.042016 | 0 | 0 | 0 | 0 | 0
F5_Industrial_Industrial - ID_Existing_Space Heating_Natural Gas_Insulation - Wall Cavity_A_Technical Potential | F5 | Industrial | Industrial - ID | Existing | Space Heating | Natural Gas | Insulation - Wall Cavity | A | Incremental Summer Peak Savings (MW) | Technical Potential | 0 | 0 | 0 | 0 | 0 | 0 | 0 | 0 | 0 | 0 | 0 | 0 | 0 | 0 | 0 | 0 | 0 | 0 | 0 | 0 | 0 | 0 | 0 | 0 | 0 | 0 | 0
F6_Industrial_Industrial - ID_Existing_Space Heating_Natural Gas_Insulation - Wall Cavity_A_Technical Potential | F6 | Industrial | Industrial - ID | Existing | Space Heating | Natural Gas | Insulation - Wall Cavity | A | Incremental Winter Peak Savings (MW) | Technical Potential | 0 | 0 | 0 | 0 | 0 | 0 | 0 | 0 | 0 | 0 | 0 | 0 | 0 | 0 | 0 | 0 | 0 | 0 | 0 | 0 | 0 | 0 | 0 | 0 | 0 | 0 | 0
F7_Industrial_Industrial - ID_Existing_Space Heating_Natural Gas_Insulation - Wall Cavity_A_Technical Potential | F7 | Industrial | Industrial - ID | Existing | Space Heating | Natural Gas | Insulation - Wall Cavity | A | Cumulative Energy Savings (MWh or mTherms) | Technical Potential | 0 | 0 | 0.013454 | 0.039328 | 0.083547 | 0.15278 | 0.25385 | 0.39371 | 0.57688 | 0.80529 | 1.0767 | 1.3838 | 1.7135 | 2.048 | 2.3661 | 2.647 | 2.8737 | 3.0492 | 3.1641 | 3.2227 | 3.2376 | 3.2268 | 3.1736 | 3.1206 | 3.0677 | 3.0156 | 2.9636
F8_Industrial_Industrial - ID_Existing_Space Heating_Natural Gas_Insulation - Wall Cavity_A_Technical Potential | F8 | Industrial | Industrial - ID | Existing | Space Heating | Natural Gas | Insulation - Wall Cavity | A | Cumulative Summer Peak Savings (MW) | Technical Potential | 0 | 0 | 0 | 0 | 0 | 0 | 0 | 0 | 0 | 0 | 0 | 0 | 0 | 0 | 0 | 0 | 0 | 0 | 0 | 0 | 0 | 0 | 0 | 0 | 0 | 0 | 0
F9_Industrial_Industrial - ID_Existing_Space Heating_Natural Gas_Insulation - Wall Cavity_A_Technical Potential | F9 | Industrial | Industrial - ID | Existing | Space Heating | Natural Gas | Insulation - Wall Cavity | A | Cumulative Winter Peak Savings (MW) | Technical Potential | 0 | 0 | 0 | 0 | 0 | 0 | 0 | 0 | 0 | 0 | 0 | 0 | 0 | 0 | 0 | 0 | 0 | 0 | 0 | 0 | 0 | 0 | 0 | 0 | 0 | 0 | 0
F10_Industrial_Industrial - ID_Existing_Space Heating_Natural Gas_Insulation - Wall Cavity_A_Technical Potential | F10 | Industrial | Industrial - ID | Existing | Space Heating | Natural Gas | Insulation - Wall Cavity | A | Purchases (Incremental) | Technical Potential | 0 | 0 | 59.9049 | 117.6814 | 205.3461 | 328.2646 | 489.6692 | 689.2193 | 921.3632 | 1173.8261 | 1426.7892 | 1653.5144 | 1823.1506 | 1906.0495 | 1881.0069 | 1742.5944 | 1505.7141 | 1223.7398 | 919.6666 | 625.7148 | 392.8698 | 251.8018 | 0 | 0 | 0 | 0 | 0
F11_Industrial_Industrial - ID_Existing_Space Heating_Natural Gas_Insulation - Wall Cavity_A_Technical Potential | F11 | Industrial | Industrial - ID | Existing | Space Heating | Natural Gas | Insulation - Wall Cavity | A | Purchases (Cumulative) | Technical Potential | 0 | 0 | 59.9049 | 177.5864 | 382.9325 | 711.1971 | 1200.8663 | 1890.0856 | 2811.4488 | 3985.2749 | 5412.0641 | 7065.5785 | 8888.729 | 10794.7785 | 12675.7854 | 14418.3797 | 15924.0939 | 17147.8337 | 18067.5003 | 18693.2151 | 19086.0848 | 19337.8867 | 19337.8867 | 19337.8867 | 19337.8867 | 19337.8867 | 19337.8867
F1_Industrial_Industrial - ID_Existing_Space Heating_Natural Gas_Insulation - Ducting_A_Technical Potential | F1 | Industrial | Industrial - ID | Existing | Space Heating | Natural Gas | Insulation - Ducting | A | Integrated Unit Energy Savings (kWh or therms) | Technical Potential | 0 | 0 | 0.0067368 | 0.0066241 | 0.0065029 | 0.0063755 | 0.0062407 | 0.0061104 | 0.0059741 | 0.0058319 | 0.0056844 | 0.0055329 | 0.0053798 | 0.0052274 | 0.0050765 | 0.0049288 | 0.0047861 | 0.0046633 | 0.004546 | 0.004436 | 0.0043316 | 0.004232 | 0.0041422 | 0.004054 | 0.0039672 | 0.0038824 | 0.0037989
F2_Industrial_Industrial - ID_Existing_Space Heating_Natural Gas_Insulation - Ducting_A_Technical Potential | F2 | Industrial | Industrial - ID | Existing | Space Heating | Natural Gas | Insulation - Ducting | A | Integrated Unit Summer Peak Savings (kW) | Technical Potential | 0 | 0 | 0 | 0 | 0 | 0 | 0 | 0 | 0 | 0 | 0 | 0 | 0 | 0 | 0 | 0 | 0 | 0 | 0 | 0 | 0 | 0 | 0 | 0 | 0 | 0 | 0
F3_Industrial_Industrial - ID_Existing_Space Heating_Natural Gas_Insulation - Ducting_A_Technical Potential | F3 | Industrial | Industrial - ID | Existing | Space Heating | Natural Gas | Insulation - Ducting | A | Integrated Unit Winter Peak Savings (kW) | Technical Potential | 0 | 0 | 0 | 0 | 0 | 0 | 0 | 0 | 0 | 0 | 0 | 0 | 0 | 0 | 0 | 0 | 0 | 0 | 0 | 0 | 0 | 0 | 0 | 0 | 0 | 0 | 0
F4_Industrial_Industrial - ID_Existing_Space Heating_Natural Gas_Insulation - Ducting_A_Technical Potential | F4 | Industrial | Industrial - ID | Existing | Space Heating | Natural Gas | Insulation - Ducting | A | Incremental Energy Savings (MWh or mTherms) | Technical Potential | 0 | 0 | 5.7824e-05 | 0.00011169 | 0.00019133 | 0.00029987 | 0.00043785 | 0.00060342 | 0.00078867 | 0.00098085 | 0.0011621 | 0.0013108 | 0.0014053 | 0.0014276 | 0.0013682 | 0.0012306 | 0.0010326 | 0.00081765 | 0.00059903 | 0.0003977 | 0.00024383 | 0.00015268 | 0 | 0 | 0 | 0 | 0
F5_Industrial_Industrial - ID_Existing_Space Heating_Natural Gas_Insulation - Ducting_A_Technical Potential | F5 | Industrial | Industrial - ID | Existing | Space Heating | Natural Gas | Insulation - Ducting | A | Incremental Summer Peak Savings (MW) | Technical Potential | 0 | 0 | 0 | 0 | 0 | 0 | 0 | 0 | 0 | 0 | 0 | 0 | 0 | 0 | 0 | 0 | 0 | 0 | 0 | 0 | 0 | 0 | 0 | 0 | 0 | 0 | 0
F6_Industrial_Industrial - ID_Existing_Space Heating_Natural Gas_Insulation - Ducting_A_Technical Potential | F6 | Industrial | Industrial - ID | Existing | Space Heating | Natural Gas | Insulation - Ducting | A | Incremental Winter Peak Savings (MW) | Technical Potential | 0 | 0 | 0 | 0 | 0 | 0 | 0 | 0 | 0 | 0 | 0 | 0 | 0 | 0 | 0 | 0 | 0 | 0 | 0 | 0 | 0 | 0 | 0 | 0 | 0 | 0 | 0
F7_Industrial_Industrial - ID_Existing_Space Heating_Natural Gas_Insulation - Ducting_A_Technical Potential | F7 | Industrial | Industrial - ID | Existing | Space Heating | Natural Gas | Insulation - Ducting | A | Cumulative Energy Savings (MWh or mTherms) | Technical Potential | 0 | 0 | 5.7824e-05 | 0.00016855 | 0.00035679 | 0.00064967 | 0.0010738 | 0.0016548 | 0.0024065 | 0.0033301 | 0.0044079 | 0.0056013 | 0.0068516 | 0.0080852 | 0.0092199 | 0.010182 | 0.01092 | 0.011457 | 0.011768 | 0.011881 | 0.011846 | 0.011726 | 0.011477 | 0.011233 | 0.010992 | 0.010757 | 0.010526
F8_Industrial_Industrial - ID_Existing_Space Heating_Natural Gas_Insulation - Ducting_A_Technical Potential | F8 | Industrial | Industrial - ID | Existing | Space Heating | Natural Gas | Insulation - Ducting | A | Cumulative Summer Peak Savings (MW) | Technical Potential | 0 | 0 | 0 | 0 | 0 | 0 | 0 | 0 | 0 | 0 | 0 | 0 | 0 | 0 | 0 | 0 | 0 | 0 | 0 | 0 | 0 | 0 | 0 | 0 | 0 | 0 | 0
F9_Industrial_Industrial - ID_Existing_Space Heating_Natural Gas_Insulation - Ducting_A_Technical Potential | F9 | Industrial | Industrial - ID | Existing | Space Heating | Natural Gas | Insulation - Ducting | A | Cumulative Winter Peak Savings (MW) | Technical Potential | 0 | 0 | 0 | 0 | 0 | 0 | 0 | 0 | 0 | 0 | 0 | 0 | 0 | 0 | 0 | 0 | 0 | 0 | 0 | 0 | 0 | 0 | 0 | 0 | 0 | 0 | 0
F10_Industrial_Industrial - ID_Existing_Space Heating_Natural Gas_Insulation - Ducting_A_Technical Potential | F10 | Industrial | Industrial - ID | Existing | Space Heating | Natural Gas | Insulation - Ducting | A | Purchases (Incremental) | Technical Potential | 0 | 0 | 8.5833 | 16.8615 | 29.4223 | 47.0342 | 70.1604 | 98.7522 | 132.0141 | 168.1873 | 204.4322 | 236.9177 | 261.2234 | 273.1013 | 269.5131 | 249.6812 | 215.7407 | 175.339 | 131.771 | 89.6532 | 56.2909 | 36.0785 | 0 | 0 | 0 | 0 | 0
F11_Industrial_Industrial - ID_Existing_Space Heating_Natural Gas_Insulation - Ducting_A_Technical Potential | F11 | Industrial | Industrial - ID | Existing | Space Heating | Natural Gas | Insulation - Ducting | A | Purchases (Cumulative) | Technical Potential | 0 | 0 | 8.5833 | 25.4448 | 54.8671 | 101.9012 | 172.0617 | 270.8139 | 402.828 | 571.0154 | 775.4476 | 1012.3653 | 1273.5887 | 1546.6899 | 1816.203 | 2065.8842 | 2281.6249 | 2456.964 | 2588.735 | 2678.3882 | 2734.6791 | 2770.7576 | 2770.7576 | 2770.7576 | 2770.7576 | 2770.7576 | 2770.7576
F1_Industrial_Industrial - ID_Existing_Space Heating_Natural Gas_Ducting - Repair and Sealing_A_Technical Potential | F1 | Industrial | Industrial - ID | Existing | Space Heating | Natural Gas | Ducting - Repair and Sealing | A | Integrated Unit Energy Savings (kWh or therms) | Technical Potential | 0 | 0 | 0.27553 | 0.27164 | 0.26742 | 0.26295 | 0.25824 | 0.25378 | 0.24911 | 0.24426 | 0.23927 | 0.23417 | 0.229 | 0.22382 | 0.21865 | 0.21352 | 0.20845 | 0.20408 | 0.19978 | 0.19565 | 0.19163 | 0.18773 | 0.18401 | 0.18036 | 0.17677 | 0.17325 | 0.16979
F2_Industrial_Industrial - ID_Existing_Space Heating_Natural Gas_Ducting - Repair and Sealing_A_Technical Potential | F2 | Industrial | Industrial - ID | Existing | Space Heating | Natural Gas | Ducting - Repair and Sealing | A | Integrated Unit Summer Peak Savings (kW) | Technical Potential | 0 | 0 | 0 | 0 | 0 | 0 | 0 | 0 | 0 | 0 | 0 | 0 | 0 | 0 | 0 | 0 | 0 | 0 | 0 | 0 | 0 | 0 | 0 | 0 | 0 | 0 | 0
F3_Industrial_Industrial - ID_Existing_Space Heating_Natural Gas_Ducting - Repair and Sealing_A_Technical Potential | F3 | Industrial | Industrial - ID | Existing | Space Heating | Natural Gas | Ducting - Repair and Sealing | A | Integrated Unit Winter Peak Savings (kW) | Technical Potential | 0 | 0 | 0 | 0 | 0 | 0 | 0 | 0 | 0 | 0 | 0 | 0 | 0 | 0 | 0 | 0 | 0 | 0 | 0 | 0 | 0 | 0 | 0 | 0 | 0 | 0 | 0
F4_Industrial_Industrial - ID_Existing_Space Heating_Natural Gas_Ducting - Repair and Sealing_A_Technical Potential | F4 | Industrial | Industrial - ID | Existing | Space Heating | Natural Gas | Ducting - Repair and Sealing | A | Incremental Energy Savings (MWh or mTherms) | Technical Potential | 0 | 0 | 0.0041386 | 0.0080155 | 0.013769 | 0.021643 | 0.031707 | 0.043857 | 0.05755 | 0.071893 | 0.085599 | 0.097086 | 0.10469 | 0.10697 | 0.10312 | 0.093294 | 0.078699 | 0.062619 | 0.046069 | 0.030695 | 0.015999 | 0.0063133 | 0 | 0 | 0 | 0 | 0
F5_Industrial_Industrial - ID_Existing_Space Heating_Natural Gas_Ducting - Repair and Sealing_A_Technical Potential | F5 | Industrial | Industrial - ID | Existing | Space Heating | Natural Gas | Ducting - Repair and Sealing | A | Incremental Summer Peak Savings (MW) | Technical Potential | 0 | 0 | 0 | 0 | 0 | 0 | 0 | 0 | 0 | 0 | 0 | 0 | 0 | 0 | 0 | 0 | 0 | 0 | 0 | 0 | 0 | 0 | 0 | 0 | 0 | 0 | 0
F6_Industrial_Industrial - ID_Existing_Space Heating_Natural Gas_Ducting - Repair and Sealing_A_Technical Potential | F6 | Industrial | Industrial - ID | Existing | Space Heating | Natural Gas | Ducting - Repair and Sealing | A | Incremental Winter Peak Savings (MW) | Technical Potential | 0 | 0 | 0 | 0 | 0 | 0 | 0 | 0 | 0 | 0 | 0 | 0 | 0 | 0 | 0 | 0 | 0 | 0 | 0 | 0 | 0 | 0 | 0 | 0 | 0 | 0 | 0
F7_Industrial_Industrial - ID_Existing_Space Heating_Natural Gas_Ducting - Repair and Sealing_A_Technical Potential | F7 | Industrial | Industrial - ID | Existing | Space Heating | Natural Gas | Ducting - Repair and Sealing | A | Cumulative Energy Savings (MWh or mTherms) | Technical Potential | 0 | 0 | 0.0041386 | 0.012096 | 0.025677 | 0.046891 | 0.077759 | 0.12027 | 0.17561 | 0.24408 | 0.32469 | 0.41486 | 0.51039 | 0.60581 | 0.69493 | 0.77192 | 0.83231 | 0.87746 | 0.90506 | 0.91702 | 0.91419 | 0.9019 | 0.88406 | 0.86652 | 0.84924 | 0.83236 | 0.81574
F8_Industrial_Industrial - ID_Existing_Space Heating_Natural Gas_Ducting - Repair and Sealing_A_Technical Potential | F8 | Industrial | Industrial - ID | Existing | Space Heating | Natural Gas | Ducting - Repair and Sealing | A | Cumulative Summer Peak Savings (MW) | Technical Potential | 0 | 0 | 0 | 0 | 0 | 0 | 0 | 0 | 0 | 0 | 0 | 0 | 0 | 0 | 0 | 0 | 0 | 0 | 0 | 0 | 0 | 0 | 0 | 0 | 0 | 0 | 0
F9_Industrial_Industrial - ID_Existing_Space Heating_Natural Gas_Ducting - Repair and Sealing_A_Technical Potential | F9 | Industrial | Industrial - ID | Existing | Space Heating | Natural Gas | Ducting - Repair and Sealing | A | Cumulative Winter Peak Savings (MW) | Technical Potential | 0 | 0 | 0 | 0 | 0 | 0 | 0 | 0 | 0 | 0 | 0 | 0 | 0 | 0 | 0 | 0 | 0 | 0 | 0 | 0 | 0 | 0 | 0 | 0 | 0 | 0 | 0
F10_Industrial_Industrial - ID_Existing_Space Heating_Natural Gas_Ducting - Repair and Sealing_A_Technical Potential | F10 | Industrial | Industrial - ID | Existing | Space Heating | Natural Gas | Ducting - Repair and Sealing | A | Purchases (Incremental) | Technical Potential | 0 | 0 | 15.0207 | 29.5077 | 51.489 | 82.3098 | 122.7808 | 172.8164 | 231.0247 | 294.3278 | 357.7564 | 414.606 | 457.1409 | 477.9272 | 471.6479 | 436.9421 | 377.5462 | 306.8433 | 230.5993 | 156.8931 | 83.4884 | 33.6297 | 0 | 0 | 0 | 0 | 0
F11_Industrial_Industrial - ID_Existing_Space Heating_Natural Gas_Ducting - Repair and Sealing_A_Technical Potential | F11 | Industrial | Industrial - ID | Existing | Space Heating | Natural Gas | Ducting - Repair and Sealing | A | Purchases (Cumulative) | Technical Potential | 0 | 0 | 15.0207 | 44.5284 | 96.0174 | 178.3272 | 301.1079 | 473.9244 | 704.9491 | 999.2769 | 1357.0333 | 1771.6393 | 2228.7802 | 2706.7074 | 3178.3553 | 3615.2974 | 3992.8436 | 4299.6869 | 4530.2862 | 4687.1794 | 4770.6677 | 4804.2974 | 4804.2974 | 4804.2974 | 4804.2974 | 4804.2974 | 4804.2974
F1_Industrial_Industrial - ID_Existing_Space Heating_Natural Gas_Building Shell - Air Sealing (Infiltration Control)_A_Technical Potential | F1 | Industrial | Industrial - ID | Existing | Space Heating | Natural Gas | Building Shell - Air Sealing (Infiltration Control) | A | Integrated Unit Energy Savings (kWh or therms) | Technical Potential | 0 | 0 | 63.5421 | 62.736 | 61.891 | 61.0292 | 60.1543 | 59.3792 | 58.598 | 57.812 | 57.0226 | 56.2298 | 55.4323 | 54.6273 | 53.8109 | 52.9789 | 52.1278 | 51.3901 | 50.6326 | 49.866 | 49.0865 | 48.3065 | 47.5313 | 46.759 | 45.9879 | 45.2271 | 44.4693
F2_Industrial_Industrial - ID_Existing_Space Heating_Natural Gas_Building Shell - Air Sealing (Infiltration Control)_A_Technical Potential | F2 | Industrial | Industrial - ID | Existing | Space Heating | Natural Gas | Building Shell - Air Sealing (Infiltration Control) | A | Integrated Unit Summer Peak Savings (kW) | Technical Potential | 0 | 0 | 0 | 0 | 0 | 0 | 0 | 0 | 0 | 0 | 0 | 0 | 0 | 0 | 0 | 0 | 0 | 0 | 0 | 0 | 0 | 0 | 0 | 0 | 0 | 0 | 0
F3_Industrial_Industrial - ID_Existing_Space Heating_Natural Gas_Building Shell - Air Sealing (Infiltration Control)_A_Technical Potential | F3 | Industrial | Industrial - ID | Existing | Space Heating | Natural Gas | Building Shell - Air Sealing (Infiltration Control) | A | Integrated Unit Winter Peak Savings (kW) | Technical Potential | 0 | 0 | 0 | 0 | 0 | 0 | 0 | 0 | 0 | 0 | 0 | 0 | 0 | 0 | 0 | 0 | 0 | 0 | 0 | 0 | 0 | 0 | 0 | 0 | 0 | 0 | 0
F4_Industrial_Industrial - ID_Existing_Space Heating_Natural Gas_Building Shell - Air Sealing (Infiltration Control)_A_Technical Potential | F4 | Industrial | Industrial - ID | Existing | Space Heating | Natural Gas | Building Shell - Air Sealing (Infiltration Control) | A | Incremental Energy Savings (MWh or mTherms) | Technical Potential | 0 | 0 | 0.00070916 | 0.0013755 | 0.0023678 | 0.0037324 | 0.0054877 | 0.0076246 | 0.010059 | 0.012643 | 0.015158 | 0.017322 | 0.01821 | 0.018201 | 0.016799 | 0.01396 | 0.0098675 | 0.0051176 | 0 | 0 | 0 | 0 | 0 | 0 | 0 | 0 | 0
F5_Industrial_Industrial - ID_Existing_Space Heating_Natural Gas_Building Shell - Air Sealing (Infiltration Control)_A_Technical Potential | F5 | Industrial | Industrial - ID | Existing | Space Heating | Natural Gas | Building Shell - Air Sealing (Infiltration Control) | A | Incremental Summer Peak Savings (MW) | Technical Potential | 0 | 0 | 0 | 0 | 0 | 0 | 0 | 0 | 0 | 0 | 0 | 0 | 0 | 0 | 0 | 0 | 0 | 0 | 0 | 0 | 0 | 0 | 0 | 0 | 0 | 0 | 0
F6_Industrial_Industrial - ID_Existing_Space Heating_Natural Gas_Building Shell - Air Sealing (Infiltration Control)_A_Technical Potential | F6 | Industrial | Industrial - ID | Existing | Space Heating | Natural Gas | Building Shell - Air Sealing (Infiltration Control) | A | Incremental Winter Peak Savings (MW) | Technical Potential | 0 | 0 | 0 | 0 | 0 | 0 | 0 | 0 | 0 | 0 | 0 | 0 | 0 | 0 | 0 | 0 | 0 | 0 | 0 | 0 | 0 | 0 | 0 | 0 | 0 | 0 | 0
F7_Industrial_Industrial - ID_Existing_Space Heating_Natural Gas_Building Shell - Air Sealing (Infiltration Control)_A_Technical Potential | F7 | Industrial | Industrial - ID | Existing | Space Heating | Natural Gas | Building Shell - Air Sealing (Infiltration Control) | A | Cumulative Energy Savings (MWh or mTherms) | Technical Potential | 0 | 0 | 0.00070916 | 0.0020756 | 0.0044154 | 0.0080863 | 0.013458 | 0.020909 | 0.030693 | 0.042924 | 0.057495 | 0.074018 | 0.091178 | 0.10805 | 0.12324 | 0.13529 | 0.14299 | 0.14608 | 0.14393 | 0.14175 | 0.13953 | 0.13732 | 0.13511 | 0.13292 | 0.13072 | 0.12856 | 0.12641
F8_Industrial_Industrial - ID_Existing_Space Heating_Natural Gas_Building Shell - Air Sealing (Infiltration Control)_A_Technical Potential | F8 | Industrial | Industrial - ID | Existing | Space Heating | Natural Gas | Building Shell - Air Sealing (Infiltration Control) | A | Cumulative Summer Peak Savings (MW) | Technical Potential | 0 | 0 | 0 | 0 | 0 | 0 | 0 | 0 | 0 | 0 | 0 | 0 | 0 | 0 | 0 | 0 | 0 | 0 | 0 | 0 | 0 | 0 | 0 | 0 | 0 | 0 | 0
F9_Industrial_Industrial - ID_Existing_Space Heating_Natural Gas_Building Shell - Air Sealing (Infiltration Control)_A_Technical Potential | F9 | Industrial | Industrial - ID | Existing | Space Heating | Natural Gas | Building Shell - Air Sealing (Infiltration Control) | A | Cumulative Winter Peak Savings (MW) | Technical Potential | 0 | 0 | 0 | 0 | 0 | 0 | 0 | 0 | 0 | 0 | 0 | 0 | 0 | 0 | 0 | 0 | 0 | 0 | 0 | 0 | 0 | 0 | 0 | 0 | 0 | 0 | 0
F10_Industrial_Industrial - ID_Existing_Space Heating_Natural Gas_Building Shell - Air Sealing (Infiltration Control)_A_Technical Potential | F10 | Industrial | Industrial - ID | Existing | Space Heating | Natural Gas | Building Shell - Air Sealing (Infiltration Control) | A | Purchases (Incremental) | Technical Potential | 0 | 0 | 0.011161 | 0.021925 | 0.038257 | 0.061157 | 0.091228 | 0.1284 | 0.17165 | 0.21869 | 0.26582 | 0.30806 | 0.3285 | 0.33318 | 0.31218 | 0.2635 | 0.18929 | 0.099584 | 0 | 0 | 0 | 0 | 0 | 0 | 0 | 0 | 0
F11_Industrial_Industrial - ID_Existing_Space Heating_Natural Gas_Building Shell - Air Sealing (Infiltration Control)_A_Technical Potential | F11 | Industrial | Industrial - ID | Existing | Space Heating | Natural Gas | Building Shell - Air Sealing (Infiltration Control) | A | Purchases (Cumulative) | Technical Potential | 0 | 0 | 0.011161 | 0.033085 | 0.071342 | 0.1325 | 0.22373 | 0.35213 | 0.52379 | 0.74247 | 1.0083 | 1.3163 | 1.6448 | 1.978 | 2.2902 | 2.5537 | 2.743 | 2.8426 | 2.8426 | 2.8426 | 2.8426 | 2.8426 | 2.8426 | 2.8426 | 2.8426 | 2.8426 | 2.8426
F1_Industrial_Industrial - ID_Existing_Space Heating_Natural Gas_Ventilation - Demand Controlled_A_Technical Potential | F1 | Industrial | Industrial - ID | Existing | Space Heating | Natural Gas | Ventilation - Demand Controlled | A | Integrated Unit Energy Savings (kWh or therms) | Technical Potential | 0 | 0 | 0.050797 | 0.050019 | 0.049172 | 0.048269 | 0.047308 | 0.046375 | 0.045385 | 0.044341 | 0.04325 | 0.042123 | 0.040973 | 0.039826 | 0.038689 | 0.037575 | 0.036497 | 0.035569 | 0.034682 | 0.03385 | 0.033061 | 0.032308 | 0.03163 | 0.030965 | 0.030309 | 0.029668 | 0.029038
F2_Industrial_Industrial - ID_Existing_Space Heating_Natural Gas_Ventilation - Demand Controlled_A_Technical Potential | F2 | Industrial | Industrial - ID | Existing | Space Heating | Natural Gas | Ventilation - Demand Controlled | A | Integrated Unit Summer Peak Savings (kW) | Technical Potential | 0 | 0 | 0 | 0 | 0 | 0 | 0 | 0 | 0 | 0 | 0 | 0 | 0 | 0 | 0 | 0 | 0 | 0 | 0 | 0 | 0 | 0 | 0 | 0 | 0 | 0 | 0
F3_Industrial_Industrial - ID_Existing_Space Heating_Natural Gas_Ventilation - Demand Controlled_A_Technical Potential | F3 | Industrial | Industrial - ID | Existing | Space Heating | Natural Gas | Ventilation - Demand Controlled | A | Integrated Unit Winter Peak Savings (kW) | Technical Potential | 0 | 0 | 0 | 0 | 0 | 0 | 0 | 0 | 0 | 0 | 0 | 0 | 0 | 0 | 0 | 0 | 0 | 0 | 0 | 0 | 0 | 0 | 0 | 0 | 0 | 0 | 0
F4_Industrial_Industrial - ID_Existing_Space Heating_Natural Gas_Ventilation - Demand Controlled_A_Technical Potential | F4 | Industrial | Industrial - ID | Existing | Space Heating | Natural Gas | Ventilation - Demand Controlled | A | Incremental Energy Savings (MWh or mTherms) | Technical Potential | 0 | 0 | 0.074385 | 0.071982 | 0.069543 | 0.067089 | 0.06462 | 0.056027 | 0.043109 | 0.033113 | 0.025393 | 0.019444 | 0 | 0 | 0 | 0 | 0 | 0 | 0 | 0 | 0 | 0 | 0 | 0 | 0 | 0 | 0
F5_Industrial_Industrial - ID_Existing_Space Heating_Natural Gas_Ventilation - Demand Controlled_A_Technical Potential | F5 | Industrial | Industrial - ID | Existing | Space Heating | Natural Gas | Ventilation - Demand Controlled | A | Incremental Summer Peak Savings (MW) | Technical Potential | 0 | 0 | 0 | 0 | 0 | 0 | 0 | 0 | 0 | 0 | 0 | 0 | 0 | 0 | 0 | 0 | 0 | 0 | 0 | 0 | 0 | 0 | 0 | 0 | 0 | 0 | 0
F6_Industrial_Industrial - ID_Existing_Space Heating_Natural Gas_Ventilation - Demand Controlled_A_Technical Potential | F6 | Industrial | Industrial - ID | Existing | Space Heating | Natural Gas | Ventilation - Demand Controlled | A | Incremental Winter Peak Savings (MW) | Technical Potential | 0 | 0 | 0 | 0 | 0 | 0 | 0 | 0 | 0 | 0 | 0 | 0 | 0 | 0 | 0 | 0 | 0 | 0 | 0 | 0 | 0 | 0 | 0 | 0 | 0 | 0 | 0
F7_Industrial_Industrial - ID_Existing_Space Heating_Natural Gas_Ventilation - Demand Controlled_A_Technical Potential | F7 | Industrial | Industrial - ID | Existing | Space Heating | Natural Gas | Ventilation - Demand Controlled | A | Cumulative Energy Savings (MWh or mTherms) | Technical Potential | 0 | 0 | 0.074385 | 0.14523 | 0.21231 | 0.2755 | 0.33464 | 0.38406 | 0.41897 | 0.44245 | 0.45696 | 0.46449 | 0.45181 | 0.43917 | 0.42662 | 0.41434 | 0.40246 | 0.39222 | 0.38244 | 0.37327 | 0.36457 | 0.35626 | 0.34879 | 0.34145 | 0.33422 | 0.32715 | 0.3202
F8_Industrial_Industrial - ID_Existing_Space Heating_Natural Gas_Ventilation - Demand Controlled_A_Technical Potential | F8 | Industrial | Industrial - ID | Existing | Space Heating | Natural Gas | Ventilation - Demand Controlled | A | Cumulative Summer Peak Savings (MW) | Technical Potential | 0 | 0 | 0 | 0 | 0 | 0 | 0 | 0 | 0 | 0 | 0 | 0 | 0 | 0 | 0 | 0 | 0 | 0 | 0 | 0 | 0 | 0 | 0 | 0 | 0 | 0 | 0
F9_Industrial_Industrial - ID_Existing_Space Heating_Natural Gas_Ventilation - Demand Controlled_A_Technical Potential | F9 | Industrial | Industrial - ID | Existing | Space Heating | Natural Gas | Ventilation - Demand Controlled | A | Cumulative Winter Peak Savings (MW) | Technical Potential | 0 | 0 | 0 | 0 | 0 | 0 | 0 | 0 | 0 | 0 | 0 | 0 | 0 | 0 | 0 | 0 | 0 | 0 | 0 | 0 | 0 | 0 | 0 | 0 | 0 | 0 | 0
F10_Industrial_Industrial - ID_Existing_Space Heating_Natural Gas_Ventilation - Demand Controlled_A_Technical Potential | F10 | Industrial | Industrial - ID | Existing | Space Heating | Natural Gas | Ventilation - Demand Controlled | A | Purchases (Incremental) | Technical Potential | 0 | 0 | 1464.3444 | 1439.0971 | 1414.285 | 1389.9008 | 1365.937 | 1208.1477 | 949.8541 | 746.7818 | 587.125 | 461.6017 | 0 | 0 | 0 | 0 | 0 | 0 | 0 | 0 | 0 | 0 | 0 | 0 | 0 | 0 | 0
F11_Industrial_Industrial - ID_Existing_Space Heating_Natural Gas_Ventilation - Demand Controlled_A_Technical Potential | F11 | Industrial | Industrial - ID | Existing | Space Heating | Natural Gas | Ventilation - Demand Controlled | A | Purchases (Cumulative) | Technical Potential | 0 | 0 | 1464.3444 | 2903.4414 | 4317.7265 | 5707.6273 | 7073.5643 | 8281.7121 | 9231.5661 | 9978.348 | 10565.473 | 11027.0747 | 11027.0747 | 11027.0747 | 11027.0747 | 11027.0747 | 11027.0747 | 11027.0747 | 11027.0747 | 11027.0747 | 11027.0747 | 11027.0747 | 11027.0747 | 11027.0747 | 11027.0747 | 11027.0747 | 11027.0747
F1_Industrial_Industrial - ID_Existing_Space Heating_Natural Gas_Destratification Fans (HVLS)_A_Technical Potential | F1 | Industrial | Industrial - ID | Existing | Space Heating | Natural Gas | Destratification Fans (HVLS) | A | Integrated Unit Energy Savings (kWh or therms) | Technical Potential | 0 | 0 | 165119.2458 | 163341.6742 | 161461.1466 | 159534.6344 | 157571.6138 | 155868.0599 | 154147.2425 | 152411.9555 | 150665.7621 | 148908.7807 | 147137.1666 | 145343.2213 | 143516.3754 | 141645.0688 | 139719.2078 | 137822.8606 | 135872.4532 | 133896.6957 | 131885.0891 | 129871.4359 | 127869.2614 | 125873.7149 | 123880.4491 | 121913.6285 | 119953.639
F2_Industrial_Industrial - ID_Existing_Space Heating_Natural Gas_Destratification Fans (HVLS)_A_Technical Potential | F2 | Industrial | Industrial - ID | Existing | Space Heating | Natural Gas | Destratification Fans (HVLS) | A | Integrated Unit Summer Peak Savings (kW) | Technical Potential | 0 | 0 | 0 | 0 | 0 | 0 | 0 | 0 | 0 | 0 | 0 | 0 | 0 | 0 | 0 | 0 | 0 | 0 | 0 | 0 | 0 | 0 | 0 | 0 | 0 | 0 | 0
F3_Industrial_Industrial - ID_Existing_Space Heating_Natural Gas_Destratification Fans (HVLS)_A_Technical Potential | F3 | Industrial | Industrial - ID | Existing | Space Heating | Natural Gas | Destratification Fans (HVLS) | A | Integrated Unit Winter Peak Savings (kW) | Technical Potential | 0 | 0 | 0 | 0 | 0 | 0 | 0 | 0 | 0 | 0 | 0 | 0 | 0 | 0 | 0 | 0 | 0 | 0 | 0 | 0 | 0 | 0 | 0 | 0 | 0 | 0 | 0
F4_Industrial_Industrial - ID_Existing_Space Heating_Natural Gas_Destratification Fans (HVLS)_A_Technical Potential | F4 | Industrial | Industrial - ID | Existing | Space Heating | Natural Gas | Destratification Fans (HVLS) | A | Incremental Energy Savings (MWh or mTherms) | Technical Potential | 0 | 0 | 0.272 | 0.26444 | 0.25689 | 0.24944 | 0.24213 | 0.23538 | 0.22877 | 0.22229 | 0.21596 | 0.20976 | 0.20369 | 0.19774 | 0.19189 | 0.18612 | 0.18042 | 0 | 0 | 0 | 0 | 0 | 0 | 0 | 0 | 0 | 0
F5_Industrial_Industrial - ID_Existing_Space Heating_Natural Gas_Destratification Fans (HVLS)_A_Technical Potential | F5 | Industrial | Industrial - ID | Existing | Space Heating | Natural Gas | Destratification Fans (HVLS) | A | Incremental Summer Peak Savings (MW) | Technical Potential | 0 | 0 | 0 | 0 | 0 | 0 | 0 | 0 | 0 | 0 | 0 | 0 | 0 | 0 | 0 | 0 | 0 | 0 | 0 | 0 | 0 | 0 | 0 | 0 | 0 | 0 | 0
F6_Industrial_Industrial - ID_Existing_Space Heating_Natural Gas_Destratification Fans (HVLS)_A_Technical Potential | F6 | Industrial | Industrial - ID | Existing | Space Heating | Natural Gas | Destratification Fans (HVLS) | A | Incremental Winter Peak Savings (MW) | Technical Potential | 0 | 0 | 0 | 0 | 0 | 0 | 0 | 0 | 0 | 0 | 0 | 0 | 0 | 0 | 0 | 0 | 0 | 0 | 0 | 0 | 0 | 0 | 0 | 0 | 0 | 0 | 0
F7_Industrial_Industrial - ID_Existing_Space Heating_Natural Gas_Destratification Fans (HVLS)_A_Technical Potential | F7 | Industrial | Industrial - ID | Existing | Space Heating | Natural Gas | Destratification Fans (HVLS) | A | Cumulative Energy Savings (MWh or mTherms) | Technical Potential | 0 | 0 | 0.272 | 0.53351 | 0.78426 | 1.0243 | 1.2539 | 1.4757 | 1.6882 | 1.8915 | 2.0857 | 2.2712 | 2.4478 | 2.6157 | 2.7747 | 2.9247 | 3.0653 | 3.0237 | 2.9809 | 2.9376 | 2.8935 | 2.8493 | 2.8054 | 2.7616 | 2.7179 | 2.6747 | 2.6317
F8_Industrial_Industrial - ID_Existing_Space Heating_Natural Gas_Destratification Fans (HVLS)_A_Technical Potential | F8 | Industrial | Industrial - ID | Existing | Space Heating | Natural Gas | Destratification Fans (HVLS) | A | Cumulative Summer Peak Savings (MW) | Technical Potential | 0 | 0 | 0 | 0 | 0 | 0 | 0 | 0 | 0 | 0 | 0 | 0 | 0 | 0 | 0 | 0 | 0 | 0 | 0 | 0 | 0 | 0 | 0 | 0 | 0 | 0 | 0
F9_Industrial_Industrial - ID_Existing_Space Heating_Natural Gas_Destratification Fans (HVLS)_A_Technical Potential | F9 | Industrial | Industrial - ID | Existing | Space Heating | Natural Gas | Destratification Fans (HVLS) | A | Cumulative Winter Peak Savings (MW) | Technical Potential | 0 | 0 | 0 | 0 | 0 | 0 | 0 | 0 | 0 | 0 | 0 | 0 | 0 | 0 | 0 | 0 | 0 | 0 | 0 | 0 | 0 | 0 | 0 | 0 | 0 | 0 | 0
F10_Industrial_Industrial - ID_Existing_Space Heating_Natural Gas_Destratification Fans (HVLS)_A_Technical Potential | F10 | Industrial | Industrial - ID | Existing | Space Heating | Natural Gas | Destratification Fans (HVLS) | A | Purchases (Incremental) | Technical Potential | 0 | 0 | 0.0016473 | 0.0016189 | 0.001591 | 0.0015636 | 0.0015366 | 0.0015101 | 0.0014841 | 0.0014585 | 0.0014334 | 0.0014086 | 0.0013844 | 0.0013605 | 0.001337 | 0.001314 | 0.0012913 | 0 | 0 | 0 | 0 | 0 | 0 | 0 | 0 | 0 | 0
F11_Industrial_Industrial - ID_Existing_Space Heating_Natural Gas_Destratification Fans (HVLS)_A_Technical Potential | F11 | Industrial | Industrial - ID | Existing | Space Heating | Natural Gas | Destratification Fans (HVLS) | A | Purchases (Cumulative) | Technical Potential | 0 | 0 | 0.0016473 | 0.0032662 | 0.0048572 | 0.0064208 | 0.0079574 | 0.0094676 | 0.010952 | 0.01241 | 0.013844 | 0.015252 | 0.016636 | 0.017997 | 0.019334 | 0.020648 | 0.021939 | 0.021939 | 0.021939 | 0.021939 | 0.021939 | 0.021939 | 0.021939 | 0.021939 | 0.021939 | 0.021939 | 0.021939
F1_Industrial_Industrial - ID_Existing_Space Heating_Natural Gas_Condensing RTU_A_Technical Potential | F1 | Industrial | Industrial - ID | Existing | Space Heating | Natural Gas | Condensing RTU | A | Integrated Unit Energy Savings (kWh or therms) | Technical Potential | 0 | 0 | 0.081598 | 0.080182 | 0.078651 | 0.07708 | 0.07542 | 0.073813 | 0.072136 | 0.070394 | 0.068608 | 0.066774 | 0.064921 | 0.063077 | 0.061249 | 0.059462 | 0.057735 | 0.056249 | 0.054829 | 0.053498 | 0.052235 | 0.051028 | 0.049941 | 0.048874 | 0.047822 | 0.046796 | 0.045785
F2_Industrial_Industrial - ID_Existing_Space Heating_Natural Gas_Condensing RTU_A_Technical Potential | F2 | Industrial | Industrial - ID | Existing | Space Heating | Natural Gas | Condensing RTU | A | Integrated Unit Summer Peak Savings (kW) | Technical Potential | 0 | 0 | 0 | 0 | 0 | 0 | 0 | 0 | 0 | 0 | 0 | 0 | 0 | 0 | 0 | 0 | 0 | 0 | 0 | 0 | 0 | 0 | 0 | 0 | 0 | 0 | 0
F3_Industrial_Industrial - ID_Existing_Space Heating_Natural Gas_Condensing RTU_A_Technical Potential | F3 | Industrial | Industrial - ID | Existing | Space Heating | Natural Gas | Condensing RTU | A | Integrated Unit Winter Peak Savings (kW) | Technical Potential | 0 | 0 | 0 | 0 | 0 | 0 | 0 | 0 | 0 | 0 | 0 | 0 | 0 | 0 | 0 | 0 | 0 | 0 | 0 | 0 | 0 | 0 | 0 | 0 | 0 | 0 | 0
F4_Industrial_Industrial - ID_Existing_Space Heating_Natural Gas_Condensing RTU_A_Technical Potential | F4 | Industrial | Industrial - ID | Existing | Space Heating | Natural Gas | Condensing RTU | A | Incremental Energy Savings (MWh or mTherms) | Technical Potential | 0 | 0 | 0.011744 | 0.013925 | 0.016427 | 0.018366 | 0.020144 | 0.012028 | 0.011338 | 0.0086794 | 0.0047579 | 0 | 0 | 0 | 0 | 0 | 0 | 0 | 0 | 0 | 0 | 0 | 0 | 0 | 0 | 0 | 0
F5_Industrial_Industrial - ID_Existing_Space Heating_Natural Gas_Condensing RTU_A_Technical Potential | F5 | Industrial | Industrial - ID | Existing | Space Heating | Natural Gas | Condensing RTU | A | Incremental Summer Peak Savings (MW) | Technical Potential | 0 | 0 | 0 | 0 | 0 | 0 | 0 | 0 | 0 | 0 | 0 | 0 | 0 | 0 | 0 | 0 | 0 | 0 | 0 | 0 | 0 | 0 | 0 | 0 | 0 | 0 | 0
F6_Industrial_Industrial - ID_Existing_Space Heating_Natural Gas_Condensing RTU_A_Technical Potential | F6 | Industrial | Industrial - ID | Existing | Space Heating | Natural Gas | Condensing RTU | A | Incremental Winter Peak Savings (MW) | Technical Potential | 0 | 0 | 0 | 0 | 0 | 0 | 0 | 0 | 0 | 0 | 0 | 0 | 0 | 0 | 0 | 0 | 0 | 0 | 0 | 0 | 0 | 0 | 0 | 0 | 0 | 0 | 0
F7_Industrial_Industrial - ID_Existing_Space Heating_Natural Gas_Condensing RTU_A_Technical Potential | F7 | Industrial | Industrial - ID | Existing | Space Heating | Natural Gas | Condensing RTU | A | Cumulative Energy Savings (MWh or mTherms) | Technical Potential | 0 | 0 | 0.011744 | 0.025465 | 0.041406 | 0.058945 | 0.07782 | 0.088189 | 0.097523 | 0.10385 | 0.10597 | 0.10314 | 0.10028 | 0.097427 | 0.094605 | 0.091845 | 0.089177 | 0.086881 | 0.084688 | 0.082632 | 0.080681 | 0.078817 | 0.077139 | 0.07549 | 0.073866 | 0.07228 | 0.070719
F8_Industrial_Industrial - ID_Existing_Space Heating_Natural Gas_Condensing RTU_A_Technical Potential | F8 | Industrial | Industrial - ID | Existing | Space Heating | Natural Gas | Condensing RTU | A | Cumulative Summer Peak Savings (MW) | Technical Potential | 0 | 0 | 0 | 0 | 0 | 0 | 0 | 0 | 0 | 0 | 0 | 0 | 0 | 0 | 0 | 0 | 0 | 0 | 0 | 0 | 0 | 0 | 0 | 0 | 0 | 0 | 0
F9_Industrial_Industrial - ID_Existing_Space Heating_Natural Gas_Condensing RTU_A_Technical Potential | F9 | Industrial | Industrial - ID | Existing | Space Heating | Natural Gas | Condensing RTU | A | Cumulative Winter Peak Savings (MW) | Technical Potential | 0 | 0 | 0 | 0 | 0 | 0 | 0 | 0 | 0 | 0 | 0 | 0 | 0 | 0 | 0 | 0 | 0 | 0 | 0 | 0 | 0 | 0 | 0 | 0 | 0 | 0 | 0
F10_Industrial_Industrial - ID_Existing_Space Heating_Natural Gas_Condensing RTU_A_Technical Potential | F10 | Industrial | Industrial - ID | Existing | Space Heating | Natural Gas | Condensing RTU | A | Purchases (Incremental) | Technical Potential | 0 | 0 | 143.9247 | 173.6697 | 208.8567 | 238.2696 | 267.0908 | 162.9528 | 157.1754 | 123.2976 | 69.3492 | 0 | 0 | 0 | 0 | 0 | 0 | 0 | 0 | 0 | 0 | 0 | 0 | 0 | 0 | 0 | 0
F11_Industrial_Industrial - ID_Existing_Space Heating_Natural Gas_Condensing RTU_A_Technical Potential | F11 | Industrial | Industrial - ID | Existing | Space Heating | Natural Gas | Condensing RTU | A | Purchases (Cumulative) | Technical Potential | 0 | 0 | 143.9247 | 317.5944 | 526.4511 | 764.7207 | 1031.8115 | 1194.7644 | 1351.9397 | 1475.2373 | 1544.5865 | 1544.5865 | 1544.5865 | 1544.5865 | 1544.5865 | 1544.5865 | 1544.5865 | 1544.5865 | 1544.5865 | 1544.5865 | 1544.5865 | 1544.5865 | 1544.5865 | 1544.5865 | 1544.5865 | 1544.5865 | 1544.5865
F1_Industrial_Industrial - ID_Existing_Space Heating_Natural Gas_Industrial Air Curtains_A_Technical Potential | F1 | Industrial | Industrial - ID | Existing | Space Heating | Natural Gas | Industrial Air Curtains | A | Integrated Unit Energy Savings (kWh or therms) | Technical Potential | 0 | 0 | -0.018035 | -0.017873 | -0.017699 | -0.017518 | -0.017331 | -0.017138 | -0.016939 | -0.016736 | -0.016528 | -0.016316 | -0.0161 | -0.015881 | -0.015657 | -0.015431 | -0.015202 | -0.01498 | -0.014757 | -0.014536 | -0.014316 | -0.014096 | -0.013878 | -0.01366 | -0.013443 | -0.013228 | -0.013015
F2_Industrial_Industrial - ID_Existing_Space Heating_Natural Gas_Industrial Air Curtains_A_Technical Potential | F2 | Industrial | Industrial - ID | Existing | Space Heating | Natural Gas | Industrial Air Curtains | A | Integrated Unit Summer Peak Savings (kW) | Technical Potential | 0 | 0 | 0 | 0 | 0 | 0 | 0 | 0 | 0 | 0 | 0 | 0 | 0 | 0 | 0 | 0 | 0 | 0 | 0 | 0 | 0 | 0 | 0 | 0 | 0 | 0 | 0
F3_Industrial_Industrial - ID_Existing_Space Heating_Natural Gas_Industrial Air Curtains_A_Technical Potential | F3 | Industrial | Industrial - ID | Existing | Space Heating | Natural Gas | Industrial Air Curtains | A | Integrated Unit Winter Peak Savings (kW) | Technical Potential | 0 | 0 | 0 | 0 | 0 | 0 | 0 | 0 | 0 | 0 | 0 | 0 | 0 | 0 | 0 | 0 | 0 | 0 | 0 | 0 | 0 | 0 | 0 | 0 | 0 | 0 | 0
F4_Industrial_Industrial - ID_Existing_Space Heating_Natural Gas_Industrial Air Curtains_A_Technical Potential | F4 | Industrial | Industrial - ID | Existing | Space Heating | Natural Gas | Industrial Air Curtains | A | Incremental Energy Savings (MWh or mTherms) | Technical Potential | 0 | 0 | -0.005751 | -0.011196 | -0.019346 | -0.03061 | -0.045172 | -0.062873 | -0.083077 | -0.10457 | -0.12553 | -0.14361 | -0.15625 | -0.16112 | -0.15677 | -0.14314 | -0.12184 | -0.092802 | -0.062997 | -0.032526 | -0.0049231 | 0 | 0 | 0 | 0 | 0 | 0
F5_Industrial_Industrial - ID_Existing_Space Heating_Natural Gas_Industrial Air Curtains_A_Technical Potential | F5 | Industrial | Industrial - ID | Existing | Space Heating | Natural Gas | Industrial Air Curtains | A | Incremental Summer Peak Savings (MW) | Technical Potential | 0 | 0 | 0 | 0 | 0 | 0 | 0 | 0 | 0 | 0 | 0 | 0 | 0 | 0 | 0 | 0 | 0 | 0 | 0 | 0 | 0 | 0 | 0 | 0 | 0 | 0 | 0
F6_Industrial_Industrial - ID_Existing_Space Heating_Natural Gas_Industrial Air Curtains_A_Technical Potential | F6 | Industrial | Industrial - ID | Existing | Space Heating | Natural Gas | Industrial Air Curtains | A | Incremental Winter Peak Savings (MW) | Technical Potential | 0 | 0 | 0 | 0 | 0 | 0 | 0 | 0 | 0 | 0 | 0 | 0 | 0 | 0 | 0 | 0 | 0 | 0 | 0 | 0 | 0 | 0 | 0 | 0 | 0 | 0 | 0
F7_Industrial_Industrial - ID_Existing_Space Heating_Natural Gas_Industrial Air Curtains_A_Technical Potential | F7 | Industrial | Industrial - ID | Existing | Space Heating | Natural Gas | Industrial Air Curtains | A | Cumulative Energy Savings (MWh or mTherms) | Technical Potential | 0 | 0 | -0.005751 | -0.016895 | -0.036076 | -0.066317 | -0.11078 | -0.17242 | -0.2535 | -0.35503 | -0.47615 | -0.61365 | -0.76178 | -0.9125 | -1.0565 | -1.1843 | -1.2886 | -1.3626 | -1.4053 | -1.4168 | -1.4002 | -1.3787 | -1.3574 | -1.3361 | -1.3148 | -1.2939 | -1.273
F8_Industrial_Industrial - ID_Existing_Space Heating_Natural Gas_Industrial Air Curtains_A_Technical Potential | F8 | Industrial | Industrial - ID | Existing | Space Heating | Natural Gas | Industrial Air Curtains | A | Cumulative Summer Peak Savings (MW) | Technical Potential | 0 | 0 | 0 | 0 | 0 | 0 | 0 | 0 | 0 | 0 | 0 | 0 | 0 | 0 | 0 | 0 | 0 | 0 | 0 | 0 | 0 | 0 | 0 | 0 | 0 | 0 | 0
F9_Industrial_Industrial - ID_Existing_Space Heating_Natural Gas_Industrial Air Curtains_A_Technical Potential | F9 | Industrial | Industrial - ID | Existing | Space Heating | Natural Gas | Industrial Air Curtains | A | Cumulative Winter Peak Savings (MW) | Technical Potential | 0 | 0 | 0 | 0 | 0 | 0 | 0 | 0 | 0 | 0 | 0 | 0 | 0 | 0 | 0 | 0 | 0 | 0 | 0 | 0 | 0 | 0 | 0 | 0 | 0 | 0 | 0
F10_Industrial_Industrial - ID_Existing_Space Heating_Natural Gas_Industrial Air Curtains_A_Technical Potential | F10 | Industrial | Industrial - ID | Existing | Space Heating | Natural Gas | Industrial Air Curtains | A | Purchases (Incremental) | Technical Potential | 0 | 0 | 318.8731 | 626.4166 | 1093.0547 | 1747.3481 | 2606.5022 | 3668.7048 | 4904.4039 | 6248.2602 | 7594.7792 | 8801.6342 | 9704.6054 | 10145.8752 | 10012.5737 | 9275.8058 | 8014.8957 | 6195.0773 | 4268.9558 | 2237.6165 | 343.8923 | 0 | 0 | 0 | 0 | 0 | 0
F11_Industrial_Industrial - ID_Existing_Space Heating_Natural Gas_Industrial Air Curtains_A_Technical Potential | F11 | Industrial | Industrial - ID | Existing | Space Heating | Natural Gas | Industrial Air Curtains | A | Purchases (Cumulative) | Technical Potential | 0 | 0 | 318.8731 | 945.2897 | 2038.3444 | 3785.6925 | 6392.1947 | 10060.8995 | 14965.3034 | 21213.5636 | 28808.3428 | 37609.9771 | 47314.5825 | 57460.4576 | 67473.0313 | 76748.8371 | 84763.7329 | 90958.8101 | 95227.7659 | 97465.3824 | 97809.2747 | 97809.2747 | 97809.2747 | 97809.2747 | 97809.2747 | 97809.2747 | 97809.2747
F1_Industrial_Industrial - ID_Existing_Space Heating_Natural Gas_HVAC - Energy Recovery Ventilator_A_Technical Potential | F1 | Industrial | Industrial - ID | Existing | Space Heating | Natural Gas | HVAC - Energy Recovery Ventilator | A | Integrated Unit Energy Savings (kWh or therms) | Technical Potential | 0 | 0 | 0.20613 | 0.20316 | 0.19999 | 0.1967 | 0.19326 | 0.19003 | 0.18668 | 0.18319 | 0.1796 | 0.17594 | 0.17223 | 0.16855 | 0.16489 | 0.16129 | 0.15776 | 0.15479 | 0.1519 | 0.14912 | 0.14641 | 0.14377 | 0.14124 | 0.13873 | 0.13622 | 0.13375 | 0.13129
F2_Industrial_Industrial - ID_Existing_Space Heating_Natural Gas_HVAC - Energy Recovery Ventilator_A_Technical Potential | F2 | Industrial | Industrial - ID | Existing | Space Heating | Natural Gas | HVAC - Energy Recovery Ventilator | A | Integrated Unit Summer Peak Savings (kW) | Technical Potential | 0 | 0 | 0 | 0 | 0 | 0 | 0 | 0 | 0 | 0 | 0 | 0 | 0 | 0 | 0 | 0 | 0 | 0 | 0 | 0 | 0 | 0 | 0 | 0 | 0 | 0 | 0
F3_Industrial_Industrial - ID_Existing_Space Heating_Natural Gas_HVAC - Energy Recovery Ventilator_A_Technical Potential | F3 | Industrial | Industrial - ID | Existing | Space Heating | Natural Gas | HVAC - Energy Recovery Ventilator | A | Integrated Unit Winter Peak Savings (kW) | Technical Potential | 0 | 0 | 0 | 0 | 0 | 0 | 0 | 0 | 0 | 0 | 0 | 0 | 0 | 0 | 0 | 0 | 0 | 0 | 0 | 0 | 0 | 0 | 0 | 0 | 0 | 0 | 0
F4_Industrial_Industrial - ID_Existing_Space Heating_Natural Gas_HVAC - Energy Recovery Ventilator_A_Technical Potential | F4 | Industrial | Industrial - ID | Existing | Space Heating | Natural Gas | HVAC - Energy Recovery Ventilator | A | Incremental Energy Savings (MWh or mTherms) | Technical Potential | 0 | 0 | 0.1068 | 0.10344 | 0.10008 | 0.096729 | 0.093401 | 0.090259 | 0.087135 | 0.084034 | 0.080967 | 0.077947 | 0.074987 | 0.072121 | 0.06934 | 0.066656 | 0.064074 | 0.061782 | 0.059584 | 0.057484 | 0.055467 | 0.053528 | 0 | 0 | 0 | 0 | 0
F5_Industrial_Industrial - ID_Existing_Space Heating_Natural Gas_HVAC - Energy Recovery Ventilator_A_Technical Potential | F5 | Industrial | Industrial - ID | Existing | Space Heating | Natural Gas | HVAC - Energy Recovery Ventilator | A | Incremental Summer Peak Savings (MW) | Technical Potential | 0 | 0 | 0 | 0 | 0 | 0 | 0 | 0 | 0 | 0 | 0 | 0 | 0 | 0 | 0 | 0 | 0 | 0 | 0 | 0 | 0 | 0 | 0 | 0 | 0 | 0 | 0
F6_Industrial_Industrial - ID_Existing_Space Heating_Natural Gas_HVAC - Energy Recovery Ventilator_A_Technical Potential | F6 | Industrial | Industrial - ID | Existing | Space Heating | Natural Gas | HVAC - Energy Recovery Ventilator | A | Incremental Winter Peak Savings (MW) | Technical Potential | 0 | 0 | 0 | 0 | 0 | 0 | 0 | 0 | 0 | 0 | 0 | 0 | 0 | 0 | 0 | 0 | 0 | 0 | 0 | 0 | 0 | 0 | 0 | 0 | 0 | 0 | 0
F7_Industrial_Industrial - ID_Existing_Space Heating_Natural Gas_HVAC - Energy Recovery Ventilator_A_Technical Potential | F7 | Industrial | Industrial - ID | Existing | Space Heating | Natural Gas | HVAC - Energy Recovery Ventilator | A | Cumulative Energy Savings (MWh or mTherms) | Technical Potential | 0 | 0 | 0.1068 | 0.2087 | 0.30552 | 0.39722 | 0.48368 | 0.56587 | 0.643 | 0.71504 | 0.78199 | 0.84397 | 0.90116 | 0.95404 | 1.0027 | 1.0474 | 1.0886 | 1.1299 | 1.1684 | 1.2044 | 1.238 | 1.2692 | 1.2469 | 1.2247 | 1.2026 | 1.1808 | 1.159
F8_Industrial_Industrial - ID_Existing_Space Heating_Natural Gas_HVAC - Energy Recovery Ventilator_A_Technical Potential | F8 | Industrial | Industrial - ID | Existing | Space Heating | Natural Gas | HVAC - Energy Recovery Ventilator | A | Cumulative Summer Peak Savings (MW) | Technical Potential | 0 | 0 | 0 | 0 | 0 | 0 | 0 | 0 | 0 | 0 | 0 | 0 | 0 | 0 | 0 | 0 | 0 | 0 | 0 | 0 | 0 | 0 | 0 | 0 | 0 | 0 | 0
F9_Industrial_Industrial - ID_Existing_Space Heating_Natural Gas_HVAC - Energy Recovery Ventilator_A_Technical Potential | F9 | Industrial | Industrial - ID | Existing | Space Heating | Natural Gas | HVAC - Energy Recovery Ventilator | A | Cumulative Winter Peak Savings (MW) | Technical Potential | 0 | 0 | 0 | 0 | 0 | 0 | 0 | 0 | 0 | 0 | 0 | 0 | 0 | 0 | 0 | 0 | 0 | 0 | 0 | 0 | 0 | 0 | 0 | 0 | 0 | 0 | 0
F10_Industrial_Industrial - ID_Existing_Space Heating_Natural Gas_HVAC - Energy Recovery Ventilator_A_Technical Potential | F10 | Industrial | Industrial - ID | Existing | Space Heating | Natural Gas | HVAC - Energy Recovery Ventilator | A | Purchases (Incremental) | Technical Potential | 0 | 0 | 518.1093 | 509.1763 | 500.3974 | 491.7699 | 483.2911 | 474.9585 | 466.7696 | 458.7218 | 450.8128 | 443.0402 | 435.4016 | 427.8946 | 420.5171 | 413.2668 | 406.1416 | 399.1391 | 392.2574 | 385.4943 | 378.8479 | 372.316 | 0 | 0 | 0 | 0 | 0
F11_Industrial_Industrial - ID_Existing_Space Heating_Natural Gas_HVAC - Energy Recovery Ventilator_A_Technical Potential | F11 | Industrial | Industrial - ID | Existing | Space Heating | Natural Gas | HVAC - Energy Recovery Ventilator | A | Purchases (Cumulative) | Technical Potential | 0 | 0 | 518.1093 | 1027.2856 | 1527.6831 | 2019.453 | 2502.7441 | 2977.7026 | 3444.4721 | 3903.194 | 4354.0068 | 4797.047 | 5232.4485 | 5660.3432 | 6080.8603 | 6494.1271 | 6900.2687 | 7299.4078 | 7691.6652 | 8077.1596 | 8456.0075 | 8828.3235 | 8828.3235 | 8828.3235 | 8828.3235 | 8828.3235 | 8828.3235
F1_Industrial_Industrial - ID_Existing_Space Heating_Natural Gas_Thermostat - Connected_A_Technical Potential | F1 | Industrial | Industrial - ID | Existing | Space Heating | Natural Gas | Thermostat - Connected | A | Integrated Unit Energy Savings (kWh or therms) | Technical Potential | 0 | 0 | 9988.9449 | 9899.8077 | 9804.4071 | 9706.1699 | 9605.653 | 9503.3924 | 9400.0724 | 9295.8625 | 9190.9791 | 9085.4286 | 8978.9755 | 8871.149 | 8761.3024 | 8648.7283 | 8532.808 | 8418.674 | 8301.2207 | 8182.1998 | 8060.9677 | 7939.5889 | 7818.8893 | 7698.572 | 7578.3703 | 7459.7621 | 7341.5471
F2_Industrial_Industrial - ID_Existing_Space Heating_Natural Gas_Thermostat - Connected_A_Technical Potential | F2 | Industrial | Industrial - ID | Existing | Space Heating | Natural Gas | Thermostat - Connected | A | Integrated Unit Summer Peak Savings (kW) | Technical Potential | 0 | 0 | 0 | 0 | 0 | 0 | 0 | 0 | 0 | 0 | 0 | 0 | 0 | 0 | 0 | 0 | 0 | 0 | 0 | 0 | 0 | 0 | 0 | 0 | 0 | 0 | 0
F3_Industrial_Industrial - ID_Existing_Space Heating_Natural Gas_Thermostat - Connected_A_Technical Potential | F3 | Industrial | Industrial - ID | Existing | Space Heating | Natural Gas | Thermostat - Connected | A | Integrated Unit Winter Peak Savings (kW) | Technical Potential | 0 | 0 | 0 | 0 | 0 | 0 | 0 | 0 | 0 | 0 | 0 | 0 | 0 | 0 | 0 | 0 | 0 | 0 | 0 | 0 | 0 | 0 | 0 | 0 | 0 | 0 | 0
F4_Industrial_Industrial - ID_Existing_Space Heating_Natural Gas_Thermostat - Connected_A_Technical Potential | F4 | Industrial | Industrial - ID | Existing | Space Heating | Natural Gas | Thermostat - Connected | A | Incremental Energy Savings (MWh or mTherms) | Technical Potential | 0 | 0 | 0.26097 | 0.25418 | 0.24739 | 0.24069 | 0.23409 | 0 | 0 | 0 | 0 | 0 | 0 | 0 | 0 | 0 | 0 | 0 | 0 | 0 | 0 | 0 | 0 | 0 | 0 | 0 | 0
F5_Industrial_Industrial - ID_Existing_Space Heating_Natural Gas_Thermostat - Connected_A_Technical Potential | F5 | Industrial | Industrial - ID | Existing | Space Heating | Natural Gas | Thermostat - Connected | A | Incremental Summer Peak Savings (MW) | Technical Potential | 0 | 0 | 0 | 0 | 0 | 0 | 0 | 0 | 0 | 0 | 0 | 0 | 0 | 0 | 0 | 0 | 0 | 0 | 0 | 0 | 0 | 0 | 0 | 0 | 0 | 0 | 0
F6_Industrial_Industrial - ID_Existing_Space Heating_Natural Gas_Thermostat - Connected_A_Technical Potential | F6 | Industrial | Industrial - ID | Existing | Space Heating | Natural Gas | Thermostat - Connected | A | Incremental Winter Peak Savings (MW) | Technical Potential | 0 | 0 | 0 | 0 | 0 | 0 | 0 | 0 | 0 | 0 | 0 | 0 | 0 | 0 | 0 | 0 | 0 | 0 | 0 | 0 | 0 | 0 | 0 | 0 | 0 | 0 | 0
F7_Industrial_Industrial - ID_Existing_Space Heating_Natural Gas_Thermostat - Connected_A_Technical Potential | F7 | Industrial | Industrial - ID | Existing | Space Heating | Natural Gas | Thermostat - Connected | A | Cumulative Energy Savings (MWh or mTherms) | Technical Potential | 0 | 0 | 0.26097 | 0.51281 | 0.75526 | 0.98838 | 1.2122 | 1.1993 | 1.1863 | 1.1731 | 1.1599 | 1.1466 | 1.1331 | 1.1195 | 1.1057 | 1.0915 | 1.0768 | 1.0624 | 1.0476 | 1.0326 | 1.0173 | 1.002 | 0.98674 | 0.97156 | 0.95639 | 0.94142 | 0.9265
F8_Industrial_Industrial - ID_Existing_Space Heating_Natural Gas_Thermostat - Connected_A_Technical Potential | F8 | Industrial | Industrial - ID | Existing | Space Heating | Natural Gas | Thermostat - Connected | A | Cumulative Summer Peak Savings (MW) | Technical Potential | 0 | 0 | 0 | 0 | 0 | 0 | 0 | 0 | 0 | 0 | 0 | 0 | 0 | 0 | 0 | 0 | 0 | 0 | 0 | 0 | 0 | 0 | 0 | 0 | 0 | 0 | 0
F9_Industrial_Industrial - ID_Existing_Space Heating_Natural Gas_Thermostat - Connected_A_Technical Potential | F9 | Industrial | Industrial - ID | Existing | Space Heating | Natural Gas | Thermostat - Connected | A | Cumulative Winter Peak Savings (MW) | Technical Potential | 0 | 0 | 0 | 0 | 0 | 0 | 0 | 0 | 0 | 0 | 0 | 0 | 0 | 0 | 0 | 0 | 0 | 0 | 0 | 0 | 0 | 0 | 0 | 0 | 0 | 0 | 0
F10_Industrial_Industrial - ID_Existing_Space Heating_Natural Gas_Thermostat - Connected_A_Technical Potential | F10 | Industrial | Industrial - ID | Existing | Space Heating | Natural Gas | Thermostat - Connected | A | Purchases (Incremental) | Technical Potential | 0 | 0 | 0.026125 | 0.025675 | 0.025232 | 0.024797 | 0.02437 | 0 | 0 | 0 | 0 | 0 | 0 | 0 | 0 | 0 | 0 | 0 | 0 | 0 | 0 | 0 | 0 | 0 | 0 | 0 | 0
F11_Industrial_Industrial - ID_Existing_Space Heating_Natural Gas_Thermostat - Connected_A_Technical Potential | F11 | Industrial | Industrial - ID | Existing | Space Heating | Natural Gas | Thermostat - Connected | A | Purchases (Cumulative) | Technical Potential | 0 | 0 | 0.026125 | 0.0518 | 0.077033 | 0.10183 | 0.1262 | 0.1262 | 0.1262 | 0.1262 | 0.1262 | 0.1262 | 0.1262 | 0.1262 | 0.1262 | 0.1262 | 0.1262 | 0.1262 | 0.1262 | 0.1262 | 0.1262 | 0.1262 | 0.1262 | 0.1262 | 0.1262 | 0.1262 | 0.1262
F1_Industrial_Industrial - ID_Existing_Space Heating_Natural Gas_Gas Boiler - Maintenance_A_Technical Potential | F1 | Industrial | Industrial - ID | Existing | Space Heating | Natural Gas | Gas Boiler - Maintenance | A | Integrated Unit Energy Savings (kWh or therms) | Technical Potential | 0 | 0 | 0.69273 | 0.68087 | 0.66845 | 0.65562 | 0.64233 | 0.62974 | 0.61675 | 0.60332 | 0.58949 | 0.57535 | 0.56114 | 0.54706 | 0.53316 | 0.51962 | 0.50661 | 0.4957 | 0.48537 | 0.47559 | 0.46623 | 0.45717 | 0.449 | 0.44085 | 0.43268 | 0.42461 | 0.41655
F2_Industrial_Industrial - ID_Existing_Space Heating_Natural Gas_Gas Boiler - Maintenance_A_Technical Potential | F2 | Industrial | Industrial - ID | Existing | Space Heating | Natural Gas | Gas Boiler - Maintenance | A | Integrated Unit Summer Peak Savings (kW) | Technical Potential | 0 | 0 | 0 | 0 | 0 | 0 | 0 | 0 | 0 | 0 | 0 | 0 | 0 | 0 | 0 | 0 | 0 | 0 | 0 | 0 | 0 | 0 | 0 | 0 | 0 | 0 | 0
F3_Industrial_Industrial - ID_Existing_Space Heating_Natural Gas_Gas Boiler - Maintenance_A_Technical Potential | F3 | Industrial | Industrial - ID | Existing | Space Heating | Natural Gas | Gas Boiler - Maintenance | A | Integrated Unit Winter Peak Savings (kW) | Technical Potential | 0 | 0 | 0 | 0 | 0 | 0 | 0 | 0 | 0 | 0 | 0 | 0 | 0 | 0 | 0 | 0 | 0 | 0 | 0 | 0 | 0 | 0 | 0 | 0 | 0 | 0 | 0
F4_Industrial_Industrial - ID_Existing_Space Heating_Natural Gas_Gas Boiler - Maintenance_A_Technical Potential | F4 | Industrial | Industrial - ID | Existing | Space Heating | Natural Gas | Gas Boiler - Maintenance | A | Incremental Energy Savings (MWh or mTherms) | Technical Potential | 0 | 0 | 0.029102 | 0.019703 | 0.01316 | 0 | 0 | 0 | 0 | 0 | 0 | 0 | 0 | 0 | 0 | 0 | 0 | 0 | 0 | 0 | 0 | 0 | 0 | 0 | 0 | 0 | 0
F5_Industrial_Industrial - ID_Existing_Space Heating_Natural Gas_Gas Boiler - Maintenance_A_Technical Potential | F5 | Industrial | Industrial - ID | Existing | Space Heating | Natural Gas | Gas Boiler - Maintenance | A | Incremental Summer Peak Savings (MW) | Technical Potential | 0 | 0 | 0 | 0 | 0 | 0 | 0 | 0 | 0 | 0 | 0 | 0 | 0 | 0 | 0 | 0 | 0 | 0 | 0 | 0 | 0 | 0 | 0 | 0 | 0 | 0 | 0
F6_Industrial_Industrial - ID_Existing_Space Heating_Natural Gas_Gas Boiler - Maintenance_A_Technical Potential | F6 | Industrial | Industrial - ID | Existing | Space Heating | Natural Gas | Gas Boiler - Maintenance | A | Incremental Winter Peak Savings (MW) | Technical Potential | 0 | 0 | 0 | 0 | 0 | 0 | 0 | 0 | 0 | 0 | 0 | 0 | 0 | 0 | 0 | 0 | 0 | 0 | 0 | 0 | 0 | 0 | 0 | 0 | 0 | 0 | 0
F7_Industrial_Industrial - ID_Existing_Space Heating_Natural Gas_Gas Boiler - Maintenance_A_Technical Potential | F7 | Industrial | Industrial - ID | Existing | Space Heating | Natural Gas | Gas Boiler - Maintenance | A | Cumulative Energy Savings (MWh or mTherms) | Technical Potential | 0 | 0 | 0.029102 | 0.048307 | 0.060586 | 0.059424 | 0.058219 | 0.057078 | 0.0559 | 0.054683 | 0.053429 | 0.052148 | 0.05086 | 0.049583 | 0.048324 | 0.047097 | 0.045917 | 0.044929 | 0.043992 | 0.043106 | 0.042257 | 0.041436 | 0.040696 | 0.039957 | 0.039217 | 0.038485 | 0.037754
F8_Industrial_Industrial - ID_Existing_Space Heating_Natural Gas_Gas Boiler - Maintenance_A_Technical Potential | F8 | Industrial | Industrial - ID | Existing | Space Heating | Natural Gas | Gas Boiler - Maintenance | A | Cumulative Summer Peak Savings (MW) | Technical Potential | 0 | 0 | 0 | 0 | 0 | 0 | 0 | 0 | 0 | 0 | 0 | 0 | 0 | 0 | 0 | 0 | 0 | 0 | 0 | 0 | 0 | 0 | 0 | 0 | 0 | 0 | 0
F9_Industrial_Industrial - ID_Existing_Space Heating_Natural Gas_Gas Boiler - Maintenance_A_Technical Potential | F9 | Industrial | Industrial - ID | Existing | Space Heating | Natural Gas | Gas Boiler - Maintenance | A | Cumulative Winter Peak Savings (MW) | Technical Potential | 0 | 0 | 0 | 0 | 0 | 0 | 0 | 0 | 0 | 0 | 0 | 0 | 0 | 0 | 0 | 0 | 0 | 0 | 0 | 0 | 0 | 0 | 0 | 0 | 0 | 0 | 0
F10_Industrial_Industrial - ID_Existing_Space Heating_Natural Gas_Gas Boiler - Maintenance_A_Technical Potential | F10 | Industrial | Industrial - ID | Existing | Space Heating | Natural Gas | Gas Boiler - Maintenance | A | Purchases (Incremental) | Technical Potential | 0 | 0 | 42.0106 | 28.9384 | 19.6877 | 0 | 0 | 0 | 0 | 0 | 0 | 0 | 0 | 0 | 0 | 0 | 0 | 0 | 0 | 0 | 0 | 0 | 0 | 0 | 0 | 0 | 0
F11_Industrial_Industrial - ID_Existing_Space Heating_Natural Gas_Gas Boiler - Maintenance_A_Technical Potential | F11 | Industrial | Industrial - ID | Existing | Space Heating | Natural Gas | Gas Boiler - Maintenance | A | Purchases (Cumulative) | Technical Potential | 0 | 0 | 42.0106 | 70.949 | 90.6367 | 90.6367 | 90.6367 | 90.6367 | 90.6367 | 90.6367 | 90.6367 | 90.6367 | 90.6367 | 90.6367 | 90.6367 | 90.6367 | 90.6367 | 90.6367 | 90.6367 | 90.6367 | 90.6367 | 90.6367 | 90.6367 | 90.6367 | 90.6367 | 90.6367 | 90.6367
F1_Industrial_Industrial - ID_Existing_Space Heating_Natural Gas_Gas Furnace - Maintenance_A_Technical Potential | F1 | Industrial | Industrial - ID | Existing | Space Heating | Natural Gas | Gas Furnace - Maintenance | A | Integrated Unit Energy Savings (kWh or therms) | Technical Potential | 0 | 0 | 0.6957 | 0.68413 | 0.67165 | 0.6585 | 0.64458 | 0.63113 | 0.61705 | 0.60236 | 0.58713 | 0.57148 | 0.55567 | 0.53994 | 0.52435 | 0.5091 | 0.49436 | 0.48168 | 0.46957 | 0.45821 | 0.44743 | 0.43714 | 0.42787 | 0.41876 | 0.40979 | 0.40103 | 0.39241
F2_Industrial_Industrial - ID_Existing_Space Heating_Natural Gas_Gas Furnace - Maintenance_A_Technical Potential | F2 | Industrial | Industrial - ID | Existing | Space Heating | Natural Gas | Gas Furnace - Maintenance | A | Integrated Unit Summer Peak Savings (kW) | Technical Potential | 0 | 0 | 0 | 0 | 0 | 0 | 0 | 0 | 0 | 0 | 0 | 0 | 0 | 0 | 0 | 0 | 0 | 0 | 0 | 0 | 0 | 0 | 0 | 0 | 0 | 0 | 0
F3_Industrial_Industrial - ID_Existing_Space Heating_Natural Gas_Gas Furnace - Maintenance_A_Technical Potential | F3 | Industrial | Industrial - ID | Existing | Space Heating | Natural Gas | Gas Furnace - Maintenance | A | Integrated Unit Winter Peak Savings (kW) | Technical Potential | 0 | 0 | 0 | 0 | 0 | 0 | 0 | 0 | 0 | 0 | 0 | 0 | 0 | 0 | 0 | 0 | 0 | 0 | 0 | 0 | 0 | 0 | 0 | 0 | 0 | 0 | 0
F4_Industrial_Industrial - ID_Existing_Space Heating_Natural Gas_Gas Furnace - Maintenance_A_Technical Potential | F4 | Industrial | Industrial - ID | Existing | Space Heating | Natural Gas | Gas Furnace - Maintenance | A | Incremental Energy Savings (MWh or mTherms) | Technical Potential | 0 | 0 | 0.018314 | 0.012405 | 0.0082859 | 0 | 0 | 0 | 0 | 0 | 0 | 0 | 0 | 0 | 0 | 0 | 0 | 0 | 0 | 0 | 0 | 0 | 0 | 0 | 0 | 0 | 0
F5_Industrial_Industrial - ID_Existing_Space Heating_Natural Gas_Gas Furnace - Maintenance_A_Technical Potential | F5 | Industrial | Industrial - ID | Existing | Space Heating | Natural Gas | Gas Furnace - Maintenance | A | Incremental Summer Peak Savings (MW) | Technical Potential | 0 | 0 | 0 | 0 | 0 | 0 | 0 | 0 | 0 | 0 | 0 | 0 | 0 | 0 | 0 | 0 | 0 | 0 | 0 | 0 | 0 | 0 | 0 | 0 | 0 | 0 | 0
F6_Industrial_Industrial - ID_Existing_Space Heating_Natural Gas_Gas Furnace - Maintenance_A_Technical Potential | F6 | Industrial | Industrial - ID | Existing | Space Heating | Natural Gas | Gas Furnace - Maintenance | A | Incremental Winter Peak Savings (MW) | Technical Potential | 0 | 0 | 0 | 0 | 0 | 0 | 0 | 0 | 0 | 0 | 0 | 0 | 0 | 0 | 0 | 0 | 0 | 0 | 0 | 0 | 0 | 0 | 0 | 0 | 0 | 0 | 0
F7_Industrial_Industrial - ID_Existing_Space Heating_Natural Gas_Gas Furnace - Maintenance_A_Technical Potential | F7 | Industrial | Industrial - ID | Existing | Space Heating | Natural Gas | Gas Furnace - Maintenance | A | Cumulative Energy Savings (MWh or mTherms) | Technical Potential | 0 | 0 | 0.018314 | 0.030415 | 0.038146 | 0.037399 | 0.036608 | 0.035844 | 0.035045 | 0.034211 | 0.033345 | 0.032457 | 0.031559 | 0.030665 | 0.02978 | 0.028914 | 0.028077 | 0.027356 | 0.026669 | 0.026024 | 0.025411 | 0.024827 | 0.0243 | 0.023783 | 0.023274 | 0.022776 | 0.022287
F8_Industrial_Industrial - ID_Existing_Space Heating_Natural Gas_Gas Furnace - Maintenance_A_Technical Potential | F8 | Industrial | Industrial - ID | Existing | Space Heating | Natural Gas | Gas Furnace - Maintenance | A | Cumulative Summer Peak Savings (MW) | Technical Potential | 0 | 0 | 0 | 0 | 0 | 0 | 0 | 0 | 0 | 0 | 0 | 0 | 0 | 0 | 0 | 0 | 0 | 0 | 0 | 0 | 0 | 0 | 0 | 0 | 0 | 0 | 0
F9_Industrial_Industrial - ID_Existing_Space Heating_Natural Gas_Gas Furnace - Maintenance_A_Technical Potential | F9 | Industrial | Industrial - ID | Existing | Space Heating | Natural Gas | Gas Furnace - Maintenance | A | Cumulative Winter Peak Savings (MW) | Technical Potential | 0 | 0 | 0 | 0 | 0 | 0 | 0 | 0 | 0 | 0 | 0 | 0 | 0 | 0 | 0 | 0 | 0 | 0 | 0 | 0 | 0 | 0 | 0 | 0 | 0 | 0 | 0
F10_Industrial_Industrial - ID_Existing_Space Heating_Natural Gas_Gas Furnace - Maintenance_A_Technical Potential | F10 | Industrial | Industrial - ID | Existing | Space Heating | Natural Gas | Gas Furnace - Maintenance | A | Purchases (Incremental) | Technical Potential | 0 | 0 | 26.3244 | 18.1332 | 12.3366 | 0 | 0 | 0 | 0 | 0 | 0 | 0 | 0 | 0 | 0 | 0 | 0 | 0 | 0 | 0 | 0 | 0 | 0 | 0 | 0 | 0 | 0
F11_Industrial_Industrial - ID_Existing_Space Heating_Natural Gas_Gas Furnace - Maintenance_A_Technical Potential | F11 | Industrial | Industrial - ID | Existing | Space Heating | Natural Gas | Gas Furnace - Maintenance | A | Purchases (Cumulative) | Technical Potential | 0 | 0 | 26.3244 | 44.4575 | 56.7941 | 56.7941 | 56.7941 | 56.7941 | 56.7941 | 56.7941 | 56.7941 | 56.7941 | 56.7941 | 56.7941 | 56.7941 | 56.7941 | 56.7941 | 56.7941 | 56.7941 | 56.7941 | 56.7941 | 56.7941 | 56.7941 | 56.7941 | 56.7941 | 56.7941 | 56.7941
F1_Industrial_Industrial - ID_Existing_Space Heating_Natural Gas_Gas Furnace - Tube Inserts_A_Technical Potential | F1 | Industrial | Industrial - ID | Existing | Space Heating | Natural Gas | Gas Furnace - Tube Inserts | A | Integrated Unit Energy Savings (kWh or therms) | Technical Potential | 0 | 0 | 0 | 0 | 0 | 0 | 0 | 0 | 0 | 0 | 0 | 0 | 0 | 0 | 0 | 0 | 0 | 0 | 0 | 0 | 0 | 0 | 0 | 0 | 0 | 0 | 0
F2_Industrial_Industrial - ID_Existing_Space Heating_Natural Gas_Gas Furnace - Tube Inserts_A_Technical Potential | F2 | Industrial | Industrial - ID | Existing | Space Heating | Natural Gas | Gas Furnace - Tube Inserts | A | Integrated Unit Summer Peak Savings (kW) | Technical Potential | 0 | 0 | 0 | 0 | 0 | 0 | 0 | 0 | 0 | 0 | 0 | 0 | 0 | 0 | 0 | 0 | 0 | 0 | 0 | 0 | 0 | 0 | 0 | 0 | 0 | 0 | 0
F3_Industrial_Industrial - ID_Existing_Space Heating_Natural Gas_Gas Furnace - Tube Inserts_A_Technical Potential | F3 | Industrial | Industrial - ID | Existing | Space Heating | Natural Gas | Gas Furnace - Tube Inserts | A | Integrated Unit Winter Peak Savings (kW) | Technical Potential | 0 | 0 | 0 | 0 | 0 | 0 | 0 | 0 | 0 | 0 | 0 | 0 | 0 | 0 | 0 | 0 | 0 | 0 | 0 | 0 | 0 | 0 | 0 | 0 | 0 | 0 | 0
F4_Industrial_Industrial - ID_Existing_Space Heating_Natural Gas_Gas Furnace - Tube Inserts_A_Technical Potential | F4 | Industrial | Industrial - ID | Existing | Space Heating | Natural Gas | Gas Furnace - Tube Inserts | A | Incremental Energy Savings (MWh or mTherms) | Technical Potential | 0 | 0 | 0 | 0 | 0 | 0 | 0 | 0 | 0 | 0 | 0 | 0 | 0 | 0 | 0 | 0 | 0 | 0 | 0 | 0 | 0 | 0 | 0 | 0 | 0 | 0 | 0
F5_Industrial_Industrial - ID_Existing_Space Heating_Natural Gas_Gas Furnace - Tube Inserts_A_Technical Potential | F5 | Industrial | Industrial - ID | Existing | Space Heating | Natural Gas | Gas Furnace - Tube Inserts | A | Incremental Summer Peak Savings (MW) | Technical Potential | 0 | 0 | 0 | 0 | 0 | 0 | 0 | 0 | 0 | 0 | 0 | 0 | 0 | 0 | 0 | 0 | 0 | 0 | 0 | 0 | 0 | 0 | 0 | 0 | 0 | 0 | 0
F6_Industrial_Industrial - ID_Existing_Space Heating_Natural Gas_Gas Furnace - Tube Inserts_A_Technical Potential | F6 | Industrial | Industrial - ID | Existing | Space Heating | Natural Gas | Gas Furnace - Tube Inserts | A | Incremental Winter Peak Savings (MW) | Technical Potential | 0 | 0 | 0 | 0 | 0 | 0 | 0 | 0 | 0 | 0 | 0 | 0 | 0 | 0 | 0 | 0 | 0 | 0 | 0 | 0 | 0 | 0 | 0 | 0 | 0 | 0 | 0
F7_Industrial_Industrial - ID_Existing_Space Heating_Natural Gas_Gas Furnace - Tube Inserts_A_Technical Potential | F7 | Industrial | Industrial - ID | Existing | Space Heating | Natural Gas | Gas Furnace - Tube Inserts | A | Cumulative Energy Savings (MWh or mTherms) | Technical Potential | 0 | 0 | 0 | 0 | 0 | 0 | 0 | 0 | 0 | 0 | 0 | 0 | 0 | 0 | 0 | 0 | 0 | 0 | 0 | 0 | 0 | 0 | 0 | 0 | 0 | 0 | 0
F8_Industrial_Industrial - ID_Existing_Space Heating_Natural Gas_Gas Furnace - Tube Inserts_A_Technical Potential | F8 | Industrial | Industrial - ID | Existing | Space Heating | Natural Gas | Gas Furnace - Tube Inserts | A | Cumulative Summer Peak Savings (MW) | Technical Potential | 0 | 0 | 0 | 0 | 0 | 0 | 0 | 0 | 0 | 0 | 0 | 0 | 0 | 0 | 0 | 0 | 0 | 0 | 0 | 0 | 0 | 0 | 0 | 0 | 0 | 0 | 0
F9_Industrial_Industrial - ID_Existing_Space Heating_Natural Gas_Gas Furnace - Tube Inserts_A_Technical Potential | F9 | Industrial | Industrial - ID | Existing | Space Heating | Natural Gas | Gas Furnace - Tube Inserts | A | Cumulative Winter Peak Savings (MW) | Technical Potential | 0 | 0 | 0 | 0 | 0 | 0 | 0 | 0 | 0 | 0 | 0 | 0 | 0 | 0 | 0 | 0 | 0 | 0 | 0 | 0 | 0 | 0 | 0 | 0 | 0 | 0 | 0
F10_Industrial_Industrial - ID_Existing_Space Heating_Natural Gas_Gas Furnace - Tube Inserts_A_Technical Potential | F10 | Industrial | Industrial - ID | Existing | Space Heating | Natural Gas | Gas Furnace - Tube Inserts | A | Purchases (Incremental) | Technical Potential | 0 | 0 | 0 | 0 | 0 | 0 | 0 | 0 | 0 | 0 | 0 | 0 | 0 | 0 | 0 | 0 | 0 | 0 | 0 | 0 | 0 | 0 | 0 | 0 | 0 | 0 | 0
F11_Industrial_Industrial - ID_Existing_Space Heating_Natural Gas_Gas Furnace - Tube Inserts_A_Technical Potential | F11 | Industrial | Industrial - ID | Existing | Space Heating | Natural Gas | Gas Furnace - Tube Inserts | A | Purchases (Cumulative) | Technical Potential | 0 | 0 | 0 | 0 | 0 | 0 | 0 | 0 | 0 | 0 | 0 | 0 | 0 | 0 | 0 | 0 | 0 | 0 | 0 | 0 | 0 | 0 | 0 | 0 | 0 | 0 | 0
F1_Industrial_Industrial - ID_Existing_Space Heating_Natural Gas_Gas Boiler - Burner Control Optimization_A_Technical Potential | F1 | Industrial | Industrial - ID | Existing | Space Heating | Natural Gas | Gas Boiler - Burner Control Optimization | A | Integrated Unit Energy Savings (kWh or therms) | Technical Potential | 0 | 0 | 0.33559 | 0.33065 | 0.3255 | 0.32022 | 0.31482 | 0.30985 | 0.30476 | 0.29956 | 0.29426 | 0.28889 | 0.28349 | 0.27809 | 0.27272 | 0.2674 | 0.26216 | 0.25778 | 0.2535 | 0.24931 | 0.24517 | 0.24107 | 0.23713 | 0.23318 | 0.22922 | 0.2253 | 0.22139
F2_Industrial_Industrial - ID_Existing_Space Heating_Natural Gas_Gas Boiler - Burner Control Optimization_A_Technical Potential | F2 | Industrial | Industrial - ID | Existing | Space Heating | Natural Gas | Gas Boiler - Burner Control Optimization | A | Integrated Unit Summer Peak Savings (kW) | Technical Potential | 0 | 0 | 0 | 0 | 0 | 0 | 0 | 0 | 0 | 0 | 0 | 0 | 0 | 0 | 0 | 0 | 0 | 0 | 0 | 0 | 0 | 0 | 0 | 0 | 0 | 0 | 0
F3_Industrial_Industrial - ID_Existing_Space Heating_Natural Gas_Gas Boiler - Burner Control Optimization_A_Technical Potential | F3 | Industrial | Industrial - ID | Existing | Space Heating | Natural Gas | Gas Boiler - Burner Control Optimization | A | Integrated Unit Winter Peak Savings (kW) | Technical Potential | 0 | 0 | 0 | 0 | 0 | 0 | 0 | 0 | 0 | 0 | 0 | 0 | 0 | 0 | 0 | 0 | 0 | 0 | 0 | 0 | 0 | 0 | 0 | 0 | 0 | 0 | 0
F4_Industrial_Industrial - ID_Existing_Space Heating_Natural Gas_Gas Boiler - Burner Control Optimization_A_Technical Potential | F4 | Industrial | Industrial - ID | Existing | Space Heating | Natural Gas | Gas Boiler - Burner Control Optimization | A | Incremental Energy Savings (MWh or mTherms) | Technical Potential | 0 | 0 | 0.0028207 | 0.0042933 | 0.0083071 | 0.014055 | 0.021124 | 0.028605 | 0.035191 | 0.03966 | 0.041232 | 0.039782 | 0.035808 | 0.030205 | 0.023973 | 0.017967 | 0.012756 | 0.0086285 | 0.0055593 | 0.0034193 | 0 | 0 | 0 | 0 | 0 | 0 | 0
F5_Industrial_Industrial - ID_Existing_Space Heating_Natural Gas_Gas Boiler - Burner Control Optimization_A_Technical Potential | F5 | Industrial | Industrial - ID | Existing | Space Heating | Natural Gas | Gas Boiler - Burner Control Optimization | A | Incremental Summer Peak Savings (MW) | Technical Potential | 0 | 0 | 0 | 0 | 0 | 0 | 0 | 0 | 0 | 0 | 0 | 0 | 0 | 0 | 0 | 0 | 0 | 0 | 0 | 0 | 0 | 0 | 0 | 0 | 0 | 0 | 0
F6_Industrial_Industrial - ID_Existing_Space Heating_Natural Gas_Gas Boiler - Burner Control Optimization_A_Technical Potential | F6 | Industrial | Industrial - ID | Existing | Space Heating | Natural Gas | Gas Boiler - Burner Control Optimization | A | Incremental Winter Peak Savings (MW) | Technical Potential | 0 | 0 | 0 | 0 | 0 | 0 | 0 | 0 | 0 | 0 | 0 | 0 | 0 | 0 | 0 | 0 | 0 | 0 | 0 | 0 | 0 | 0 | 0 | 0 | 0 | 0 | 0
F7_Industrial_Industrial - ID_Existing_Space Heating_Natural Gas_Gas Boiler - Burner Control Optimization_A_Technical Potential | F7 | Industrial | Industrial - ID | Existing | Space Heating | Natural Gas | Gas Boiler - Burner Control Optimization | A | Cumulative Energy Savings (MWh or mTherms) | Technical Potential | 0 | 0 | 0.0028207 | 0.0070726 | 0.015269 | 0.029077 | 0.04971 | 0.077531 | 0.11145 | 0.14921 | 0.1878 | 0.22416 | 0.25577 | 0.2811 | 0.29964 | 0.31177 | 0.31841 | 0.32173 | 0.32195 | 0.32004 | 0.31472 | 0.30947 | 0.3044 | 0.29933 | 0.29425 | 0.28922 | 0.2842
F8_Industrial_Industrial - ID_Existing_Space Heating_Natural Gas_Gas Boiler - Burner Control Optimization_A_Technical Potential | F8 | Industrial | Industrial - ID | Existing | Space Heating | Natural Gas | Gas Boiler - Burner Control Optimization | A | Cumulative Summer Peak Savings (MW) | Technical Potential | 0 | 0 | 0 | 0 | 0 | 0 | 0 | 0 | 0 | 0 | 0 | 0 | 0 | 0 | 0 | 0 | 0 | 0 | 0 | 0 | 0 | 0 | 0 | 0 | 0 | 0 | 0
F9_Industrial_Industrial - ID_Existing_Space Heating_Natural Gas_Gas Boiler - Burner Control Optimization_A_Technical Potential | F9 | Industrial | Industrial - ID | Existing | Space Heating | Natural Gas | Gas Boiler - Burner Control Optimization | A | Cumulative Winter Peak Savings (MW) | Technical Potential | 0 | 0 | 0 | 0 | 0 | 0 | 0 | 0 | 0 | 0 | 0 | 0 | 0 | 0 | 0 | 0 | 0 | 0 | 0 | 0 | 0 | 0 | 0 | 0 | 0 | 0 | 0
F10_Industrial_Industrial - ID_Existing_Space Heating_Natural Gas_Gas Boiler - Burner Control Optimization_A_Technical Potential | F10 | Industrial | Industrial - ID | Existing | Space Heating | Natural Gas | Gas Boiler - Burner Control Optimization | A | Purchases (Incremental) | Technical Potential | 0 | 0 | 8.4053 | 12.9845 | 25.5213 | 43.8922 | 67.0995 | 92.3197 | 115.4719 | 132.3945 | 140.1205 | 137.7046 | 126.3084 | 108.6143 | 87.9049 | 67.1917 | 48.656 | 33.472 | 21.9299 | 13.7148 | 0 | 0 | 0 | 0 | 0 | 0 | 0
F11_Industrial_Industrial - ID_Existing_Space Heating_Natural Gas_Gas Boiler - Burner Control Optimization_A_Technical Potential | F11 | Industrial | Industrial - ID | Existing | Space Heating | Natural Gas | Gas Boiler - Burner Control Optimization | A | Purchases (Cumulative) | Technical Potential | 0 | 0 | 8.4053 | 21.3898 | 46.911 | 90.8032 | 157.9027 | 250.2224 | 365.6943 | 498.0888 | 638.2093 | 775.914 | 902.2223 | 1010.8367 | 1098.7415 | 1165.9332 | 1214.5893 | 1248.0613 | 1269.9912 | 1283.706 | 1283.706 | 1283.706 | 1283.706 | 1283.706 | 1283.706 | 1283.706 | 1283.706
F1_Industrial_Industrial - ID_Existing_Space Heating_Natural Gas_Gas Boiler - High Turndown Burner_A_Technical Potential | F1 | Industrial | Industrial - ID | Existing | Space Heating | Natural Gas | Gas Boiler - High Turndown Burner | A | Integrated Unit Energy Savings (kWh or therms) | Technical Potential | 0 | 0 | 1.1578 | 1.1415 | 1.1246 | 1.1074 | 1.0902 | 1.0747 | 1.0592 | 1.0437 | 1.0283 | 1.0131 | 0.99804 | 0.98312 | 0.96824 | 0.95328 | 0.93813 | 0.92549 | 0.91259 | 0.89944 | 0.88598 | 0.87244 | 0.8589 | 0.84534 | 0.83175 | 0.81828 | 0.80481
F2_Industrial_Industrial - ID_Existing_Space Heating_Natural Gas_Gas Boiler - High Turndown Burner_A_Technical Potential | F2 | Industrial | Industrial - ID | Existing | Space Heating | Natural Gas | Gas Boiler - High Turndown Burner | A | Integrated Unit Summer Peak Savings (kW) | Technical Potential | 0 | 0 | 0 | 0 | 0 | 0 | 0 | 0 | 0 | 0 | 0 | 0 | 0 | 0 | 0 | 0 | 0 | 0 | 0 | 0 | 0 | 0 | 0 | 0 | 0 | 0 | 0
F3_Industrial_Industrial - ID_Existing_Space Heating_Natural Gas_Gas Boiler - High Turndown Burner_A_Technical Potential | F3 | Industrial | Industrial - ID | Existing | Space Heating | Natural Gas | Gas Boiler - High Turndown Burner | A | Integrated Unit Winter Peak Savings (kW) | Technical Potential | 0 | 0 | 0 | 0 | 0 | 0 | 0 | 0 | 0 | 0 | 0 | 0 | 0 | 0 | 0 | 0 | 0 | 0 | 0 | 0 | 0 | 0 | 0 | 0 | 0 | 0 | 0
F4_Industrial_Industrial - ID_Existing_Space Heating_Natural Gas_Gas Boiler - High Turndown Burner_A_Technical Potential | F4 | Industrial | Industrial - ID | Existing | Space Heating | Natural Gas | Gas Boiler - High Turndown Burner | A | Incremental Energy Savings (MWh or mTherms) | Technical Potential | 0 | 0 | 0.060127 | 0.058257 | 0.056403 | 0.054587 | 0.052809 | 0.046047 | 0.035681 | 0.027642 | 0.021412 | 0.016585 | 0.012845 | 0.009948 | 0.0077028 | 0.0059624 | 0.0046132 | 0 | 0 | 0 | 0 | 0 | 0 | 0 | 0 | 0 | 0
F5_Industrial_Industrial - ID_Existing_Space Heating_Natural Gas_Gas Boiler - High Turndown Burner_A_Technical Potential | F5 | Industrial | Industrial - ID | Existing | Space Heating | Natural Gas | Gas Boiler - High Turndown Burner | A | Incremental Summer Peak Savings (MW) | Technical Potential | 0 | 0 | 0 | 0 | 0 | 0 | 0 | 0 | 0 | 0 | 0 | 0 | 0 | 0 | 0 | 0 | 0 | 0 | 0 | 0 | 0 | 0 | 0 | 0 | 0 | 0 | 0
F6_Industrial_Industrial - ID_Existing_Space Heating_Natural Gas_Gas Boiler - High Turndown Burner_A_Technical Potential | F6 | Industrial | Industrial - ID | Existing | Space Heating | Natural Gas | Gas Boiler - High Turndown Burner | A | Incremental Winter Peak Savings (MW) | Technical Potential | 0 | 0 | 0 | 0 | 0 | 0 | 0 | 0 | 0 | 0 | 0 | 0 | 0 | 0 | 0 | 0 | 0 | 0 | 0 | 0 | 0 | 0 | 0 | 0 | 0 | 0 | 0
F7_Industrial_Industrial - ID_Existing_Space Heating_Natural Gas_Gas Boiler - High Turndown Burner_A_Technical Potential | F7 | Industrial | Industrial - ID | Existing | Space Heating | Natural Gas | Gas Boiler - High Turndown Burner | A | Cumulative Energy Savings (MWh or mTherms) | Technical Potential | 0 | 0 | 0.060127 | 0.11754 | 0.1722 | 0.22416 | 0.27347 | 0.31565 | 0.34678 | 0.36935 | 0.38531 | 0.39619 | 0.40314 | 0.40706 | 0.40861 | 0.40826 | 0.40638 | 0.4009 | 0.39532 | 0.38962 | 0.38379 | 0.37792 | 0.37206 | 0.36619 | 0.3603 | 0.35446 | 0.34863
F8_Industrial_Industrial - ID_Existing_Space Heating_Natural Gas_Gas Boiler - High Turndown Burner_A_Technical Potential | F8 | Industrial | Industrial - ID | Existing | Space Heating | Natural Gas | Gas Boiler - High Turndown Burner | A | Cumulative Summer Peak Savings (MW) | Technical Potential | 0 | 0 | 0 | 0 | 0 | 0 | 0 | 0 | 0 | 0 | 0 | 0 | 0 | 0 | 0 | 0 | 0 | 0 | 0 | 0 | 0 | 0 | 0 | 0 | 0 | 0 | 0
F9_Industrial_Industrial - ID_Existing_Space Heating_Natural Gas_Gas Boiler - High Turndown Burner_A_Technical Potential | F9 | Industrial | Industrial - ID | Existing | Space Heating | Natural Gas | Gas Boiler - High Turndown Burner | A | Cumulative Winter Peak Savings (MW) | Technical Potential | 0 | 0 | 0 | 0 | 0 | 0 | 0 | 0 | 0 | 0 | 0 | 0 | 0 | 0 | 0 | 0 | 0 | 0 | 0 | 0 | 0 | 0 | 0 | 0 | 0 | 0 | 0
F10_Industrial_Industrial - ID_Existing_Space Heating_Natural Gas_Gas Boiler - High Turndown Burner_A_Technical Potential | F10 | Industrial | Industrial - ID | Existing | Space Heating | Natural Gas | Gas Boiler - High Turndown Burner | A | Purchases (Incremental) | Technical Potential | 0 | 0 | 51.9316 | 51.0362 | 50.1563 | 49.2915 | 48.4417 | 42.8458 | 33.6857 | 26.4839 | 20.8218 | 16.3703 | 12.8704 | 10.1188 | 7.9555 | 6.2547 | 4.9175 | 0 | 0 | 0 | 0 | 0 | 0 | 0 | 0 | 0 | 0
F11_Industrial_Industrial - ID_Existing_Space Heating_Natural Gas_Gas Boiler - High Turndown Burner_A_Technical Potential | F11 | Industrial | Industrial - ID | Existing | Space Heating | Natural Gas | Gas Boiler - High Turndown Burner | A | Purchases (Cumulative) | Technical Potential | 0 | 0 | 51.9316 | 102.9679 | 153.1242 | 202.4157 | 250.8574 | 293.7032 | 327.3889 | 353.8729 | 374.6947 | 391.065 | 403.9354 | 414.0542 | 422.0097 | 428.2644 | 433.1818 | 433.1818 | 433.1818 | 433.1818 | 433.1818 | 433.1818 | 433.1818 | 433.1818 | 433.1818 | 433.1818 | 433.1818
F1_Industrial_Industrial - ID_Existing_Space Heating_Natural Gas_Gas Boiler - Hot Water Reset_A_Technical Potential | F1 | Industrial | Industrial - ID | Existing | Space Heating | Natural Gas | Gas Boiler - Hot Water Reset | A | Integrated Unit Energy Savings (kWh or therms) | Technical Potential | 0 | 0 | 1235.8832 | 1219.4414 | 1202.474 | 1185.3827 | 1168.2147 | 1153.1376 | 1138.0752 | 1123.0305 | 1108.0155 | 1093.0207 | 1078.0184 | 1062.9508 | 1047.746 | 1032.3279 | 1016.631 | 1003.2443 | 989.5671 | 975.6075 | 961.3118 | 946.9148 | 932.5222 | 918.1052 | 903.6385 | 889.3041 | 874.9646
F2_Industrial_Industrial - ID_Existing_Space Heating_Natural Gas_Gas Boiler - Hot Water Reset_A_Technical Potential | F2 | Industrial | Industrial - ID | Existing | Space Heating | Natural Gas | Gas Boiler - Hot Water Reset | A | Integrated Unit Summer Peak Savings (kW) | Technical Potential | 0 | 0 | 0 | 0 | 0 | 0 | 0 | 0 | 0 | 0 | 0 | 0 | 0 | 0 | 0 | 0 | 0 | 0 | 0 | 0 | 0 | 0 | 0 | 0 | 0 | 0 | 0
F3_Industrial_Industrial - ID_Existing_Space Heating_Natural Gas_Gas Boiler - Hot Water Reset_A_Technical Potential | F3 | Industrial | Industrial - ID | Existing | Space Heating | Natural Gas | Gas Boiler - Hot Water Reset | A | Integrated Unit Winter Peak Savings (kW) | Technical Potential | 0 | 0 | 0 | 0 | 0 | 0 | 0 | 0 | 0 | 0 | 0 | 0 | 0 | 0 | 0 | 0 | 0 | 0 | 0 | 0 | 0 | 0 | 0 | 0 | 0 | 0 | 0
F4_Industrial_Industrial - ID_Existing_Space Heating_Natural Gas_Gas Boiler - Hot Water Reset_A_Technical Potential | F4 | Industrial | Industrial - ID | Existing | Space Heating | Natural Gas | Gas Boiler - Hot Water Reset | A | Incremental Energy Savings (MWh or mTherms) | Technical Potential | 0 | 0 | 0.050465 | 0.060085 | 0.071253 | 0.080132 | 0.088524 | 0.1004 | 0.10683 | 0.10583 | 0.096702 | 0.080585 | 0.060444 | 0.038764 | 0.021804 | 0.010165 | 0.0041622 | 0.0014679 | 0.00044445 | 9.3856e-05 | 1.4939e-05 | 1.7359e-06 | 0 | 0 | 0 | 0 | 0
F5_Industrial_Industrial - ID_Existing_Space Heating_Natural Gas_Gas Boiler - Hot Water Reset_A_Technical Potential | F5 | Industrial | Industrial - ID | Existing | Space Heating | Natural Gas | Gas Boiler - Hot Water Reset | A | Incremental Summer Peak Savings (MW) | Technical Potential | 0 | 0 | 0 | 0 | 0 | 0 | 0 | 0 | 0 | 0 | 0 | 0 | 0 | 0 | 0 | 0 | 0 | 0 | 0 | 0 | 0 | 0 | 0 | 0 | 0 | 0 | 0
F6_Industrial_Industrial - ID_Existing_Space Heating_Natural Gas_Gas Boiler - Hot Water Reset_A_Technical Potential | F6 | Industrial | Industrial - ID | Existing | Space Heating | Natural Gas | Gas Boiler - Hot Water Reset | A | Incremental Winter Peak Savings (MW) | Technical Potential | 0 | 0 | 0 | 0 | 0 | 0 | 0 | 0 | 0 | 0 | 0 | 0 | 0 | 0 | 0 | 0 | 0 | 0 | 0 | 0 | 0 | 0 | 0 | 0 | 0 | 0 | 0
F7_Industrial_Industrial - ID_Existing_Space Heating_Natural Gas_Gas Boiler - Hot Water Reset_A_Technical Potential | F7 | Industrial | Industrial - ID | Existing | Space Heating | Natural Gas | Gas Boiler - Hot Water Reset | A | Cumulative Energy Savings (MWh or mTherms) | Technical Potential | 0 | 0 | 0.050465 | 0.10988 | 0.1796 | 0.25718 | 0.34198 | 0.43797 | 0.53907 | 0.63777 | 0.72595 | 0.79671 | 0.84622 | 0.87315 | 0.88247 | 0.87965 | 0.87043 | 0.86044 | 0.84915 | 0.83727 | 0.82502 | 0.81266 | 0.80031 | 0.78794 | 0.77552 | 0.76322 | 0.75091
F8_Industrial_Industrial - ID_Existing_Space Heating_Natural Gas_Gas Boiler - Hot Water Reset_A_Technical Potential | F8 | Industrial | Industrial - ID | Existing | Space Heating | Natural Gas | Gas Boiler - Hot Water Reset | A | Cumulative Summer Peak Savings (MW) | Technical Potential | 0 | 0 | 0 | 0 | 0 | 0 | 0 | 0 | 0 | 0 | 0 | 0 | 0 | 0 | 0 | 0 | 0 | 0 | 0 | 0 | 0 | 0 | 0 | 0 | 0 | 0 | 0
F9_Industrial_Industrial - ID_Existing_Space Heating_Natural Gas_Gas Boiler - Hot Water Reset_A_Technical Potential | F9 | Industrial | Industrial - ID | Existing | Space Heating | Natural Gas | Gas Boiler - Hot Water Reset | A | Cumulative Winter Peak Savings (MW) | Technical Potential | 0 | 0 | 0 | 0 | 0 | 0 | 0 | 0 | 0 | 0 | 0 | 0 | 0 | 0 | 0 | 0 | 0 | 0 | 0 | 0 | 0 | 0 | 0 | 0 | 0 | 0 | 0
F10_Industrial_Industrial - ID_Existing_Space Heating_Natural Gas_Gas Boiler - Hot Water Reset_A_Technical Potential | F10 | Industrial | Industrial - ID | Existing | Space Heating | Natural Gas | Gas Boiler - Hot Water Reset | A | Purchases (Incremental) | Technical Potential | 0 | 0 | 0.040833 | 0.049272 | 0.059255 | 0.0676 | 0.075777 | 0.087065 | 0.093865 | 0.094236 | 0.087275 | 0.073727 | 0.056069 | 0.036468 | 0.02081 | 0.0098469 | 0.0040942 | 0.0014631 | 0.00044913 | 9.6203e-05 | 1.554e-05 | 1.8332e-06 | 0 | 0 | 0 | 0 | 0
F11_Industrial_Industrial - ID_Existing_Space Heating_Natural Gas_Gas Boiler - Hot Water Reset_A_Technical Potential | F11 | Industrial | Industrial - ID | Existing | Space Heating | Natural Gas | Gas Boiler - Hot Water Reset | A | Purchases (Cumulative) | Technical Potential | 0 | 0 | 0.040833 | 0.090106 | 0.14936 | 0.21696 | 0.29274 | 0.3798 | 0.47367 | 0.5679 | 0.65518 | 0.72891 | 0.78498 | 0.82144 | 0.84225 | 0.8521 | 0.8562 | 0.85766 | 0.85811 | 0.8582 | 0.85822 | 0.85822 | 0.85822 | 0.85822 | 0.85822 | 0.85822 | 0.85822
F1_Industrial_Industrial - ID_Existing_Space Heating_Natural Gas_Gas Boiler - Insulate Hot Water Lines_A_Technical Potential | F1 | Industrial | Industrial - ID | Existing | Space Heating | Natural Gas | Gas Boiler - Insulate Hot Water Lines | A | Integrated Unit Energy Savings (kWh or therms) | Technical Potential | 0 | 0 | 5.1698 | 5.0933 | 5.013 | 4.9304 | 4.8451 | 4.7657 | 4.6836 | 4.5989 | 4.512 | 4.4235 | 4.3343 | 4.2452 | 4.1569 | 4.07 | 3.9853 | 3.9146 | 3.8462 | 3.7801 | 3.7155 | 3.6522 | 3.5914 | 3.5307 | 3.4698 | 3.4095 | 3.3492
F2_Industrial_Industrial - ID_Existing_Space Heating_Natural Gas_Gas Boiler - Insulate Hot Water Lines_A_Technical Potential | F2 | Industrial | Industrial - ID | Existing | Space Heating | Natural Gas | Gas Boiler - Insulate Hot Water Lines | A | Integrated Unit Summer Peak Savings (kW) | Technical Potential | 0 | 0 | 0 | 0 | 0 | 0 | 0 | 0 | 0 | 0 | 0 | 0 | 0 | 0 | 0 | 0 | 0 | 0 | 0 | 0 | 0 | 0 | 0 | 0 | 0 | 0 | 0
F3_Industrial_Industrial - ID_Existing_Space Heating_Natural Gas_Gas Boiler - Insulate Hot Water Lines_A_Technical Potential | F3 | Industrial | Industrial - ID | Existing | Space Heating | Natural Gas | Gas Boiler - Insulate Hot Water Lines | A | Integrated Unit Winter Peak Savings (kW) | Technical Potential | 0 | 0 | 0 | 0 | 0 | 0 | 0 | 0 | 0 | 0 | 0 | 0 | 0 | 0 | 0 | 0 | 0 | 0 | 0 | 0 | 0 | 0 | 0 | 0 | 0 | 0 | 0
F4_Industrial_Industrial - ID_Existing_Space Heating_Natural Gas_Gas Boiler - Insulate Hot Water Lines_A_Technical Potential | F4 | Industrial | Industrial - ID | Existing | Space Heating | Natural Gas | Gas Boiler - Insulate Hot Water Lines | A | Incremental Energy Savings (MWh or mTherms) | Technical Potential | 0 | 0 | 0.03493 | 0.03382 | 0.032713 | 0.031619 | 0.030536 | 0.029518 | 0.028509 | 0.027511 | 0.026526 | 0.025558 | 0.02461 | 0 | 0 | 0 | 0 | 0 | 0 | 0 | 0 | 0 | 0 | 0 | 0 | 0 | 0
F5_Industrial_Industrial - ID_Existing_Space Heating_Natural Gas_Gas Boiler - Insulate Hot Water Lines_A_Technical Potential | F5 | Industrial | Industrial - ID | Existing | Space Heating | Natural Gas | Gas Boiler - Insulate Hot Water Lines | A | Incremental Summer Peak Savings (MW) | Technical Potential | 0 | 0 | 0 | 0 | 0 | 0 | 0 | 0 | 0 | 0 | 0 | 0 | 0 | 0 | 0 | 0 | 0 | 0 | 0 | 0 | 0 | 0 | 0 | 0 | 0 | 0 | 0
F6_Industrial_Industrial - ID_Existing_Space Heating_Natural Gas_Gas Boiler - Insulate Hot Water Lines_A_Technical Potential | F6 | Industrial | Industrial - ID | Existing | Space Heating | Natural Gas | Gas Boiler - Insulate Hot Water Lines | A | Incremental Winter Peak Savings (MW) | Technical Potential | 0 | 0 | 0 | 0 | 0 | 0 | 0 | 0 | 0 | 0 | 0 | 0 | 0 | 0 | 0 | 0 | 0 | 0 | 0 | 0 | 0 | 0 | 0 | 0 | 0 | 0 | 0
F7_Industrial_Industrial - ID_Existing_Space Heating_Natural Gas_Gas Boiler - Insulate Hot Water Lines_A_Technical Potential | F7 | Industrial | Industrial - ID | Existing | Space Heating | Natural Gas | Gas Boiler - Insulate Hot Water Lines | A | Cumulative Energy Savings (MWh or mTherms) | Technical Potential | 0 | 0 | 0.03493 | 0.068233 | 0.099871 | 0.12984 | 0.15813 | 0.18506 | 0.21038 | 0.23409 | 0.25619 | 0.27673 | 0.29576 | 0.28967 | 0.28365 | 0.27772 | 0.27194 | 0.26711 | 0.26245 | 0.25793 | 0.25353 | 0.24921 | 0.24506 | 0.24092 | 0.23676 | 0.23265 | 0.22854
F8_Industrial_Industrial - ID_Existing_Space Heating_Natural Gas_Gas Boiler - Insulate Hot Water Lines_A_Technical Potential | F8 | Industrial | Industrial - ID | Existing | Space Heating | Natural Gas | Gas Boiler - Insulate Hot Water Lines | A | Cumulative Summer Peak Savings (MW) | Technical Potential | 0 | 0 | 0 | 0 | 0 | 0 | 0 | 0 | 0 | 0 | 0 | 0 | 0 | 0 | 0 | 0 | 0 | 0 | 0 | 0 | 0 | 0 | 0 | 0 | 0 | 0 | 0
F9_Industrial_Industrial - ID_Existing_Space Heating_Natural Gas_Gas Boiler - Insulate Hot Water Lines_A_Technical Potential | F9 | Industrial | Industrial - ID | Existing | Space Heating | Natural Gas | Gas Boiler - Insulate Hot Water Lines | A | Cumulative Winter Peak Savings (MW) | Technical Potential | 0 | 0 | 0 | 0 | 0 | 0 | 0 | 0 | 0 | 0 | 0 | 0 | 0 | 0 | 0 | 0 | 0 | 0 | 0 | 0 | 0 | 0 | 0 | 0 | 0 | 0 | 0
F10_Industrial_Industrial - ID_Existing_Space Heating_Natural Gas_Gas Boiler - Insulate Hot Water Lines_A_Technical Potential | F10 | Industrial | Industrial - ID | Existing | Space Heating | Natural Gas | Gas Boiler - Insulate Hot Water Lines | A | Purchases (Incremental) | Technical Potential | 0 | 0 | 6.7566 | 6.6401 | 6.5256 | 6.4131 | 6.3025 | 6.1939 | 6.0871 | 5.9821 | 5.879 | 5.7776 | 5.678 | 0 | 0 | 0 | 0 | 0 | 0 | 0 | 0 | 0 | 0 | 0 | 0 | 0 | 0
F11_Industrial_Industrial - ID_Existing_Space Heating_Natural Gas_Gas Boiler - Insulate Hot Water Lines_A_Technical Potential | F11 | Industrial | Industrial - ID | Existing | Space Heating | Natural Gas | Gas Boiler - Insulate Hot Water Lines | A | Purchases (Cumulative) | Technical Potential | 0 | 0 | 6.7566 | 13.3967 | 19.9223 | 26.3354 | 32.638 | 38.8318 | 44.9189 | 50.901 | 56.78 | 62.5577 | 68.2357 | 68.2357 | 68.2357 | 68.2357 | 68.2357 | 68.2357 | 68.2357 | 68.2357 | 68.2357 | 68.2357 | 68.2357 | 68.2357 | 68.2357 | 68.2357 | 68.2357
F1_Industrial_Industrial - ID_Existing_Space Heating_Natural Gas_Gas Boiler - Insulate Steam Lines/Condensate Tank_A_Technical Potential | F1 | Industrial | Industrial - ID | Existing | Space Heating | Natural Gas | Gas Boiler - Insulate Steam Lines/Condensate Tank | A | Integrated Unit Energy Savings (kWh or therms) | Technical Potential | 0 | 0 | 7.7297 | 7.6235 | 7.5133 | 7.4018 | 7.2892 | 7.1888 | 7.0881 | 6.9873 | 6.8872 | 6.7881 | 6.6901 | 6.593 | 6.4962 | 6.3989 | 6.3002 | 6.216 | 6.1301 | 6.0425 | 5.9528 | 5.8626 | 5.7723 | 5.682 | 5.5913 | 5.5015 | 5.4117
F2_Industrial_Industrial - ID_Existing_Space Heating_Natural Gas_Gas Boiler - Insulate Steam Lines/Condensate Tank_A_Technical Potential | F2 | Industrial | Industrial - ID | Existing | Space Heating | Natural Gas | Gas Boiler - Insulate Steam Lines/Condensate Tank | A | Integrated Unit Summer Peak Savings (kW) | Technical Potential | 0 | 0 | 0 | 0 | 0 | 0 | 0 | 0 | 0 | 0 | 0 | 0 | 0 | 0 | 0 | 0 | 0 | 0 | 0 | 0 | 0 | 0 | 0 | 0 | 0 | 0 | 0
F3_Industrial_Industrial - ID_Existing_Space Heating_Natural Gas_Gas Boiler - Insulate Steam Lines/Condensate Tank_A_Technical Potential | F3 | Industrial | Industrial - ID | Existing | Space Heating | Natural Gas | Gas Boiler - Insulate Steam Lines/Condensate Tank | A | Integrated Unit Winter Peak Savings (kW) | Technical Potential | 0 | 0 | 0 | 0 | 0 | 0 | 0 | 0 | 0 | 0 | 0 | 0 | 0 | 0 | 0 | 0 | 0 | 0 | 0 | 0 | 0 | 0 | 0 | 0 | 0 | 0 | 0
F4_Industrial_Industrial - ID_Existing_Space Heating_Natural Gas_Gas Boiler - Insulate Steam Lines/Condensate Tank_A_Technical Potential | F4 | Industrial | Industrial - ID | Existing | Space Heating | Natural Gas | Gas Boiler - Insulate Steam Lines/Condensate Tank | A | Incremental Energy Savings (MWh or mTherms) | Technical Potential | 0 | 0 | 0.052226 | 0.050621 | 0.049029 | 0.047468 | 0.04594 | 0.044527 | 0.043146 | 0.041799 | 0.04049 | 0.039219 | 0.037986 | 0.03679 | 0.035625 | 0.034486 | 0.033369 | 0 | 0 | 0 | 0 | 0 | 0 | 0 | 0 | 0 | 0
F5_Industrial_Industrial - ID_Existing_Space Heating_Natural Gas_Gas Boiler - Insulate Steam Lines/Condensate Tank_A_Technical Potential | F5 | Industrial | Industrial - ID | Existing | Space Heating | Natural Gas | Gas Boiler - Insulate Steam Lines/Condensate Tank | A | Incremental Summer Peak Savings (MW) | Technical Potential | 0 | 0 | 0 | 0 | 0 | 0 | 0 | 0 | 0 | 0 | 0 | 0 | 0 | 0 | 0 | 0 | 0 | 0 | 0 | 0 | 0 | 0 | 0 | 0 | 0 | 0 | 0
F6_Industrial_Industrial - ID_Existing_Space Heating_Natural Gas_Gas Boiler - Insulate Steam Lines/Condensate Tank_A_Technical Potential | F6 | Industrial | Industrial - ID | Existing | Space Heating | Natural Gas | Gas Boiler - Insulate Steam Lines/Condensate Tank | A | Incremental Winter Peak Savings (MW) | Technical Potential | 0 | 0 | 0 | 0 | 0 | 0 | 0 | 0 | 0 | 0 | 0 | 0 | 0 | 0 | 0 | 0 | 0 | 0 | 0 | 0 | 0 | 0 | 0 | 0 | 0 | 0 | 0
F7_Industrial_Industrial - ID_Existing_Space Heating_Natural Gas_Gas Boiler - Insulate Steam Lines/Condensate Tank_A_Technical Potential | F7 | Industrial | Industrial - ID | Existing | Space Heating | Natural Gas | Gas Boiler - Insulate Steam Lines/Condensate Tank | A | Cumulative Energy Savings (MWh or mTherms) | Technical Potential | 0 | 0 | 0.052226 | 0.10213 | 0.14968 | 0.19493 | 0.2379 | 0.27916 | 0.31839 | 0.35566 | 0.39105 | 0.42465 | 0.4565 | 0.48667 | 0.51515 | 0.54191 | 0.56693 | 0.55935 | 0.55162 | 0.54374 | 0.53567 | 0.52754 | 0.51943 | 0.51129 | 0.50314 | 0.49505 | 0.48697
F8_Industrial_Industrial - ID_Existing_Space Heating_Natural Gas_Gas Boiler - Insulate Steam Lines/Condensate Tank_A_Technical Potential | F8 | Industrial | Industrial - ID | Existing | Space Heating | Natural Gas | Gas Boiler - Insulate Steam Lines/Condensate Tank | A | Cumulative Summer Peak Savings (MW) | Technical Potential | 0 | 0 | 0 | 0 | 0 | 0 | 0 | 0 | 0 | 0 | 0 | 0 | 0 | 0 | 0 | 0 | 0 | 0 | 0 | 0 | 0 | 0 | 0 | 0 | 0 | 0 | 0
F9_Industrial_Industrial - ID_Existing_Space Heating_Natural Gas_Gas Boiler - Insulate Steam Lines/Condensate Tank_A_Technical Potential | F9 | Industrial | Industrial - ID | Existing | Space Heating | Natural Gas | Gas Boiler - Insulate Steam Lines/Condensate Tank | A | Cumulative Winter Peak Savings (MW) | Technical Potential | 0 | 0 | 0 | 0 | 0 | 0 | 0 | 0 | 0 | 0 | 0 | 0 | 0 | 0 | 0 | 0 | 0 | 0 | 0 | 0 | 0 | 0 | 0 | 0 | 0 | 0 | 0
F10_Industrial_Industrial - ID_Existing_Space Heating_Natural Gas_Gas Boiler - Insulate Steam Lines/Condensate Tank_A_Technical Potential | F10 | Industrial | Industrial - ID | Existing | Space Heating | Natural Gas | Gas Boiler - Insulate Steam Lines/Condensate Tank | A | Purchases (Incremental) | Technical Potential | 0 | 0 | 6.7566 | 6.6401 | 6.5256 | 6.4131 | 6.3025 | 6.1939 | 6.0871 | 5.9821 | 5.879 | 5.7776 | 5.678 | 5.5801 | 5.4839 | 5.3894 | 5.2964 | 0 | 0 | 0 | 0 | 0 | 0 | 0 | 0 | 0 | 0
F11_Industrial_Industrial - ID_Existing_Space Heating_Natural Gas_Gas Boiler - Insulate Steam Lines/Condensate Tank_A_Technical Potential | F11 | Industrial | Industrial - ID | Existing | Space Heating | Natural Gas | Gas Boiler - Insulate Steam Lines/Condensate Tank | A | Purchases (Cumulative) | Technical Potential | 0 | 0 | 6.7566 | 13.3967 | 19.9223 | 26.3354 | 32.638 | 38.8318 | 44.9189 | 50.901 | 56.78 | 62.5577 | 68.2357 | 73.8158 | 79.2997 | 84.6891 | 89.9855 | 89.9855 | 89.9855 | 89.9855 | 89.9855 | 89.9855 | 89.9855 | 89.9855 | 89.9855 | 89.9855 | 89.9855
F1_Industrial_Industrial - ID_Existing_Space Heating_Natural Gas_Gas Boiler - Stack Economizer_A_Technical Potential | F1 | Industrial | Industrial - ID | Existing | Space Heating | Natural Gas | Gas Boiler - Stack Economizer | A | Integrated Unit Energy Savings (kWh or therms) | Technical Potential | 0 | 0 | 1.1091 | 1.0908 | 1.0716 | 1.0518 | 1.0312 | 1.0116 | 0.99129 | 0.97014 | 0.94827 | 0.92585 | 0.90324 | 0.88081 | 0.85863 | 0.83702 | 0.81623 | 0.79875 | 0.78221 | 0.76655 | 0.75157 | 0.73707 | 0.72401 | 0.71095 | 0.69789 | 0.68496 | 0.67206
F2_Industrial_Industrial - ID_Existing_Space Heating_Natural Gas_Gas Boiler - Stack Economizer_A_Technical Potential | F2 | Industrial | Industrial - ID | Existing | Space Heating | Natural Gas | Gas Boiler - Stack Economizer | A | Integrated Unit Summer Peak Savings (kW) | Technical Potential | 0 | 0 | 0 | 0 | 0 | 0 | 0 | 0 | 0 | 0 | 0 | 0 | 0 | 0 | 0 | 0 | 0 | 0 | 0 | 0 | 0 | 0 | 0 | 0 | 0 | 0 | 0
F3_Industrial_Industrial - ID_Existing_Space Heating_Natural Gas_Gas Boiler - Stack Economizer_A_Technical Potential | F3 | Industrial | Industrial - ID | Existing | Space Heating | Natural Gas | Gas Boiler - Stack Economizer | A | Integrated Unit Winter Peak Savings (kW) | Technical Potential | 0 | 0 | 0 | 0 | 0 | 0 | 0 | 0 | 0 | 0 | 0 | 0 | 0 | 0 | 0 | 0 | 0 | 0 | 0 | 0 | 0 | 0 | 0 | 0 | 0 | 0 | 0
F4_Industrial_Industrial - ID_Existing_Space Heating_Natural Gas_Gas Boiler - Stack Economizer_A_Technical Potential | F4 | Industrial | Industrial - ID | Existing | Space Heating | Natural Gas | Gas Boiler - Stack Economizer | A | Incremental Energy Savings (MWh or mTherms) | Technical Potential | 0 | 0 | 0.092155 | 0.089074 | 0.085999 | 0.082951 | 0.079923 | 0.06935 | 0.053428 | 0.041109 | 0.031592 | 0.02425 | 0.0186 | 0.01426 | 0.010929 | 0.0083765 | 0.006422 | 0 | 0 | 0 | 0 | 0 | 0 | 0 | 0 | 0 | 0
F5_Industrial_Industrial - ID_Existing_Space Heating_Natural Gas_Gas Boiler - Stack Economizer_A_Technical Potential | F5 | Industrial | Industrial - ID | Existing | Space Heating | Natural Gas | Gas Boiler - Stack Economizer | A | Incremental Summer Peak Savings (MW) | Technical Potential | 0 | 0 | 0 | 0 | 0 | 0 | 0 | 0 | 0 | 0 | 0 | 0 | 0 | 0 | 0 | 0 | 0 | 0 | 0 | 0 | 0 | 0 | 0 | 0 | 0 | 0 | 0
F6_Industrial_Industrial - ID_Existing_Space Heating_Natural Gas_Gas Boiler - Stack Economizer_A_Technical Potential | F6 | Industrial | Industrial - ID | Existing | Space Heating | Natural Gas | Gas Boiler - Stack Economizer | A | Incremental Winter Peak Savings (MW) | Technical Potential | 0 | 0 | 0 | 0 | 0 | 0 | 0 | 0 | 0 | 0 | 0 | 0 | 0 | 0 | 0 | 0 | 0 | 0 | 0 | 0 | 0 | 0 | 0 | 0 | 0 | 0 | 0
F7_Industrial_Industrial - ID_Existing_Space Heating_Natural Gas_Gas Boiler - Stack Economizer_A_Technical Potential | F7 | Industrial | Industrial - ID | Existing | Space Heating | Natural Gas | Gas Boiler - Stack Economizer | A | Cumulative Energy Savings (MWh or mTherms) | Technical Potential | 0 | 0 | 0.092155 | 0.17971 | 0.26255 | 0.34064 | 0.41389 | 0.47539 | 0.51926 | 0.54929 | 0.5685 | 0.57931 | 0.58376 | 0.58352 | 0.57976 | 0.57355 | 0.56572 | 0.55361 | 0.54214 | 0.53129 | 0.5209 | 0.51085 | 0.5018 | 0.49276 | 0.4837 | 0.47474 | 0.4658
F8_Industrial_Industrial - ID_Existing_Space Heating_Natural Gas_Gas Boiler - Stack Economizer_A_Technical Potential | F8 | Industrial | Industrial - ID | Existing | Space Heating | Natural Gas | Gas Boiler - Stack Economizer | A | Cumulative Summer Peak Savings (MW) | Technical Potential | 0 | 0 | 0 | 0 | 0 | 0 | 0 | 0 | 0 | 0 | 0 | 0 | 0 | 0 | 0 | 0 | 0 | 0 | 0 | 0 | 0 | 0 | 0 | 0 | 0 | 0 | 0
F9_Industrial_Industrial - ID_Existing_Space Heating_Natural Gas_Gas Boiler - Stack Economizer_A_Technical Potential | F9 | Industrial | Industrial - ID | Existing | Space Heating | Natural Gas | Gas Boiler - Stack Economizer | A | Cumulative Winter Peak Savings (MW) | Technical Potential | 0 | 0 | 0 | 0 | 0 | 0 | 0 | 0 | 0 | 0 | 0 | 0 | 0 | 0 | 0 | 0 | 0 | 0 | 0 | 0 | 0 | 0 | 0 | 0 | 0 | 0 | 0
F10_Industrial_Industrial - ID_Existing_Space Heating_Natural Gas_Gas Boiler - Stack Economizer_A_Technical Potential | F10 | Industrial | Industrial - ID | Existing | Space Heating | Natural Gas | Gas Boiler - Stack Economizer | A | Purchases (Incremental) | Technical Potential | 0 | 0 | 83.0906 | 81.658 | 80.2501 | 78.8665 | 77.5067 | 68.5533 | 53.8971 | 42.3743 | 33.315 | 26.1924 | 20.5927 | 16.1901 | 12.7288 | 10.0075 | 7.8679 | 0 | 0 | 0 | 0 | 0 | 0 | 0 | 0 | 0 | 0
F11_Industrial_Industrial - ID_Existing_Space Heating_Natural Gas_Gas Boiler - Stack Economizer_A_Technical Potential | F11 | Industrial | Industrial - ID | Existing | Space Heating | Natural Gas | Gas Boiler - Stack Economizer | A | Purchases (Cumulative) | Technical Potential | 0 | 0 | 83.0906 | 164.7486 | 244.9987 | 323.8651 | 401.3718 | 469.9252 | 523.8223 | 566.1966 | 599.5115 | 625.704 | 646.2966 | 662.4868 | 675.2155 | 685.223 | 693.0909 | 693.0909 | 693.0909 | 693.0909 | 693.0909 | 693.0909 | 693.0909 | 693.0909 | 693.0909 | 693.0909 | 693.0909
F1_Industrial_Industrial - ID_Existing_Space Heating_Natural Gas_Gas Boiler - Steam Trap Replacement_A_Technical Potential | F1 | Industrial | Industrial - ID | Existing | Space Heating | Natural Gas | Gas Boiler - Steam Trap Replacement | A | Integrated Unit Energy Savings (kWh or therms) | Technical Potential | 0 | 0 | 46994.2312 | 46547.1959 | 46079.688 | 45607.0195 | 45131.055 | 44653.6125 | 44176.2943 | 43700.2621 | 43225.9768 | 42752.9534 | 42279.6053 | 41803.2671 | 41320.4675 | 40827.4623 | 40320.9371 | 39824.7897 | 39314.5593 | 38792.7986 | 38257.3397 | 37717.479 | 37177.4026 | 36635.9499 | 36092.086 | 35553.0708 | 35013.398
F2_Industrial_Industrial - ID_Existing_Space Heating_Natural Gas_Gas Boiler - Steam Trap Replacement_A_Technical Potential | F2 | Industrial | Industrial - ID | Existing | Space Heating | Natural Gas | Gas Boiler - Steam Trap Replacement | A | Integrated Unit Summer Peak Savings (kW) | Technical Potential | 0 | 0 | 0 | 0 | 0 | 0 | 0 | 0 | 0 | 0 | 0 | 0 | 0 | 0 | 0 | 0 | 0 | 0 | 0 | 0 | 0 | 0 | 0 | 0 | 0 | 0 | 0
F3_Industrial_Industrial - ID_Existing_Space Heating_Natural Gas_Gas Boiler - Steam Trap Replacement_A_Technical Potential | F3 | Industrial | Industrial - ID | Existing | Space Heating | Natural Gas | Gas Boiler - Steam Trap Replacement | A | Integrated Unit Winter Peak Savings (kW) | Technical Potential | 0 | 0 | 0 | 0 | 0 | 0 | 0 | 0 | 0 | 0 | 0 | 0 | 0 | 0 | 0 | 0 | 0 | 0 | 0 | 0 | 0 | 0 | 0 | 0 | 0 | 0 | 0
F4_Industrial_Industrial - ID_Existing_Space Heating_Natural Gas_Gas Boiler - Steam Trap Replacement_A_Technical Potential | F4 | Industrial | Industrial - ID | Existing | Space Heating | Natural Gas | Gas Boiler - Steam Trap Replacement | A | Incremental Energy Savings (MWh or mTherms) | Technical Potential | 0 | 0 | 0.0031246 | 0.0030416 | 0.0029591 | 0.0028783 | 0.0027991 | 0.0027217 | 0 | 0 | 0 | 0 | 0 | 0 | 0 | 0 | 0 | 0 | 0 | 0 | 0 | 0 | 0 | 0 | 0 | 0 | 0
F5_Industrial_Industrial - ID_Existing_Space Heating_Natural Gas_Gas Boiler - Steam Trap Replacement_A_Technical Potential | F5 | Industrial | Industrial - ID | Existing | Space Heating | Natural Gas | Gas Boiler - Steam Trap Replacement | A | Incremental Summer Peak Savings (MW) | Technical Potential | 0 | 0 | 0 | 0 | 0 | 0 | 0 | 0 | 0 | 0 | 0 | 0 | 0 | 0 | 0 | 0 | 0 | 0 | 0 | 0 | 0 | 0 | 0 | 0 | 0 | 0 | 0
F6_Industrial_Industrial - ID_Existing_Space Heating_Natural Gas_Gas Boiler - Steam Trap Replacement_A_Technical Potential | F6 | Industrial | Industrial - ID | Existing | Space Heating | Natural Gas | Gas Boiler - Steam Trap Replacement | A | Incremental Winter Peak Savings (MW) | Technical Potential | 0 | 0 | 0 | 0 | 0 | 0 | 0 | 0 | 0 | 0 | 0 | 0 | 0 | 0 | 0 | 0 | 0 | 0 | 0 | 0 | 0 | 0 | 0 | 0 | 0 | 0 | 0
F7_Industrial_Industrial - ID_Existing_Space Heating_Natural Gas_Gas Boiler - Steam Trap Replacement_A_Technical Potential | F7 | Industrial | Industrial - ID | Existing | Space Heating | Natural Gas | Gas Boiler - Steam Trap Replacement | A | Cumulative Energy Savings (MWh or mTherms) | Technical Potential | 0 | 0 | 0.0031246 | 0.0061365 | 0.009034 | 0.01182 | 0.014495 | 0.017064 | 0.016881 | 0.016699 | 0.016518 | 0.016337 | 0.016157 | 0.015974 | 0.01579 | 0.015602 | 0.015408 | 0.015218 | 0.015023 | 0.014824 | 0.014619 | 0.014413 | 0.014207 | 0.014 | 0.013792 | 0.013586 | 0.01338
F8_Industrial_Industrial - ID_Existing_Space Heating_Natural Gas_Gas Boiler - Steam Trap Replacement_A_Technical Potential | F8 | Industrial | Industrial - ID | Existing | Space Heating | Natural Gas | Gas Boiler - Steam Trap Replacement | A | Cumulative Summer Peak Savings (MW) | Technical Potential | 0 | 0 | 0 | 0 | 0 | 0 | 0 | 0 | 0 | 0 | 0 | 0 | 0 | 0 | 0 | 0 | 0 | 0 | 0 | 0 | 0 | 0 | 0 | 0 | 0 | 0 | 0
F9_Industrial_Industrial - ID_Existing_Space Heating_Natural Gas_Gas Boiler - Steam Trap Replacement_A_Technical Potential | F9 | Industrial | Industrial - ID | Existing | Space Heating | Natural Gas | Gas Boiler - Steam Trap Replacement | A | Cumulative Winter Peak Savings (MW) | Technical Potential | 0 | 0 | 0 | 0 | 0 | 0 | 0 | 0 | 0 | 0 | 0 | 0 | 0 | 0 | 0 | 0 | 0 | 0 | 0 | 0 | 0 | 0 | 0 | 0 | 0 | 0 | 0
F10_Industrial_Industrial - ID_Existing_Space Heating_Natural Gas_Gas Boiler - Steam Trap Replacement_A_Technical Potential | F10 | Industrial | Industrial - ID | Existing | Space Heating | Natural Gas | Gas Boiler - Steam Trap Replacement | A | Purchases (Incremental) | Technical Potential | 0 | 0 | 6.649e-05 | 6.5344e-05 | 6.4217e-05 | 6.311e-05 | 6.2022e-05 | 6.0952e-05 | 0 | 0 | 0 | 0 | 0 | 0 | 0 | 0 | 0 | 0 | 0 | 0 | 0 | 0 | 0 | 0 | 0 | 0 | 0
F11_Industrial_Industrial - ID_Existing_Space Heating_Natural Gas_Gas Boiler - Steam Trap Replacement_A_Technical Potential | F11 | Industrial | Industrial - ID | Existing | Space Heating | Natural Gas | Gas Boiler - Steam Trap Replacement | A | Purchases (Cumulative) | Technical Potential | 0 | 0 | 6.649e-05 | 0.00013183 | 0.00019605 | 0.00025916 | 0.00032118 | 0.00038213 | 0.00038213 | 0.00038213 | 0.00038213 | 0.00038213 | 0.00038213 | 0.00038213 | 0.00038213 | 0.00038213 | 0.00038213 | 0.00038213 | 0.00038213 | 0.00038213 | 0.00038213 | 0.00038213 | 0.00038213 | 0.00038213 | 0.00038213 | 0.00038213 | 0.00038213
F1_Industrial_Industrial - ID_Existing_Process_Natural Gas_Process Boiler - Hot Water Reset_A_Technical Potential | F1 | Industrial | Industrial - ID | Existing | Process | Natural Gas | Process Boiler - Hot Water Reset | A | Integrated Unit Energy Savings (kWh or therms) | Technical Potential | 0 | 0 | 8528.8761 | 8528.6934 | 8528.5076 | 8528.3185 | 8528.1261 | 8527.9303 | 8527.9105 | 8527.8904 | 8527.87 | 8527.8492 | 8527.828 | 8527.8065 | 8527.7846 | 8527.7623 | 8527.7396 | 8527.7165 | 8527.693 | 8527.6691 | 8527.6448 | 8527.62 | 8527.5949 | 8527.5692 | 8527.5432 | 8527.5166 | 8527.4896
F2_Industrial_Industrial - ID_Existing_Process_Natural Gas_Process Boiler - Hot Water Reset_A_Technical Potential | F2 | Industrial | Industrial - ID | Existing | Process | Natural Gas | Process Boiler - Hot Water Reset | A | Integrated Unit Summer Peak Savings (kW) | Technical Potential | 0 | 0 | 0 | 0 | 0 | 0 | 0 | 0 | 0 | 0 | 0 | 0 | 0 | 0 | 0 | 0 | 0 | 0 | 0 | 0 | 0 | 0 | 0 | 0 | 0 | 0 | 0
F3_Industrial_Industrial - ID_Existing_Process_Natural Gas_Process Boiler - Hot Water Reset_A_Technical Potential | F3 | Industrial | Industrial - ID | Existing | Process | Natural Gas | Process Boiler - Hot Water Reset | A | Integrated Unit Winter Peak Savings (kW) | Technical Potential | 0 | 0 | 0 | 0 | 0 | 0 | 0 | 0 | 0 | 0 | 0 | 0 | 0 | 0 | 0 | 0 | 0 | 0 | 0 | 0 | 0 | 0 | 0 | 0 | 0 | 0 | 0
F4_Industrial_Industrial - ID_Existing_Process_Natural Gas_Process Boiler - Hot Water Reset_A_Technical Potential | F4 | Industrial | Industrial - ID | Existing | Process | Natural Gas | Process Boiler - Hot Water Reset | A | Incremental Energy Savings (MWh or mTherms) | Technical Potential | 0 | 0 | 0.6756 | 0.81521 | 0.98036 | 1.1184 | 1.2536 | 1.4404 | 1.5528 | 1.559 | 1.4438 | 1.2197 | 0.92757 | 0.6033 | 0.34426 | 0.1629 | 0.06773 | 0.024204 | 0.00743 | 0.0015915 | 0.00025708 | 3.0327e-05 | 0 | 0 | 0 | 0 | 0
F5_Industrial_Industrial - ID_Existing_Process_Natural Gas_Process Boiler - Hot Water Reset_A_Technical Potential | F5 | Industrial | Industrial - ID | Existing | Process | Natural Gas | Process Boiler - Hot Water Reset | A | Incremental Summer Peak Savings (MW) | Technical Potential | 0 | 0 | 0 | 0 | 0 | 0 | 0 | 0 | 0 | 0 | 0 | 0 | 0 | 0 | 0 | 0 | 0 | 0 | 0 | 0 | 0 | 0 | 0 | 0 | 0 | 0 | 0
F6_Industrial_Industrial - ID_Existing_Process_Natural Gas_Process Boiler - Hot Water Reset_A_Technical Potential | F6 | Industrial | Industrial - ID | Existing | Process | Natural Gas | Process Boiler - Hot Water Reset | A | Incremental Winter Peak Savings (MW) | Technical Potential | 0 | 0 | 0 | 0 | 0 | 0 | 0 | 0 | 0 | 0 | 0 | 0 | 0 | 0 | 0 | 0 | 0 | 0 | 0 | 0 | 0 | 0 | 0 | 0 | 0 | 0 | 0
F7_Industrial_Industrial - ID_Existing_Process_Natural Gas_Process Boiler - Hot Water Reset_A_Technical Potential | F7 | Industrial | Industrial - ID | Existing | Process | Natural Gas | Process Boiler - Hot Water Reset | A | Cumulative Energy Savings (MWh or mTherms) | Technical Potential | 0 | 0 | 0.6756 | 1.4908 | 2.4711 | 3.5895 | 4.843 | 6.2833 | 7.8361 | 9.3951 | 10.8389 | 12.0585 | 12.9861 | 13.5894 | 13.9336 | 14.0964 | 14.1641 | 14.1883 | 14.1957 | 14.1972 | 14.1975 | 14.1975 | 14.1974 | 14.1974 | 14.1973 | 14.1973 | 14.1972
F8_Industrial_Industrial - ID_Existing_Process_Natural Gas_Process Boiler - Hot Water Reset_A_Technical Potential | F8 | Industrial | Industrial - ID | Existing | Process | Natural Gas | Process Boiler - Hot Water Reset | A | Cumulative Summer Peak Savings (MW) | Technical Potential | 0 | 0 | 0 | 0 | 0 | 0 | 0 | 0 | 0 | 0 | 0 | 0 | 0 | 0 | 0 | 0 | 0 | 0 | 0 | 0 | 0 | 0 | 0 | 0 | 0 | 0 | 0
F9_Industrial_Industrial - ID_Existing_Process_Natural Gas_Process Boiler - Hot Water Reset_A_Technical Potential | F9 | Industrial | Industrial - ID | Existing | Process | Natural Gas | Process Boiler - Hot Water Reset | A | Cumulative Winter Peak Savings (MW) | Technical Potential | 0 | 0 | 0 | 0 | 0 | 0 | 0 | 0 | 0 | 0 | 0 | 0 | 0 | 0 | 0 | 0 | 0 | 0 | 0 | 0 | 0 | 0 | 0 | 0 | 0 | 0 | 0
F10_Industrial_Industrial - ID_Existing_Process_Natural Gas_Process Boiler - Hot Water Reset_A_Technical Potential | F10 | Industrial | Industrial - ID | Existing | Process | Natural Gas | Process Boiler - Hot Water Reset | A | Purchases (Incremental) | Technical Potential | 0 | 0 | 0.079213 | 0.095584 | 0.11495 | 0.13114 | 0.147 | 0.1689 | 0.18209 | 0.18281 | 0.16931 | 0.14302 | 0.10877 | 0.070745 | 0.04037 | 0.019102 | 0.0079423 | 0.0028383 | 0.00087128 | 0.00018663 | 3.0147e-05 | 3.5563e-06 | 0 | 0 | 0 | 0 | 0
F11_Industrial_Industrial - ID_Existing_Process_Natural Gas_Process Boiler - Hot Water Reset_A_Technical Potential | F11 | Industrial | Industrial - ID | Existing | Process | Natural Gas | Process Boiler - Hot Water Reset | A | Purchases (Cumulative) | Technical Potential | 0 | 0 | 0.079213 | 0.1748 | 0.28975 | 0.42089 | 0.56789 | 0.73679 | 0.91888 | 1.1017 | 1.271 | 1.414 | 1.5228 | 1.5935 | 1.6339 | 1.653 | 1.6609 | 1.6638 | 1.6647 | 1.6648 | 1.6649 | 1.6649 | 1.6649 | 1.6649 | 1.6649 | 1.6649 | 1.6649
F1_Industrial_Industrial - ID_Existing_Process_Natural Gas_Process Boiler - Burner Control Optimization_A_Technical Potential | F1 | Industrial | Industrial - ID | Existing | Process | Natural Gas | Process Boiler - Burner Control Optimization | A | Integrated Unit Energy Savings (kWh or therms) | Technical Potential | 0 | 0 | 2.3172 | 2.3153 | 2.3132 | 2.3109 | 2.3083 | 2.3054 | 2.3023 | 2.2992 | 2.2961 | 2.2932 | 2.2906 | 2.2885 | 2.2867 | 2.285 | 2.2835 | 2.2829 | 2.2822 | 2.2816 | 2.2809 | 2.2803 | 2.2796 | 2.2789 | 2.2782 | 2.2775 | 2.2768
F2_Industrial_Industrial - ID_Existing_Process_Natural Gas_Process Boiler - Burner Control Optimization_A_Technical Potential | F2 | Industrial | Industrial - ID | Existing | Process | Natural Gas | Process Boiler - Burner Control Optimization | A | Integrated Unit Summer Peak Savings (kW) | Technical Potential | 0 | 0 | 0 | 0 | 0 | 0 | 0 | 0 | 0 | 0 | 0 | 0 | 0 | 0 | 0 | 0 | 0 | 0 | 0 | 0 | 0 | 0 | 0 | 0 | 0 | 0 | 0
F3_Industrial_Industrial - ID_Existing_Process_Natural Gas_Process Boiler - Burner Control Optimization_A_Technical Potential | F3 | Industrial | Industrial - ID | Existing | Process | Natural Gas | Process Boiler - Burner Control Optimization | A | Integrated Unit Winter Peak Savings (kW) | Technical Potential | 0 | 0 | 0 | 0 | 0 | 0 | 0 | 0 | 0 | 0 | 0 | 0 | 0 | 0 | 0 | 0 | 0 | 0 | 0 | 0 | 0 | 0 | 0 | 0 | 0 | 0 | 0
F4_Industrial_Industrial - ID_Existing_Process_Natural Gas_Process Boiler - Burner Control Optimization_A_Technical Potential | F4 | Industrial | Industrial - ID | Existing | Process | Natural Gas | Process Boiler - Burner Control Optimization | A | Incremental Energy Savings (MWh or mTherms) | Technical Potential | 0 | 0 | 0.037783 | 0.05832 | 0.11452 | 0.19676 | 0.30046 | 0.41288 | 0.51573 | 0.59051 | 0.62412 | 0.61259 | 0.56127 | 0.48219 | 0.38994 | 0.29785 | 0.21554 | 0.14823 | 0.097092 | 0.060703 | 0 | 0 | 0 | 0 | 0 | 0 | 0
F5_Industrial_Industrial - ID_Existing_Process_Natural Gas_Process Boiler - Burner Control Optimization_A_Technical Potential | F5 | Industrial | Industrial - ID | Existing | Process | Natural Gas | Process Boiler - Burner Control Optimization | A | Incremental Summer Peak Savings (MW) | Technical Potential | 0 | 0 | 0 | 0 | 0 | 0 | 0 | 0 | 0 | 0 | 0 | 0 | 0 | 0 | 0 | 0 | 0 | 0 | 0 | 0 | 0 | 0 | 0 | 0 | 0 | 0 | 0
F6_Industrial_Industrial - ID_Existing_Process_Natural Gas_Process Boiler - Burner Control Optimization_A_Technical Potential | F6 | Industrial | Industrial - ID | Existing | Process | Natural Gas | Process Boiler - Burner Control Optimization | A | Incremental Winter Peak Savings (MW) | Technical Potential | 0 | 0 | 0 | 0 | 0 | 0 | 0 | 0 | 0 | 0 | 0 | 0 | 0 | 0 | 0 | 0 | 0 | 0 | 0 | 0 | 0 | 0 | 0 | 0 | 0 | 0 | 0
F7_Industrial_Industrial - ID_Existing_Process_Natural Gas_Process Boiler - Burner Control Optimization_A_Technical Potential | F7 | Industrial | Industrial - ID | Existing | Process | Natural Gas | Process Boiler - Burner Control Optimization | A | Cumulative Energy Savings (MWh or mTherms) | Technical Potential | 0 | 0 | 0.037783 | 0.096072 | 0.21051 | 0.40706 | 0.70707 | 1.1191 | 1.6333 | 2.2216 | 2.8427 | 3.4517 | 4.0092 | 4.4876 | 4.8739 | 5.1683 | 5.3805 | 5.5272 | 5.6227 | 5.6818 | 5.6802 | 5.6786 | 5.6769 | 5.6752 | 5.6734 | 5.6717 | 5.6699
F8_Industrial_Industrial - ID_Existing_Process_Natural Gas_Process Boiler - Burner Control Optimization_A_Technical Potential | F8 | Industrial | Industrial - ID | Existing | Process | Natural Gas | Process Boiler - Burner Control Optimization | A | Cumulative Summer Peak Savings (MW) | Technical Potential | 0 | 0 | 0 | 0 | 0 | 0 | 0 | 0 | 0 | 0 | 0 | 0 | 0 | 0 | 0 | 0 | 0 | 0 | 0 | 0 | 0 | 0 | 0 | 0 | 0 | 0 | 0
F9_Industrial_Industrial - ID_Existing_Process_Natural Gas_Process Boiler - Burner Control Optimization_A_Technical Potential | F9 | Industrial | Industrial - ID | Existing | Process | Natural Gas | Process Boiler - Burner Control Optimization | A | Cumulative Winter Peak Savings (MW) | Technical Potential | 0 | 0 | 0 | 0 | 0 | 0 | 0 | 0 | 0 | 0 | 0 | 0 | 0 | 0 | 0 | 0 | 0 | 0 | 0 | 0 | 0 | 0 | 0 | 0 | 0 | 0 | 0
F10_Industrial_Industrial - ID_Existing_Process_Natural Gas_Process Boiler - Burner Control Optimization_A_Technical Potential | F10 | Industrial | Industrial - ID | Existing | Process | Natural Gas | Process Boiler - Burner Control Optimization | A | Purchases (Incremental) | Technical Potential | 0 | 0 | 16.3055 | 25.1889 | 49.5092 | 85.1472 | 130.1676 | 179.0926 | 224.0061 | 256.8346 | 271.8223 | 267.1357 | 245.0279 | 210.7029 | 170.5283 | 130.3464 | 94.3887 | 64.9329 | 42.5423 | 26.6056 | 0 | 0 | 0 | 0 | 0 | 0 | 0
F11_Industrial_Industrial - ID_Existing_Process_Natural Gas_Process Boiler - Burner Control Optimization_A_Technical Potential | F11 | Industrial | Industrial - ID | Existing | Process | Natural Gas | Process Boiler - Burner Control Optimization | A | Purchases (Cumulative) | Technical Potential | 0 | 0 | 16.3055 | 41.4944 | 91.0035 | 176.1508 | 306.3183 | 485.411 | 709.4171 | 966.2517 | 1238.074 | 1505.2097 | 1750.2377 | 1960.9406 | 2131.4689 | 2261.8153 | 2356.204 | 2421.1369 | 2463.6792 | 2490.2848 | 2490.2848 | 2490.2848 | 2490.2848 | 2490.2848 | 2490.2848 | 2490.2848 | 2490.2848
F1_Industrial_Industrial - ID_Existing_Process_Natural Gas_Process Boiler - Insulate Hot Water Lines_A_Technical Potential | F1 | Industrial | Industrial - ID | Existing | Process | Natural Gas | Process Boiler - Insulate Hot Water Lines | A | Integrated Unit Energy Savings (kWh or therms) | Technical Potential | 0 | 0 | 35.6974 | 35.6676 | 35.6328 | 35.5929 | 35.5473 | 35.4945 | 35.4366 | 35.3753 | 35.314 | 35.2558 | 35.2033 | 35.1581 | 35.1195 | 35.0861 | 35.056 | 35.0403 | 35.0259 | 35.0123 | 34.9999 | 34.9872 | 34.9744 | 34.9614 | 34.9481 | 34.9346 | 34.9208
F2_Industrial_Industrial - ID_Existing_Process_Natural Gas_Process Boiler - Insulate Hot Water Lines_A_Technical Potential | F2 | Industrial | Industrial - ID | Existing | Process | Natural Gas | Process Boiler - Insulate Hot Water Lines | A | Integrated Unit Summer Peak Savings (kW) | Technical Potential | 0 | 0 | 0 | 0 | 0 | 0 | 0 | 0 | 0 | 0 | 0 | 0 | 0 | 0 | 0 | 0 | 0 | 0 | 0 | 0 | 0 | 0 | 0 | 0 | 0 | 0 | 0
F3_Industrial_Industrial - ID_Existing_Process_Natural Gas_Process Boiler - Insulate Hot Water Lines_A_Technical Potential | F3 | Industrial | Industrial - ID | Existing | Process | Natural Gas | Process Boiler - Insulate Hot Water Lines | A | Integrated Unit Winter Peak Savings (kW) | Technical Potential | 0 | 0 | 0 | 0 | 0 | 0 | 0 | 0 | 0 | 0 | 0 | 0 | 0 | 0 | 0 | 0 | 0 | 0 | 0 | 0 | 0 | 0 | 0 | 0 | 0 | 0 | 0
F4_Industrial_Industrial - ID_Existing_Process_Natural Gas_Process Boiler - Insulate Hot Water Lines_A_Technical Potential | F4 | Industrial | Industrial - ID | Existing | Process | Natural Gas | Process Boiler - Insulate Hot Water Lines | A | Incremental Energy Savings (MWh or mTherms) | Technical Potential | 0 | 0 | 0.4679 | 0.45944 | 0.45108 | 0.44281 | 0.43462 | 0.42649 | 0.41845 | 0.41053 | 0.40275 | 0.39515 | 0.38776 | 0 | 0 | 0 | 0 | 0 | 0 | 0 | 0 | 0 | 0 | 0 | 0 | 0 | 0
F5_Industrial_Industrial - ID_Existing_Process_Natural Gas_Process Boiler - Insulate Hot Water Lines_A_Technical Potential | F5 | Industrial | Industrial - ID | Existing | Process | Natural Gas | Process Boiler - Insulate Hot Water Lines | A | Incremental Summer Peak Savings (MW) | Technical Potential | 0 | 0 | 0 | 0 | 0 | 0 | 0 | 0 | 0 | 0 | 0 | 0 | 0 | 0 | 0 | 0 | 0 | 0 | 0 | 0 | 0 | 0 | 0 | 0 | 0 | 0 | 0
F6_Industrial_Industrial - ID_Existing_Process_Natural Gas_Process Boiler - Insulate Hot Water Lines_A_Technical Potential | F6 | Industrial | Industrial - ID | Existing | Process | Natural Gas | Process Boiler - Insulate Hot Water Lines | A | Incremental Winter Peak Savings (MW) | Technical Potential | 0 | 0 | 0 | 0 | 0 | 0 | 0 | 0 | 0 | 0 | 0 | 0 | 0 | 0 | 0 | 0 | 0 | 0 | 0 | 0 | 0 | 0 | 0 | 0 | 0 | 0 | 0
F7_Industrial_Industrial - ID_Existing_Process_Natural Gas_Process Boiler - Insulate Hot Water Lines_A_Technical Potential | F7 | Industrial | Industrial - ID | Existing | Process | Natural Gas | Process Boiler - Insulate Hot Water Lines | A | Cumulative Energy Savings (MWh or mTherms) | Technical Potential | 0 | 0 | 0.4679 | 0.92695 | 1.3771 | 1.8184 | 2.2507 | 2.6738 | 3.0879 | 3.4931 | 3.8898 | 4.2785 | 4.6599 | 4.6539 | 4.6488 | 4.6444 | 4.6404 | 4.6383 | 4.6364 | 4.6346 | 4.633 | 4.6313 | 4.6296 | 4.6279 | 4.6261 | 4.6243 | 4.6225
F8_Industrial_Industrial - ID_Existing_Process_Natural Gas_Process Boiler - Insulate Hot Water Lines_A_Technical Potential | F8 | Industrial | Industrial - ID | Existing | Process | Natural Gas | Process Boiler - Insulate Hot Water Lines | A | Cumulative Summer Peak Savings (MW) | Technical Potential | 0 | 0 | 0 | 0 | 0 | 0 | 0 | 0 | 0 | 0 | 0 | 0 | 0 | 0 | 0 | 0 | 0 | 0 | 0 | 0 | 0 | 0 | 0 | 0 | 0 | 0 | 0
F9_Industrial_Industrial - ID_Existing_Process_Natural Gas_Process Boiler - Insulate Hot Water Lines_A_Technical Potential | F9 | Industrial | Industrial - ID | Existing | Process | Natural Gas | Process Boiler - Insulate Hot Water Lines | A | Cumulative Winter Peak Savings (MW) | Technical Potential | 0 | 0 | 0 | 0 | 0 | 0 | 0 | 0 | 0 | 0 | 0 | 0 | 0 | 0 | 0 | 0 | 0 | 0 | 0 | 0 | 0 | 0 | 0 | 0 | 0 | 0 | 0
F10_Industrial_Industrial - ID_Existing_Process_Natural Gas_Process Boiler - Insulate Hot Water Lines_A_Technical Potential | F10 | Industrial | Industrial - ID | Existing | Process | Natural Gas | Process Boiler - Insulate Hot Water Lines | A | Purchases (Incremental) | Technical Potential | 0 | 0 | 13.1072 | 12.8813 | 12.6592 | 12.4409 | 12.2264 | 12.0156 | 11.8084 | 11.6048 | 11.4048 | 11.2081 | 11.0149 | 0 | 0 | 0 | 0 | 0 | 0 | 0 | 0 | 0 | 0 | 0 | 0 | 0 | 0
F11_Industrial_Industrial - ID_Existing_Process_Natural Gas_Process Boiler - Insulate Hot Water Lines_A_Technical Potential | F11 | Industrial | Industrial - ID | Existing | Process | Natural Gas | Process Boiler - Insulate Hot Water Lines | A | Purchases (Cumulative) | Technical Potential | 0 | 0 | 13.1072 | 25.9885 | 38.6477 | 51.0886 | 63.315 | 75.3306 | 87.139 | 98.7439 | 110.1486 | 121.3568 | 132.3716 | 132.3716 | 132.3716 | 132.3716 | 132.3716 | 132.3716 | 132.3716 | 132.3716 | 132.3716 | 132.3716 | 132.3716 | 132.3716 | 132.3716 | 132.3716 | 132.3716
F1_Industrial_Industrial - ID_Existing_Process_Natural Gas_Process Boiler - Insulate Steam Lines/Condensate Tank_A_Technical Potential | F1 | Industrial | Industrial - ID | Existing | Process | Natural Gas | Process Boiler - Insulate Steam Lines/Condensate Tank | A | Integrated Unit Energy Savings (kWh or therms) | Technical Potential | 0 | 0 | 53.3435 | 53.3197 | 53.2904 | 53.2563 | 53.2171 | 53.1711 | 53.1213 | 53.0696 | 53.0197 | 52.9753 | 52.9387 | 52.9116 | 52.8923 | 52.8785 | 52.8677 | 52.8581 | 52.849 | 52.84 | 52.8308 | 52.8214 | 52.8119 | 52.8023 | 52.7925 | 52.7824 | 52.7723
F2_Industrial_Industrial - ID_Existing_Process_Natural Gas_Process Boiler - Insulate Steam Lines/Condensate Tank_A_Technical Potential | F2 | Industrial | Industrial - ID | Existing | Process | Natural Gas | Process Boiler - Insulate Steam Lines/Condensate Tank | A | Integrated Unit Summer Peak Savings (kW) | Technical Potential | 0 | 0 | 0 | 0 | 0 | 0 | 0 | 0 | 0 | 0 | 0 | 0 | 0 | 0 | 0 | 0 | 0 | 0 | 0 | 0 | 0 | 0 | 0 | 0 | 0 | 0 | 0
F3_Industrial_Industrial - ID_Existing_Process_Natural Gas_Process Boiler - Insulate Steam Lines/Condensate Tank_A_Technical Potential | F3 | Industrial | Industrial - ID | Existing | Process | Natural Gas | Process Boiler - Insulate Steam Lines/Condensate Tank | A | Integrated Unit Winter Peak Savings (kW) | Technical Potential | 0 | 0 | 0 | 0 | 0 | 0 | 0 | 0 | 0 | 0 | 0 | 0 | 0 | 0 | 0 | 0 | 0 | 0 | 0 | 0 | 0 | 0 | 0 | 0 | 0 | 0 | 0
F4_Industrial_Industrial - ID_Existing_Process_Natural Gas_Process Boiler - Insulate Steam Lines/Condensate Tank_A_Technical Potential | F4 | Industrial | Industrial - ID | Existing | Process | Natural Gas | Process Boiler - Insulate Steam Lines/Condensate Tank | A | Incremental Energy Savings (MWh or mTherms) | Technical Potential | 0 | 0 | 0.69919 | 0.68682 | 0.67461 | 0.66256 | 0.65065 | 0.63888 | 0.62728 | 0.61586 | 0.60468 | 0.59375 | 0.58311 | 0.57277 | 0.56269 | 0.55284 | 0.5432 | 0 | 0 | 0 | 0 | 0 | 0 | 0 | 0 | 0 | 0
F5_Industrial_Industrial - ID_Existing_Process_Natural Gas_Process Boiler - Insulate Steam Lines/Condensate Tank_A_Technical Potential | F5 | Industrial | Industrial - ID | Existing | Process | Natural Gas | Process Boiler - Insulate Steam Lines/Condensate Tank | A | Incremental Summer Peak Savings (MW) | Technical Potential | 0 | 0 | 0 | 0 | 0 | 0 | 0 | 0 | 0 | 0 | 0 | 0 | 0 | 0 | 0 | 0 | 0 | 0 | 0 | 0 | 0 | 0 | 0 | 0 | 0 | 0 | 0
F6_Industrial_Industrial - ID_Existing_Process_Natural Gas_Process Boiler - Insulate Steam Lines/Condensate Tank_A_Technical Potential | F6 | Industrial | Industrial - ID | Existing | Process | Natural Gas | Process Boiler - Insulate Steam Lines/Condensate Tank | A | Incremental Winter Peak Savings (MW) | Technical Potential | 0 | 0 | 0 | 0 | 0 | 0 | 0 | 0 | 0 | 0 | 0 | 0 | 0 | 0 | 0 | 0 | 0 | 0 | 0 | 0 | 0 | 0 | 0 | 0 | 0 | 0 | 0
F7_Industrial_Industrial - ID_Existing_Process_Natural Gas_Process Boiler - Insulate Steam Lines/Condensate Tank_A_Technical Potential | F7 | Industrial | Industrial - ID | Existing | Process | Natural Gas | Process Boiler - Insulate Steam Lines/Condensate Tank | A | Cumulative Energy Savings (MWh or mTherms) | Technical Potential | 0 | 0 | 0.69919 | 1.3857 | 2.0596 | 2.7208 | 3.3694 | 4.0054 | 4.6289 | 5.2403 | 5.84 | 6.4289 | 7.0076 | 7.5768 | 8.1367 | 8.6874 | 9.2288 | 9.2272 | 9.2256 | 9.224 | 9.2224 | 9.2208 | 9.2191 | 9.2174 | 9.2157 | 9.2139 | 9.2122
F8_Industrial_Industrial - ID_Existing_Process_Natural Gas_Process Boiler - Insulate Steam Lines/Condensate Tank_A_Technical Potential | F8 | Industrial | Industrial - ID | Existing | Process | Natural Gas | Process Boiler - Insulate Steam Lines/Condensate Tank | A | Cumulative Summer Peak Savings (MW) | Technical Potential | 0 | 0 | 0 | 0 | 0 | 0 | 0 | 0 | 0 | 0 | 0 | 0 | 0 | 0 | 0 | 0 | 0 | 0 | 0 | 0 | 0 | 0 | 0 | 0 | 0 | 0 | 0
F9_Industrial_Industrial - ID_Existing_Process_Natural Gas_Process Boiler - Insulate Steam Lines/Condensate Tank_A_Technical Potential | F9 | Industrial | Industrial - ID | Existing | Process | Natural Gas | Process Boiler - Insulate Steam Lines/Condensate Tank | A | Cumulative Winter Peak Savings (MW) | Technical Potential | 0 | 0 | 0 | 0 | 0 | 0 | 0 | 0 | 0 | 0 | 0 | 0 | 0 | 0 | 0 | 0 | 0 | 0 | 0 | 0 | 0 | 0 | 0 | 0 | 0 | 0 | 0
F10_Industrial_Industrial - ID_Existing_Process_Natural Gas_Process Boiler - Insulate Steam Lines/Condensate Tank_A_Technical Potential | F10 | Industrial | Industrial - ID | Existing | Process | Natural Gas | Process Boiler - Insulate Steam Lines/Condensate Tank | A | Purchases (Incremental) | Technical Potential | 0 | 0 | 13.1072 | 12.8813 | 12.6592 | 12.4409 | 12.2264 | 12.0156 | 11.8084 | 11.6048 | 11.4048 | 11.2081 | 11.0149 | 10.825 | 10.6383 | 10.4549 | 10.2747 | 0 | 0 | 0 | 0 | 0 | 0 | 0 | 0 | 0 | 0
F11_Industrial_Industrial - ID_Existing_Process_Natural Gas_Process Boiler - Insulate Steam Lines/Condensate Tank_A_Technical Potential | F11 | Industrial | Industrial - ID | Existing | Process | Natural Gas | Process Boiler - Insulate Steam Lines/Condensate Tank | A | Purchases (Cumulative) | Technical Potential | 0 | 0 | 13.1072 | 25.9885 | 38.6477 | 51.0886 | 63.315 | 75.3306 | 87.139 | 98.7439 | 110.1486 | 121.3568 | 132.3716 | 143.1966 | 153.8349 | 164.2899 | 174.5645 | 174.5645 | 174.5645 | 174.5645 | 174.5645 | 174.5645 | 174.5645 | 174.5645 | 174.5645 | 174.5645 | 174.5645
F1_Industrial_Industrial - ID_Existing_Process_Natural Gas_Process Boiler - Stack Economizer_A_Technical Potential | F1 | Industrial | Industrial - ID | Existing | Process | Natural Gas | Process Boiler - Stack Economizer | A | Integrated Unit Energy Savings (kWh or therms) | Technical Potential | 0 | 0 | 7.6672 | 7.6578 | 7.6477 | 7.6372 | 7.6254 | 7.6121 | 7.5976 | 7.5824 | 7.5671 | 7.5525 | 7.539 | 7.5289 | 7.5202 | 7.5126 | 7.5057 | 7.5018 | 7.4983 | 7.4948 | 7.4917 | 7.4885 | 7.4852 | 7.4819 | 7.4785 | 7.4751 | 7.4716
F2_Industrial_Industrial - ID_Existing_Process_Natural Gas_Process Boiler - Stack Economizer_A_Technical Potential | F2 | Industrial | Industrial - ID | Existing | Process | Natural Gas | Process Boiler - Stack Economizer | A | Integrated Unit Summer Peak Savings (kW) | Technical Potential | 0 | 0 | 0 | 0 | 0 | 0 | 0 | 0 | 0 | 0 | 0 | 0 | 0 | 0 | 0 | 0 | 0 | 0 | 0 | 0 | 0 | 0 | 0 | 0 | 0 | 0 | 0
F3_Industrial_Industrial - ID_Existing_Process_Natural Gas_Process Boiler - Stack Economizer_A_Technical Potential | F3 | Industrial | Industrial - ID | Existing | Process | Natural Gas | Process Boiler - Stack Economizer | A | Integrated Unit Winter Peak Savings (kW) | Technical Potential | 0 | 0 | 0 | 0 | 0 | 0 | 0 | 0 | 0 | 0 | 0 | 0 | 0 | 0 | 0 | 0 | 0 | 0 | 0 | 0 | 0 | 0 | 0 | 0 | 0 | 0 | 0
F4_Industrial_Industrial - ID_Existing_Process_Natural Gas_Process Boiler - Stack Economizer_A_Technical Potential | F4 | Industrial | Industrial - ID | Existing | Process | Natural Gas | Process Boiler - Stack Economizer | A | Incremental Energy Savings (MWh or mTherms) | Technical Potential | 0 | 0 | 1.2359 | 1.2131 | 1.1906 | 1.1684 | 1.1465 | 1.0123 | 0.79437 | 0.62329 | 0.48905 | 0.38375 | 0.30117 | 0.23646 | 0.18569 | 0.14585 | 0.11456 | 0 | 0 | 0 | 0 | 0 | 0 | 0 | 0 | 0 | 0
F5_Industrial_Industrial - ID_Existing_Process_Natural Gas_Process Boiler - Stack Economizer_A_Technical Potential | F5 | Industrial | Industrial - ID | Existing | Process | Natural Gas | Process Boiler - Stack Economizer | A | Incremental Summer Peak Savings (MW) | Technical Potential | 0 | 0 | 0 | 0 | 0 | 0 | 0 | 0 | 0 | 0 | 0 | 0 | 0 | 0 | 0 | 0 | 0 | 0 | 0 | 0 | 0 | 0 | 0 | 0 | 0 | 0 | 0
F6_Industrial_Industrial - ID_Existing_Process_Natural Gas_Process Boiler - Stack Economizer_A_Technical Potential | F6 | Industrial | Industrial - ID | Existing | Process | Natural Gas | Process Boiler - Stack Economizer | A | Incremental Winter Peak Savings (MW) | Technical Potential | 0 | 0 | 0 | 0 | 0 | 0 | 0 | 0 | 0 | 0 | 0 | 0 | 0 | 0 | 0 | 0 | 0 | 0 | 0 | 0 | 0 | 0 | 0 | 0 | 0 | 0 | 0
F7_Industrial_Industrial - ID_Existing_Process_Natural Gas_Process Boiler - Stack Economizer_A_Technical Potential | F7 | Industrial | Industrial - ID | Existing | Process | Natural Gas | Process Boiler - Stack Economizer | A | Cumulative Energy Savings (MWh or mTherms) | Technical Potential | 0 | 0 | 1.2359 | 2.4474 | 3.6348 | 4.7982 | 5.9374 | 6.9393 | 7.7205 | 8.3283 | 8.8005 | 9.1673 | 9.4521 | 9.6759 | 9.8504 | 9.9863 | 10.0917 | 10.0865 | 10.0817 | 10.0771 | 10.0729 | 10.0686 | 10.0642 | 10.0597 | 10.0552 | 10.0506 | 10.0459
F8_Industrial_Industrial - ID_Existing_Process_Natural Gas_Process Boiler - Stack Economizer_A_Technical Potential | F8 | Industrial | Industrial - ID | Existing | Process | Natural Gas | Process Boiler - Stack Economizer | A | Cumulative Summer Peak Savings (MW) | Technical Potential | 0 | 0 | 0 | 0 | 0 | 0 | 0 | 0 | 0 | 0 | 0 | 0 | 0 | 0 | 0 | 0 | 0 | 0 | 0 | 0 | 0 | 0 | 0 | 0 | 0 | 0 | 0
F9_Industrial_Industrial - ID_Existing_Process_Natural Gas_Process Boiler - Stack Economizer_A_Technical Potential | F9 | Industrial | Industrial - ID | Existing | Process | Natural Gas | Process Boiler - Stack Economizer | A | Cumulative Winter Peak Savings (MW) | Technical Potential | 0 | 0 | 0 | 0 | 0 | 0 | 0 | 0 | 0 | 0 | 0 | 0 | 0 | 0 | 0 | 0 | 0 | 0 | 0 | 0 | 0 | 0 | 0 | 0 | 0 | 0 | 0
F10_Industrial_Industrial - ID_Existing_Process_Natural Gas_Process Boiler - Stack Economizer_A_Technical Potential | F10 | Industrial | Industrial - ID | Existing | Process | Natural Gas | Process Boiler - Stack Economizer | A | Purchases (Incremental) | Technical Potential | 0 | 0 | 161.189 | 158.4098 | 155.6786 | 152.9945 | 150.3567 | 132.9879 | 104.556 | 82.2026 | 64.6283 | 50.8112 | 39.9481 | 31.4075 | 24.6928 | 19.4136 | 15.2631 | 0 | 0 | 0 | 0 | 0 | 0 | 0 | 0 | 0 | 0
F11_Industrial_Industrial - ID_Existing_Process_Natural Gas_Process Boiler - Stack Economizer_A_Technical Potential | F11 | Industrial | Industrial - ID | Existing | Process | Natural Gas | Process Boiler - Stack Economizer | A | Purchases (Cumulative) | Technical Potential | 0 | 0 | 161.189 | 319.5988 | 475.2774 | 628.2719 | 778.6286 | 911.6165 | 1016.1725 | 1098.3751 | 1163.0034 | 1213.8146 | 1253.7627 | 1285.1702 | 1309.863 | 1329.2766 | 1344.5398 | 1344.5398 | 1344.5398 | 1344.5398 | 1344.5398 | 1344.5398 | 1344.5398 | 1344.5398 | 1344.5398 | 1344.5398 | 1344.5398
F1_Industrial_Industrial - ID_Existing_Process_Natural Gas_Process Boiler - Steam Trap Replacement_A_Technical Potential | F1 | Industrial | Industrial - ID | Existing | Process | Natural Gas | Process Boiler - Steam Trap Replacement | A | Integrated Unit Energy Savings (kWh or therms) | Technical Potential | 0 | 0 | 323099.6453 | 323099.6453 | 323099.6453 | 323099.6453 | 323099.6453 | 323099.6453 | 323099.6453 | 323099.6453 | 323099.6453 | 323099.6453 | 323099.6453 | 323099.6453 | 323099.6453 | 323099.6453 | 323099.6453 | 323099.6453 | 323099.6453 | 323099.6453 | 323099.6453 | 323099.6453 | 323099.6453 | 323099.6453 | 323099.6453 | 323099.6453 | 323099.6453
F2_Industrial_Industrial - ID_Existing_Process_Natural Gas_Process Boiler - Steam Trap Replacement_A_Technical Potential | F2 | Industrial | Industrial - ID | Existing | Process | Natural Gas | Process Boiler - Steam Trap Replacement | A | Integrated Unit Summer Peak Savings (kW) | Technical Potential | 0 | 0 | 0 | 0 | 0 | 0 | 0 | 0 | 0 | 0 | 0 | 0 | 0 | 0 | 0 | 0 | 0 | 0 | 0 | 0 | 0 | 0 | 0 | 0 | 0 | 0 | 0
F3_Industrial_Industrial - ID_Existing_Process_Natural Gas_Process Boiler - Steam Trap Replacement_A_Technical Potential | F3 | Industrial | Industrial - ID | Existing | Process | Natural Gas | Process Boiler - Steam Trap Replacement | A | Integrated Unit Winter Peak Savings (kW) | Technical Potential | 0 | 0 | 0 | 0 | 0 | 0 | 0 | 0 | 0 | 0 | 0 | 0 | 0 | 0 | 0 | 0 | 0 | 0 | 0 | 0 | 0 | 0 | 0 | 0 | 0 | 0 | 0
F4_Industrial_Industrial - ID_Existing_Process_Natural Gas_Process Boiler - Steam Trap Replacement_A_Technical Potential | F4 | Industrial | Industrial - ID | Existing | Process | Natural Gas | Process Boiler - Steam Trap Replacement | A | Incremental Energy Savings (MWh or mTherms) | Technical Potential | 0 | 0 | 0.041675 | 0.040957 | 0.04025 | 0.039556 | 0.038874 | 0.038204 | 0 | 0 | 0 | 0 | 0 | 0 | 0 | 0 | 0 | 0 | 0 | 0 | 0 | 0 | 0 | 0 | 0 | 0 | 0
F5_Industrial_Industrial - ID_Existing_Process_Natural Gas_Process Boiler - Steam Trap Replacement_A_Technical Potential | F5 | Industrial | Industrial - ID | Existing | Process | Natural Gas | Process Boiler - Steam Trap Replacement | A | Incremental Summer Peak Savings (MW) | Technical Potential | 0 | 0 | 0 | 0 | 0 | 0 | 0 | 0 | 0 | 0 | 0 | 0 | 0 | 0 | 0 | 0 | 0 | 0 | 0 | 0 | 0 | 0 | 0 | 0 | 0 | 0 | 0
F6_Industrial_Industrial - ID_Existing_Process_Natural Gas_Process Boiler - Steam Trap Replacement_A_Technical Potential | F6 | Industrial | Industrial - ID | Existing | Process | Natural Gas | Process Boiler - Steam Trap Replacement | A | Incremental Winter Peak Savings (MW) | Technical Potential | 0 | 0 | 0 | 0 | 0 | 0 | 0 | 0 | 0 | 0 | 0 | 0 | 0 | 0 | 0 | 0 | 0 | 0 | 0 | 0 | 0 | 0 | 0 | 0 | 0 | 0 | 0
F7_Industrial_Industrial - ID_Existing_Process_Natural Gas_Process Boiler - Steam Trap Replacement_A_Technical Potential | F7 | Industrial | Industrial - ID | Existing | Process | Natural Gas | Process Boiler - Steam Trap Replacement | A | Cumulative Energy Savings (MWh or mTherms) | Technical Potential | 0 | 0 | 0.041675 | 0.082632 | 0.12288 | 0.16244 | 0.20131 | 0.23952 | 0.23952 | 0.23952 | 0.23952 | 0.23952 | 0.23952 | 0.23952 | 0.23952 | 0.23952 | 0.23952 | 0.23952 | 0.23952 | 0.23952 | 0.23952 | 0.23952 | 0.23952 | 0.23952 | 0.23952 | 0.23952 | 0.23952
F8_Industrial_Industrial - ID_Existing_Process_Natural Gas_Process Boiler - Steam Trap Replacement_A_Technical Potential | F8 | Industrial | Industrial - ID | Existing | Process | Natural Gas | Process Boiler - Steam Trap Replacement | A | Cumulative Summer Peak Savings (MW) | Technical Potential | 0 | 0 | 0 | 0 | 0 | 0 | 0 | 0 | 0 | 0 | 0 | 0 | 0 | 0 | 0 | 0 | 0 | 0 | 0 | 0 | 0 | 0 | 0 | 0 | 0 | 0 | 0
F9_Industrial_Industrial - ID_Existing_Process_Natural Gas_Process Boiler - Steam Trap Replacement_A_Technical Potential | F9 | Industrial | Industrial - ID | Existing | Process | Natural Gas | Process Boiler - Steam Trap Replacement | A | Cumulative Winter Peak Savings (MW) | Technical Potential | 0 | 0 | 0 | 0 | 0 | 0 | 0 | 0 | 0 | 0 | 0 | 0 | 0 | 0 | 0 | 0 | 0 | 0 | 0 | 0 | 0 | 0 | 0 | 0 | 0 | 0 | 0
F10_Industrial_Industrial - ID_Existing_Process_Natural Gas_Process Boiler - Steam Trap Replacement_A_Technical Potential | F10 | Industrial | Industrial - ID | Existing | Process | Natural Gas | Process Boiler - Steam Trap Replacement | A | Purchases (Incremental) | Technical Potential | 0 | 0 | 0.00012899 | 0.00012676 | 0.00012458 | 0.00012243 | 0.00012032 | 0.00011824 | 0 | 0 | 0 | 0 | 0 | 0 | 0 | 0 | 0 | 0 | 0 | 0 | 0 | 0 | 0 | 0 | 0 | 0 | 0
F11_Industrial_Industrial - ID_Existing_Process_Natural Gas_Process Boiler - Steam Trap Replacement_A_Technical Potential | F11 | Industrial | Industrial - ID | Existing | Process | Natural Gas | Process Boiler - Steam Trap Replacement | A | Purchases (Cumulative) | Technical Potential | 0 | 0 | 0.00012899 | 0.00025575 | 0.00038032 | 0.00050275 | 0.00062307 | 0.00074131 | 0.00074131 | 0.00074131 | 0.00074131 | 0.00074131 | 0.00074131 | 0.00074131 | 0.00074131 | 0.00074131 | 0.00074131 | 0.00074131 | 0.00074131 | 0.00074131 | 0.00074131 | 0.00074131 | 0.00074131 | 0.00074131 | 0.00074131 | 0.00074131 | 0.00074131
F1_Industrial_Industrial - ID_Existing_Process_Natural Gas_Process Boiler - Maintenance_A_Technical Potential | F1 | Industrial | Industrial - ID | Existing | Process | Natural Gas | Process Boiler - Maintenance | A | Integrated Unit Energy Savings (kWh or therms) | Technical Potential | 0 | 0 | 4.7929 | 4.7878 | 4.7819 | 4.7754 | 4.7681 | 4.7597 | 4.7507 | 4.7413 | 4.7317 | 4.7226 | 4.7143 | 4.708 | 4.7026 | 4.6979 | 4.6936 | 4.6912 | 4.6891 | 4.687 | 4.685 | 4.6831 | 4.6811 | 4.6791 | 4.677 | 4.6749 | 4.6728
F2_Industrial_Industrial - ID_Existing_Process_Natural Gas_Process Boiler - Maintenance_A_Technical Potential | F2 | Industrial | Industrial - ID | Existing | Process | Natural Gas | Process Boiler - Maintenance | A | Integrated Unit Summer Peak Savings (kW) | Technical Potential | 0 | 0 | 0 | 0 | 0 | 0 | 0 | 0 | 0 | 0 | 0 | 0 | 0 | 0 | 0 | 0 | 0 | 0 | 0 | 0 | 0 | 0 | 0 | 0 | 0 | 0 | 0
F3_Industrial_Industrial - ID_Existing_Process_Natural Gas_Process Boiler - Maintenance_A_Technical Potential | F3 | Industrial | Industrial - ID | Existing | Process | Natural Gas | Process Boiler - Maintenance | A | Integrated Unit Winter Peak Savings (kW) | Technical Potential | 0 | 0 | 0 | 0 | 0 | 0 | 0 | 0 | 0 | 0 | 0 | 0 | 0 | 0 | 0 | 0 | 0 | 0 | 0 | 0 | 0 | 0 | 0 | 0 | 0 | 0 | 0
F4_Industrial_Industrial - ID_Existing_Process_Natural Gas_Process Boiler - Maintenance_A_Technical Potential | F4 | Industrial | Industrial - ID | Existing | Process | Natural Gas | Process Boiler - Maintenance | A | Incremental Energy Savings (MWh or mTherms) | Technical Potential | 0 | 0 | 0.39061 | 0.26878 | 0.18263 | 0 | 0 | 0 | 0 | 0 | 0 | 0 | 0 | 0 | 0 | 0 | 0 | 0 | 0 | 0 | 0 | 0 | 0 | 0 | 0 | 0 | 0
F5_Industrial_Industrial - ID_Existing_Process_Natural Gas_Process Boiler - Maintenance_A_Technical Potential | F5 | Industrial | Industrial - ID | Existing | Process | Natural Gas | Process Boiler - Maintenance | A | Incremental Summer Peak Savings (MW) | Technical Potential | 0 | 0 | 0 | 0 | 0 | 0 | 0 | 0 | 0 | 0 | 0 | 0 | 0 | 0 | 0 | 0 | 0 | 0 | 0 | 0 | 0 | 0 | 0 | 0 | 0 | 0 | 0
F6_Industrial_Industrial - ID_Existing_Process_Natural Gas_Process Boiler - Maintenance_A_Technical Potential | F6 | Industrial | Industrial - ID | Existing | Process | Natural Gas | Process Boiler - Maintenance | A | Incremental Winter Peak Savings (MW) | Technical Potential | 0 | 0 | 0 | 0 | 0 | 0 | 0 | 0 | 0 | 0 | 0 | 0 | 0 | 0 | 0 | 0 | 0 | 0 | 0 | 0 | 0 | 0 | 0 | 0 | 0 | 0 | 0
F7_Industrial_Industrial - ID_Existing_Process_Natural Gas_Process Boiler - Maintenance_A_Technical Potential | F7 | Industrial | Industrial - ID | Existing | Process | Natural Gas | Process Boiler - Maintenance | A | Cumulative Energy Savings (MWh or mTherms) | Technical Potential | 0 | 0 | 0.39061 | 0.65897 | 0.8408 | 0.83965 | 0.83836 | 0.8369 | 0.83531 | 0.83364 | 0.83197 | 0.83037 | 0.8289 | 0.8278 | 0.82684 | 0.82602 | 0.82526 | 0.82485 | 0.82447 | 0.8241 | 0.82376 | 0.82342 | 0.82307 | 0.82271 | 0.82235 | 0.82198 | 0.8216
F8_Industrial_Industrial - ID_Existing_Process_Natural Gas_Process Boiler - Maintenance_A_Technical Potential | F8 | Industrial | Industrial - ID | Existing | Process | Natural Gas | Process Boiler - Maintenance | A | Cumulative Summer Peak Savings (MW) | Technical Potential | 0 | 0 | 0 | 0 | 0 | 0 | 0 | 0 | 0 | 0 | 0 | 0 | 0 | 0 | 0 | 0 | 0 | 0 | 0 | 0 | 0 | 0 | 0 | 0 | 0 | 0 | 0
F9_Industrial_Industrial - ID_Existing_Process_Natural Gas_Process Boiler - Maintenance_A_Technical Potential | F9 | Industrial | Industrial - ID | Existing | Process | Natural Gas | Process Boiler - Maintenance | A | Cumulative Winter Peak Savings (MW) | Technical Potential | 0 | 0 | 0 | 0 | 0 | 0 | 0 | 0 | 0 | 0 | 0 | 0 | 0 | 0 | 0 | 0 | 0 | 0 | 0 | 0 | 0 | 0 | 0 | 0 | 0 | 0 | 0
F10_Industrial_Industrial - ID_Existing_Process_Natural Gas_Process Boiler - Maintenance_A_Technical Potential | F10 | Industrial | Industrial - ID | Existing | Process | Natural Gas | Process Boiler - Maintenance | A | Purchases (Incremental) | Technical Potential | 0 | 0 | 81.4971 | 56.1382 | 38.1926 | 0 | 0 | 0 | 0 | 0 | 0 | 0 | 0 | 0 | 0 | 0 | 0 | 0 | 0 | 0 | 0 | 0 | 0 | 0 | 0 | 0 | 0
F11_Industrial_Industrial - ID_Existing_Process_Natural Gas_Process Boiler - Maintenance_A_Technical Potential | F11 | Industrial | Industrial - ID | Existing | Process | Natural Gas | Process Boiler - Maintenance | A | Purchases (Cumulative) | Technical Potential | 0 | 0 | 81.4971 | 137.6353 | 175.8279 | 175.8279 | 175.8279 | 175.8279 | 175.8279 | 175.8279 | 175.8279 | 175.8279 | 175.8279 | 175.8279 | 175.8279 | 175.8279 | 175.8279 | 175.8279 | 175.8279 | 175.8279 | 175.8279 | 175.8279 | 175.8279 | 175.8279 | 175.8279 | 175.8279 | 175.8279
F1_Industrial_Industrial - ID_Existing_Process_Natural Gas_Process - Heat Recovery_A_Technical Potential | F1 | Industrial | Industrial - ID | Existing | Process | Natural Gas | Process - Heat Recovery | A | Integrated Unit Energy Savings (kWh or therms) | Technical Potential | 0 | 0 | 0.71538 | 0.71405 | 0.71265 | 0.7112 | 0.70962 | 0.70794 | 0.70623 | 0.7045 | 0.70282 | 0.70123 | 0.69979 | 0.69867 | 0.69771 | 0.69686 | 0.69609 | 0.69565 | 0.69524 | 0.69483 | 0.69446 | 0.69407 | 0.69368 | 0.69328 | 0.69288 | 0.69246 | 0.69205
F2_Industrial_Industrial - ID_Existing_Process_Natural Gas_Process - Heat Recovery_A_Technical Potential | F2 | Industrial | Industrial - ID | Existing | Process | Natural Gas | Process - Heat Recovery | A | Integrated Unit Summer Peak Savings (kW) | Technical Potential | 0 | 0 | 0 | 0 | 0 | 0 | 0 | 0 | 0 | 0 | 0 | 0 | 0 | 0 | 0 | 0 | 0 | 0 | 0 | 0 | 0 | 0 | 0 | 0 | 0 | 0 | 0
F3_Industrial_Industrial - ID_Existing_Process_Natural Gas_Process - Heat Recovery_A_Technical Potential | F3 | Industrial | Industrial - ID | Existing | Process | Natural Gas | Process - Heat Recovery | A | Integrated Unit Winter Peak Savings (kW) | Technical Potential | 0 | 0 | 0 | 0 | 0 | 0 | 0 | 0 | 0 | 0 | 0 | 0 | 0 | 0 | 0 | 0 | 0 | 0 | 0 | 0 | 0 | 0 | 0 | 0 | 0 | 0 | 0
F4_Industrial_Industrial - ID_Existing_Process_Natural Gas_Process - Heat Recovery_A_Technical Potential | F4 | Industrial | Industrial - ID | Existing | Process | Natural Gas | Process - Heat Recovery | A | Incremental Energy Savings (MWh or mTherms) | Technical Potential | 0 | 0 | 13.3432 | 13.0888 | 12.8378 | 12.5908 | 12.3463 | 12.1047 | 11.8672 | 11.6341 | 11.4062 | 11.1843 | 10.9688 | 10.7625 | 10.5623 | 10.3676 | 10.1775 | 9.9958 | 9.8176 | 9.6428 | 9.4713 | 9.3029 | 0 | 0 | 0 | 0 | 0
F5_Industrial_Industrial - ID_Existing_Process_Natural Gas_Process - Heat Recovery_A_Technical Potential | F5 | Industrial | Industrial - ID | Existing | Process | Natural Gas | Process - Heat Recovery | A | Incremental Summer Peak Savings (MW) | Technical Potential | 0 | 0 | 0 | 0 | 0 | 0 | 0 | 0 | 0 | 0 | 0 | 0 | 0 | 0 | 0 | 0 | 0 | 0 | 0 | 0 | 0 | 0 | 0 | 0 | 0 | 0 | 0
F6_Industrial_Industrial - ID_Existing_Process_Natural Gas_Process - Heat Recovery_A_Technical Potential | F6 | Industrial | Industrial - ID | Existing | Process | Natural Gas | Process - Heat Recovery | A | Incremental Winter Peak Savings (MW) | Technical Potential | 0 | 0 | 0 | 0 | 0 | 0 | 0 | 0 | 0 | 0 | 0 | 0 | 0 | 0 | 0 | 0 | 0 | 0 | 0 | 0 | 0 | 0 | 0 | 0 | 0 | 0 | 0
F7_Industrial_Industrial - ID_Existing_Process_Natural Gas_Process - Heat Recovery_A_Technical Potential | F7 | Industrial | Industrial - ID | Existing | Process | Natural Gas | Process - Heat Recovery | A | Cumulative Energy Savings (MWh or mTherms) | Technical Potential | 0 | 0 | 13.3432 | 26.4073 | 39.1931 | 51.7042 | 63.9361 | 75.8891 | 87.5727 | 98.993 | 110.1629 | 121.0987 | 131.8179 | 142.3705 | 152.7359 | 162.9177 | 172.9145 | 182.8017 | 192.5106 | 202.0422 | 211.4036 | 220.5893 | 220.465 | 220.3385 | 220.2098 | 220.079 | 219.9459
F8_Industrial_Industrial - ID_Existing_Process_Natural Gas_Process - Heat Recovery_A_Technical Potential | F8 | Industrial | Industrial - ID | Existing | Process | Natural Gas | Process - Heat Recovery | A | Cumulative Summer Peak Savings (MW) | Technical Potential | 0 | 0 | 0 | 0 | 0 | 0 | 0 | 0 | 0 | 0 | 0 | 0 | 0 | 0 | 0 | 0 | 0 | 0 | 0 | 0 | 0 | 0 | 0 | 0 | 0 | 0 | 0
F9_Industrial_Industrial - ID_Existing_Process_Natural Gas_Process - Heat Recovery_A_Technical Potential | F9 | Industrial | Industrial - ID | Existing | Process | Natural Gas | Process - Heat Recovery | A | Cumulative Winter Peak Savings (MW) | Technical Potential | 0 | 0 | 0 | 0 | 0 | 0 | 0 | 0 | 0 | 0 | 0 | 0 | 0 | 0 | 0 | 0 | 0 | 0 | 0 | 0 | 0 | 0 | 0 | 0 | 0 | 0 | 0
F10_Industrial_Industrial - ID_Existing_Process_Natural Gas_Process - Heat Recovery_A_Technical Potential | F10 | Industrial | Industrial - ID | Existing | Process | Natural Gas | Process - Heat Recovery | A | Purchases (Incremental) | Technical Potential | 0 | 0 | 18651.9336 | 18330.3485 | 18014.308 | 17703.7165 | 17398.48 | 17098.5062 | 16803.7044 | 16513.9853 | 16229.2615 | 15949.4466 | 15674.4561 | 15404.2069 | 15138.6171 | 14877.6065 | 14621.096 | 14369.0082 | 14121.2666 | 13877.7965 | 13638.5242 | 13403.3772 | 0 | 0 | 0 | 0 | 0
F11_Industrial_Industrial - ID_Existing_Process_Natural Gas_Process - Heat Recovery_A_Technical Potential | F11 | Industrial | Industrial - ID | Existing | Process | Natural Gas | Process - Heat Recovery | A | Purchases (Cumulative) | Technical Potential | 0 | 0 | 18651.9336 | 36982.2821 | 54996.5901 | 72700.3066 | 90098.7866 | 107197.2928 | 124000.9971 | 140514.9825 | 156744.2439 | 172693.6905 | 188368.1467 | 203772.3536 | 218910.9707 | 233788.5772 | 248409.6732 | 262778.6814 | 276899.948 | 290777.7445 | 304416.2687 | 317819.6459 | 317819.6459 | 317819.6459 | 317819.6459 | 317819.6459 | 317819.6459
F1_Industrial_Industrial - ID_Existing_Space Heating_Natural Gas_Strategic Energy Management_A_Technical Potential | F1 | Industrial | Industrial - ID | Existing | Space Heating | Natural Gas | Strategic Energy Management | A | Integrated Unit Energy Savings (kWh or therms) | Technical Potential | 0 | 0 | 0.033496 | 0.032935 | 0.032343 | 0.03173 | 0.03109 | 0.030479 | 0.029844 | 0.029185 | 0.028503 | 0.027804 | 0.027099 | 0.026399 | 0.025706 | 0.02503 | 0.024378 | 0.023827 | 0.023303 | 0.022809 | 0.022336 | 0.021881 | 0.021471 | 0.021063 | 0.020656 | 0.020256 | 0.019857
F2_Industrial_Industrial - ID_Existing_Space Heating_Natural Gas_Strategic Energy Management_A_Technical Potential | F2 | Industrial | Industrial - ID | Existing | Space Heating | Natural Gas | Strategic Energy Management | A | Integrated Unit Summer Peak Savings (kW) | Technical Potential | 0 | 0 | 0 | 0 | 0 | 0 | 0 | 0 | 0 | 0 | 0 | 0 | 0 | 0 | 0 | 0 | 0 | 0 | 0 | 0 | 0 | 0 | 0 | 0 | 0 | 0 | 0
F3_Industrial_Industrial - ID_Existing_Space Heating_Natural Gas_Strategic Energy Management_A_Technical Potential | F3 | Industrial | Industrial - ID | Existing | Space Heating | Natural Gas | Strategic Energy Management | A | Integrated Unit Winter Peak Savings (kW) | Technical Potential | 0 | 0 | 0 | 0 | 0 | 0 | 0 | 0 | 0 | 0 | 0 | 0 | 0 | 0 | 0 | 0 | 0 | 0 | 0 | 0 | 0 | 0 | 0 | 0 | 0 | 0 | 0
F4_Industrial_Industrial - ID_Existing_Space Heating_Natural Gas_Strategic Energy Management_A_Technical Potential | F4 | Industrial | Industrial - ID | Existing | Space Heating | Natural Gas | Strategic Energy Management | A | Incremental Energy Savings (MWh or mTherms) | Technical Potential | 0 | 0 | 0 | 0 | 0 | 0 | 0 | 0 | 0 | 0 | 0 | 0 | 0 | 0 | 0 | 0 | 0 | 0 | 0 | 0 | 0 | 0 | 0 | 0 | 0 | 0 | 0
F5_Industrial_Industrial - ID_Existing_Space Heating_Natural Gas_Strategic Energy Management_A_Technical Potential | F5 | Industrial | Industrial - ID | Existing | Space Heating | Natural Gas | Strategic Energy Management | A | Incremental Summer Peak Savings (MW) | Technical Potential | 0 | 0 | 0 | 0 | 0 | 0 | 0 | 0 | 0 | 0 | 0 | 0 | 0 | 0 | 0 | 0 | 0 | 0 | 0 | 0 | 0 | 0 | 0 | 0 | 0 | 0 | 0
F6_Industrial_Industrial - ID_Existing_Space Heating_Natural Gas_Strategic Energy Management_A_Technical Potential | F6 | Industrial | Industrial - ID | Existing | Space Heating | Natural Gas | Strategic Energy Management | A | Incremental Winter Peak Savings (MW) | Technical Potential | 0 | 0 | 0 | 0 | 0 | 0 | 0 | 0 | 0 | 0 | 0 | 0 | 0 | 0 | 0 | 0 | 0 | 0 | 0 | 0 | 0 | 0 | 0 | 0 | 0 | 0 | 0
F7_Industrial_Industrial - ID_Existing_Space Heating_Natural Gas_Strategic Energy Management_A_Technical Potential | F7 | Industrial | Industrial - ID | Existing | Space Heating | Natural Gas | Strategic Energy Management | A | Cumulative Energy Savings (MWh or mTherms) | Technical Potential | 0 | 0 | 0 | 0 | 0 | 0 | 0 | 0 | 0 | 0 | 0 | 0 | 0 | 0 | 0 | 0 | 0 | 0 | 0 | 0 | 0 | 0 | 0 | 0 | 0 | 0 | 0
F8_Industrial_Industrial - ID_Existing_Space Heating_Natural Gas_Strategic Energy Management_A_Technical Potential | F8 | Industrial | Industrial - ID | Existing | Space Heating | Natural Gas | Strategic Energy Management | A | Cumulative Summer Peak Savings (MW) | Technical Potential | 0 | 0 | 0 | 0 | 0 | 0 | 0 | 0 | 0 | 0 | 0 | 0 | 0 | 0 | 0 | 0 | 0 | 0 | 0 | 0 | 0 | 0 | 0 | 0 | 0 | 0 | 0
F9_Industrial_Industrial - ID_Existing_Space Heating_Natural Gas_Strategic Energy Management_A_Technical Potential | F9 | Industrial | Industrial - ID | Existing | Space Heating | Natural Gas | Strategic Energy Management | A | Cumulative Winter Peak Savings (MW) | Technical Potential | 0 | 0 | 0 | 0 | 0 | 0 | 0 | 0 | 0 | 0 | 0 | 0 | 0 | 0 | 0 | 0 | 0 | 0 | 0 | 0 | 0 | 0 | 0 | 0 | 0 | 0 | 0
F10_Industrial_Industrial - ID_Existing_Space Heating_Natural Gas_Strategic Energy Management_A_Technical Potential | F10 | Industrial | Industrial - ID | Existing | Space Heating | Natural Gas | Strategic Energy Management | A | Purchases (Incremental) | Technical Potential | 0 | 0 | 0 | 0 | 0 | 0 | 0 | 0 | 0 | 0 | 0 | 0 | 0 | 0 | 0 | 0 | 0 | 0 | 0 | 0 | 0 | 0 | 0 | 0 | 0 | 0 | 0
F11_Industrial_Industrial - ID_Existing_Space Heating_Natural Gas_Strategic Energy Management_A_Technical Potential | F11 | Industrial | Industrial - ID | Existing | Space Heating | Natural Gas | Strategic Energy Management | A | Purchases (Cumulative) | Technical Potential | 0 | 0 | 0 | 0 | 0 | 0 | 0 | 0 | 0 | 0 | 0 | 0 | 0 | 0 | 0 | 0 | 0 | 0 | 0 | 0 | 0 | 0 | 0 | 0 | 0 | 0 | 0
F1_Industrial_Industrial - ID_Existing_Process_Natural Gas_Strategic Energy Management_A_Technical Potential | F1 | Industrial | Industrial - ID | Existing | Process | Natural Gas | Strategic Energy Management | A | Integrated Unit Energy Savings (kWh or therms) | Technical Potential | 0 | 0 | 0.11573 | 0.11472 | 0.11368 | 0.11263 | 0.11154 | 0.11043 | 0.1093 | 0.10816 | 0.10701 | 0.10587 | 0.10473 | 0.10364 | 0.10255 | 0.10146 | 0.10038 | 0.09932 | 0.098251 | 0.097167 | 0.09607 | 0.094955 | 0.094584 | 0.094208 | 0.093824 | 0.093435 | 0.093039
F2_Industrial_Industrial - ID_Existing_Process_Natural Gas_Strategic Energy Management_A_Technical Potential | F2 | Industrial | Industrial - ID | Existing | Process | Natural Gas | Strategic Energy Management | A | Integrated Unit Summer Peak Savings (kW) | Technical Potential | 0 | 0 | 0 | 0 | 0 | 0 | 0 | 0 | 0 | 0 | 0 | 0 | 0 | 0 | 0 | 0 | 0 | 0 | 0 | 0 | 0 | 0 | 0 | 0 | 0 | 0 | 0
F3_Industrial_Industrial - ID_Existing_Process_Natural Gas_Strategic Energy Management_A_Technical Potential | F3 | Industrial | Industrial - ID | Existing | Process | Natural Gas | Strategic Energy Management | A | Integrated Unit Winter Peak Savings (kW) | Technical Potential | 0 | 0 | 0 | 0 | 0 | 0 | 0 | 0 | 0 | 0 | 0 | 0 | 0 | 0 | 0 | 0 | 0 | 0 | 0 | 0 | 0 | 0 | 0 | 0 | 0 | 0 | 0
F4_Industrial_Industrial - ID_Existing_Process_Natural Gas_Strategic Energy Management_A_Technical Potential | F4 | Industrial | Industrial - ID | Existing | Process | Natural Gas | Strategic Energy Management | A | Incremental Energy Savings (MWh or mTherms) | Technical Potential | 0 | 0 | 0 | 0 | 0 | 0 | 0 | 0 | 0 | 0 | 0 | 0 | 0 | 0 | 0 | 0 | 0 | 0 | 0 | 0 | 0 | 0 | 0 | 0 | 0 | 0 | 0
F5_Industrial_Industrial - ID_Existing_Process_Natural Gas_Strategic Energy Management_A_Technical Potential | F5 | Industrial | Industrial - ID | Existing | Process | Natural Gas | Strategic Energy Management | A | Incremental Summer Peak Savings (MW) | Technical Potential | 0 | 0 | 0 | 0 | 0 | 0 | 0 | 0 | 0 | 0 | 0 | 0 | 0 | 0 | 0 | 0 | 0 | 0 | 0 | 0 | 0 | 0 | 0 | 0 | 0 | 0 | 0
F6_Industrial_Industrial - ID_Existing_Process_Natural Gas_Strategic Energy Management_A_Technical Potential | F6 | Industrial | Industrial - ID | Existing | Process | Natural Gas | Strategic Energy Management | A | Incremental Winter Peak Savings (MW) | Technical Potential | 0 | 0 | 0 | 0 | 0 | 0 | 0 | 0 | 0 | 0 | 0 | 0 | 0 | 0 | 0 | 0 | 0 | 0 | 0 | 0 | 0 | 0 | 0 | 0 | 0 | 0 | 0
F7_Industrial_Industrial - ID_Existing_Process_Natural Gas_Strategic Energy Management_A_Technical Potential | F7 | Industrial | Industrial - ID | Existing | Process | Natural Gas | Strategic Energy Management | A | Cumulative Energy Savings (MWh or mTherms) | Technical Potential | 0 | 0 | 0 | 0 | 0 | 0 | 0 | 0 | 0 | 0 | 0 | 0 | 0 | 0 | 0 | 0 | 0 | 0 | 0 | 0 | 0 | 0 | 0 | 0 | 0 | 0 | 0
F8_Industrial_Industrial - ID_Existing_Process_Natural Gas_Strategic Energy Management_A_Technical Potential | F8 | Industrial | Industrial - ID | Existing | Process | Natural Gas | Strategic Energy Management | A | Cumulative Summer Peak Savings (MW) | Technical Potential | 0 | 0 | 0 | 0 | 0 | 0 | 0 | 0 | 0 | 0 | 0 | 0 | 0 | 0 | 0 | 0 | 0 | 0 | 0 | 0 | 0 | 0 | 0 | 0 | 0 | 0 | 0
F9_Industrial_Industrial - ID_Existing_Process_Natural Gas_Strategic Energy Management_A_Technical Potential | F9 | Industrial | Industrial - ID | Existing | Process | Natural Gas | Strategic Energy Management | A | Cumulative Winter Peak Savings (MW) | Technical Potential | 0 | 0 | 0 | 0 | 0 | 0 | 0 | 0 | 0 | 0 | 0 | 0 | 0 | 0 | 0 | 0 | 0 | 0 | 0 | 0 | 0 | 0 | 0 | 0 | 0 | 0 | 0
F10_Industrial_Industrial - ID_Existing_Process_Natural Gas_Strategic Energy Management_A_Technical Potential | F10 | Industrial | Industrial - ID | Existing | Process | Natural Gas | Strategic Energy Management | A | Purchases (Incremental) | Technical Potential | 0 | 0 | 0 | 0 | 0 | 0 | 0 | 0 | 0 | 0 | 0 | 0 | 0 | 0 | 0 | 0 | 0 | 0 | 0 | 0 | 0 | 0 | 0 | 0 | 0 | 0 | 0
F11_Industrial_Industrial - ID_Existing_Process_Natural Gas_Strategic Energy Management_A_Technical Potential | F11 | Industrial | Industrial - ID | Existing | Process | Natural Gas | Strategic Energy Management | A | Purchases (Cumulative) | Technical Potential | 0 | 0 | 0 | 0 | 0 | 0 | 0 | 0 | 0 | 0 | 0 | 0 | 0 | 0 | 0 | 0 | 0 | 0 | 0 | 0 | 0 | 0 | 0 | 0 | 0 | 0 | 0
F1_Industrial_Industrial - ID_Existing_Miscellaneous_Natural Gas_Strategic Energy Management_A_Technical Potential | F1 | Industrial | Industrial - ID | Existing | Miscellaneous | Natural Gas | Strategic Energy Management | A | Integrated Unit Energy Savings (kWh or therms) | Technical Potential | 0 | 0 | 0.025488 | 0.025488 | 0.025488 | 0.025488 | 0.025488 | 0.025488 | 0.025488 | 0.025488 | 0.025488 | 0.025488 | 0.025488 | 0.025488 | 0.025488 | 0.025488 | 0.025488 | 0.025488 | 0.025488 | 0.025488 | 0.025488 | 0.025488 | 0.025488 | 0.025488 | 0.025488 | 0.025488 | 0.025488
F2_Industrial_Industrial - ID_Existing_Miscellaneous_Natural Gas_Strategic Energy Management_A_Technical Potential | F2 | Industrial | Industrial - ID | Existing | Miscellaneous | Natural Gas | Strategic Energy Management | A | Integrated Unit Summer Peak Savings (kW) | Technical Potential | 0 | 0 | 0 | 0 | 0 | 0 | 0 | 0 | 0 | 0 | 0 | 0 | 0 | 0 | 0 | 0 | 0 | 0 | 0 | 0 | 0 | 0 | 0 | 0 | 0 | 0 | 0
F3_Industrial_Industrial - ID_Existing_Miscellaneous_Natural Gas_Strategic Energy Management_A_Technical Potential | F3 | Industrial | Industrial - ID | Existing | Miscellaneous | Natural Gas | Strategic Energy Management | A | Integrated Unit Winter Peak Savings (kW) | Technical Potential | 0 | 0 | 0 | 0 | 0 | 0 | 0 | 0 | 0 | 0 | 0 | 0 | 0 | 0 | 0 | 0 | 0 | 0 | 0 | 0 | 0 | 0 | 0 | 0 | 0 | 0 | 0
F4_Industrial_Industrial - ID_Existing_Miscellaneous_Natural Gas_Strategic Energy Management_A_Technical Potential | F4 | Industrial | Industrial - ID | Existing | Miscellaneous | Natural Gas | Strategic Energy Management | A | Incremental Energy Savings (MWh or mTherms) | Technical Potential | 0 | 0 | 0 | 0 | 0 | 0 | 0 | 0 | 0 | 0 | 0 | 0 | 0 | 0 | 0 | 0 | 0 | 0 | 0 | 0 | 0 | 0 | 0 | 0 | 0 | 0 | 0
F5_Industrial_Industrial - ID_Existing_Miscellaneous_Natural Gas_Strategic Energy Management_A_Technical Potential | F5 | Industrial | Industrial - ID | Existing | Miscellaneous | Natural Gas | Strategic Energy Management | A | Incremental Summer Peak Savings (MW) | Technical Potential | 0 | 0 | 0 | 0 | 0 | 0 | 0 | 0 | 0 | 0 | 0 | 0 | 0 | 0 | 0 | 0 | 0 | 0 | 0 | 0 | 0 | 0 | 0 | 0 | 0 | 0 | 0
F6_Industrial_Industrial - ID_Existing_Miscellaneous_Natural Gas_Strategic Energy Management_A_Technical Potential | F6 | Industrial | Industrial - ID | Existing | Miscellaneous | Natural Gas | Strategic Energy Management | A | Incremental Winter Peak Savings (MW) | Technical Potential | 0 | 0 | 0 | 0 | 0 | 0 | 0 | 0 | 0 | 0 | 0 | 0 | 0 | 0 | 0 | 0 | 0 | 0 | 0 | 0 | 0 | 0 | 0 | 0 | 0 | 0 | 0
F7_Industrial_Industrial - ID_Existing_Miscellaneous_Natural Gas_Strategic Energy Management_A_Technical Potential | F7 | Industrial | Industrial - ID | Existing | Miscellaneous | Natural Gas | Strategic Energy Management | A | Cumulative Energy Savings (MWh or mTherms) | Technical Potential | 0 | 0 | 0 | 0 | 0 | 0 | 0 | 0 | 0 | 0 | 0 | 0 | 0 | 0 | 0 | 0 | 0 | 0 | 0 | 0 | 0 | 0 | 0 | 0 | 0 | 0 | 0
F8_Industrial_Industrial - ID_Existing_Miscellaneous_Natural Gas_Strategic Energy Management_A_Technical Potential | F8 | Industrial | Industrial - ID | Existing | Miscellaneous | Natural Gas | Strategic Energy Management | A | Cumulative Summer Peak Savings (MW) | Technical Potential | 0 | 0 | 0 | 0 | 0 | 0 | 0 | 0 | 0 | 0 | 0 | 0 | 0 | 0 | 0 | 0 | 0 | 0 | 0 | 0 | 0 | 0 | 0 | 0 | 0 | 0 | 0
F9_Industrial_Industrial - ID_Existing_Miscellaneous_Natural Gas_Strategic Energy Management_A_Technical Potential | F9 | Industrial | Industrial - ID | Existing | Miscellaneous | Natural Gas | Strategic Energy Management | A | Cumulative Winter Peak Savings (MW) | Technical Potential | 0 | 0 | 0 | 0 | 0 | 0 | 0 | 0 | 0 | 0 | 0 | 0 | 0 | 0 | 0 | 0 | 0 | 0 | 0 | 0 | 0 | 0 | 0 | 0 | 0 | 0 | 0
F10_Industrial_Industrial - ID_Existing_Miscellaneous_Natural Gas_Strategic Energy Management_A_Technical Potential | F10 | Industrial | Industrial - ID | Existing | Miscellaneous | Natural Gas | Strategic Energy Management | A | Purchases (Incremental) | Technical Potential | 0 | 0 | 0 | 0 | 0 | 0 | 0 | 0 | 0 | 0 | 0 | 0 | 0 | 0 | 0 | 0 | 0 | 0 | 0 | 0 | 0 | 0 | 0 | 0 | 0 | 0 | 0
F11_Industrial_Industrial - ID_Existing_Miscellaneous_Natural Gas_Strategic Energy Management_A_Technical Potential | F11 | Industrial | Industrial - ID | Existing | Miscellaneous | Natural Gas | Strategic Energy Management | A | Purchases (Cumulative) | Technical Potential | 0 | 0 | 0 | 0 | 0 | 0 | 0 | 0 | 0 | 0 | 0 | 0 | 0 | 0 | 0 | 0 | 0 | 0 | 0 | 0 | 0 | 0 | 0 | 0 | 0 | 0 | 0
F1_Industrial_Industrial - ID_Existing_Space Heating_Natural Gas_Retrocommissioning_A_Technical Potential | F1 | Industrial | Industrial - ID | Existing | Space Heating | Natural Gas | Retrocommissioning | A | Integrated Unit Energy Savings (kWh or therms) | Technical Potential | 0 | 0 | 0.041131 | 0.040441 | 0.039714 | 0.038962 | 0.038175 | 0.037424 | 0.036645 | 0.035835 | 0.034997 | 0.034139 | 0.033273 | 0.032412 | 0.031561 | 0.030731 | 0.02993 | 0.029253 | 0.02861 | 0.028002 | 0.027422 | 0.026863 | 0.026359 | 0.025858 | 0.025359 | 0.024867 | 0.024378
F2_Industrial_Industrial - ID_Existing_Space Heating_Natural Gas_Retrocommissioning_A_Technical Potential | F2 | Industrial | Industrial - ID | Existing | Space Heating | Natural Gas | Retrocommissioning | A | Integrated Unit Summer Peak Savings (kW) | Technical Potential | 0 | 0 | 0 | 0 | 0 | 0 | 0 | 0 | 0 | 0 | 0 | 0 | 0 | 0 | 0 | 0 | 0 | 0 | 0 | 0 | 0 | 0 | 0 | 0 | 0 | 0 | 0
F3_Industrial_Industrial - ID_Existing_Space Heating_Natural Gas_Retrocommissioning_A_Technical Potential | F3 | Industrial | Industrial - ID | Existing | Space Heating | Natural Gas | Retrocommissioning | A | Integrated Unit Winter Peak Savings (kW) | Technical Potential | 0 | 0 | 0 | 0 | 0 | 0 | 0 | 0 | 0 | 0 | 0 | 0 | 0 | 0 | 0 | 0 | 0 | 0 | 0 | 0 | 0 | 0 | 0 | 0 | 0 | 0 | 0
F4_Industrial_Industrial - ID_Existing_Space Heating_Natural Gas_Retrocommissioning_A_Technical Potential | F4 | Industrial | Industrial - ID | Existing | Space Heating | Natural Gas | Retrocommissioning | A | Incremental Energy Savings (MWh or mTherms) | Technical Potential | 0 | 0 | 0.073307 | 0.086975 | 0.10272 | 0.04552 | 0.044164 | 0.045427 | 0.04201 | 0.028873 | 0.00032127 | 0 | 0 | 0 | 0 | 0 | 0 | 0 | 0 | 0 | 0 | 0 | 0 | 0 | 0 | 0 | 0
F5_Industrial_Industrial - ID_Existing_Space Heating_Natural Gas_Retrocommissioning_A_Technical Potential | F5 | Industrial | Industrial - ID | Existing | Space Heating | Natural Gas | Retrocommissioning | A | Incremental Summer Peak Savings (MW) | Technical Potential | 0 | 0 | 0 | 0 | 0 | 0 | 0 | 0 | 0 | 0 | 0 | 0 | 0 | 0 | 0 | 0 | 0 | 0 | 0 | 0 | 0 | 0 | 0 | 0 | 0 | 0 | 0
F6_Industrial_Industrial - ID_Existing_Space Heating_Natural Gas_Retrocommissioning_A_Technical Potential | F6 | Industrial | Industrial - ID | Existing | Space Heating | Natural Gas | Retrocommissioning | A | Incremental Winter Peak Savings (MW) | Technical Potential | 0 | 0 | 0 | 0 | 0 | 0 | 0 | 0 | 0 | 0 | 0 | 0 | 0 | 0 | 0 | 0 | 0 | 0 | 0 | 0 | 0 | 0 | 0 | 0 | 0 | 0 | 0
F7_Industrial_Industrial - ID_Existing_Space Heating_Natural Gas_Retrocommissioning_A_Technical Potential | F7 | Industrial | Industrial - ID | Existing | Space Heating | Natural Gas | Retrocommissioning | A | Cumulative Energy Savings (MWh or mTherms) | Technical Potential | 0 | 0 | 0.073307 | 0.15905 | 0.25891 | 0.29952 | 0.33764 | 0.37643 | 0.4106 | 0.4304 | 0.42066 | 0.41034 | 0.39993 | 0.38959 | 0.37936 | 0.36937 | 0.35975 | 0.35161 | 0.34388 | 0.33658 | 0.32961 | 0.32289 | 0.31683 | 0.31081 | 0.30481 | 0.2989 | 0.29302
F8_Industrial_Industrial - ID_Existing_Space Heating_Natural Gas_Retrocommissioning_A_Technical Potential | F8 | Industrial | Industrial - ID | Existing | Space Heating | Natural Gas | Retrocommissioning | A | Cumulative Summer Peak Savings (MW) | Technical Potential | 0 | 0 | 0 | 0 | 0 | 0 | 0 | 0 | 0 | 0 | 0 | 0 | 0 | 0 | 0 | 0 | 0 | 0 | 0 | 0 | 0 | 0 | 0 | 0 | 0 | 0 | 0
F9_Industrial_Industrial - ID_Existing_Space Heating_Natural Gas_Retrocommissioning_A_Technical Potential | F9 | Industrial | Industrial - ID | Existing | Space Heating | Natural Gas | Retrocommissioning | A | Cumulative Winter Peak Savings (MW) | Technical Potential | 0 | 0 | 0 | 0 | 0 | 0 | 0 | 0 | 0 | 0 | 0 | 0 | 0 | 0 | 0 | 0 | 0 | 0 | 0 | 0 | 0 | 0 | 0 | 0 | 0 | 0 | 0
F10_Industrial_Industrial - ID_Existing_Space Heating_Natural Gas_Retrocommissioning_A_Technical Potential | F10 | Industrial | Industrial - ID | Existing | Space Heating | Natural Gas | Retrocommissioning | A | Purchases (Incremental) | Technical Potential | 0 | 0 | 1782.2959 | 2150.6445 | 2586.3843 | 1168.3235 | 1156.8838 | 1213.8432 | 1146.4114 | 805.7159 | 9.1798 | 0 | 0 | 0 | 0 | 0 | 0 | 0 | 0 | 0 | 0 | 0 | 0 | 0 | 0 | 0 | 0
F11_Industrial_Industrial - ID_Existing_Space Heating_Natural Gas_Retrocommissioning_A_Technical Potential | F11 | Industrial | Industrial - ID | Existing | Space Heating | Natural Gas | Retrocommissioning | A | Purchases (Cumulative) | Technical Potential | 0 | 0 | 1782.2959 | 3932.9404 | 6519.3247 | 7687.6482 | 8844.532 | 10058.3752 | 11204.7866 | 12010.5025 | 12019.6823 | 12019.6823 | 12019.6823 | 12019.6823 | 12019.6823 | 12019.6823 | 12019.6823 | 12019.6823 | 12019.6823 | 12019.6823 | 12019.6823 | 12019.6823 | 12019.6823 | 12019.6823 | 12019.6823 | 12019.6823 | 12019.6823
F1_Industrial_Industrial - ID_Existing_Process_Natural Gas_Retrocommissioning_A_Technical Potential | F1 | Industrial | Industrial - ID | Existing | Process | Natural Gas | Retrocommissioning | A | Integrated Unit Energy Savings (kWh or therms) | Technical Potential | 0 | 0 | 0 | 0 | 0 | 0 | 0 | 0 | 0 | 0 | 0 | 0 | 0 | 0 | 0 | 0 | 0 | 0 | 0 | 0 | 0 | 0 | 0 | 0 | 0 | 0 | 0
F2_Industrial_Industrial - ID_Existing_Process_Natural Gas_Retrocommissioning_A_Technical Potential | F2 | Industrial | Industrial - ID | Existing | Process | Natural Gas | Retrocommissioning | A | Integrated Unit Summer Peak Savings (kW) | Technical Potential | 0 | 0 | 0 | 0 | 0 | 0 | 0 | 0 | 0 | 0 | 0 | 0 | 0 | 0 | 0 | 0 | 0 | 0 | 0 | 0 | 0 | 0 | 0 | 0 | 0 | 0 | 0
F3_Industrial_Industrial - ID_Existing_Process_Natural Gas_Retrocommissioning_A_Technical Potential | F3 | Industrial | Industrial - ID | Existing | Process | Natural Gas | Retrocommissioning | A | Integrated Unit Winter Peak Savings (kW) | Technical Potential | 0 | 0 | 0 | 0 | 0 | 0 | 0 | 0 | 0 | 0 | 0 | 0 | 0 | 0 | 0 | 0 | 0 | 0 | 0 | 0 | 0 | 0 | 0 | 0 | 0 | 0 | 0
F4_Industrial_Industrial - ID_Existing_Process_Natural Gas_Retrocommissioning_A_Technical Potential | F4 | Industrial | Industrial - ID | Existing | Process | Natural Gas | Retrocommissioning | A | Incremental Energy Savings (MWh or mTherms) | Technical Potential | 0 | 0 | 0 | 0 | 0 | 0 | 0 | 0 | 0 | 0 | 0 | 0 | 0 | 0 | 0 | 0 | 0 | 0 | 0 | 0 | 0 | 0 | 0 | 0 | 0 | 0 | 0
F5_Industrial_Industrial - ID_Existing_Process_Natural Gas_Retrocommissioning_A_Technical Potential | F5 | Industrial | Industrial - ID | Existing | Process | Natural Gas | Retrocommissioning | A | Incremental Summer Peak Savings (MW) | Technical Potential | 0 | 0 | 0 | 0 | 0 | 0 | 0 | 0 | 0 | 0 | 0 | 0 | 0 | 0 | 0 | 0 | 0 | 0 | 0 | 0 | 0 | 0 | 0 | 0 | 0 | 0 | 0
F6_Industrial_Industrial - ID_Existing_Process_Natural Gas_Retrocommissioning_A_Technical Potential | F6 | Industrial | Industrial - ID | Existing | Process | Natural Gas | Retrocommissioning | A | Incremental Winter Peak Savings (MW) | Technical Potential | 0 | 0 | 0 | 0 | 0 | 0 | 0 | 0 | 0 | 0 | 0 | 0 | 0 | 0 | 0 | 0 | 0 | 0 | 0 | 0 | 0 | 0 | 0 | 0 | 0 | 0 | 0
F7_Industrial_Industrial - ID_Existing_Process_Natural Gas_Retrocommissioning_A_Technical Potential | F7 | Industrial | Industrial - ID | Existing | Process | Natural Gas | Retrocommissioning | A | Cumulative Energy Savings (MWh or mTherms) | Technical Potential | 0 | 0 | 0 | 0 | 0 | 0 | 0 | 0 | 0 | 0 | 0 | 0 | 0 | 0 | 0 | 0 | 0 | 0 | 0 | 0 | 0 | 0 | 0 | 0 | 0 | 0 | 0
F8_Industrial_Industrial - ID_Existing_Process_Natural Gas_Retrocommissioning_A_Technical Potential | F8 | Industrial | Industrial - ID | Existing | Process | Natural Gas | Retrocommissioning | A | Cumulative Summer Peak Savings (MW) | Technical Potential | 0 | 0 | 0 | 0 | 0 | 0 | 0 | 0 | 0 | 0 | 0 | 0 | 0 | 0 | 0 | 0 | 0 | 0 | 0 | 0 | 0 | 0 | 0 | 0 | 0 | 0 | 0
F9_Industrial_Industrial - ID_Existing_Process_Natural Gas_Retrocommissioning_A_Technical Potential | F9 | Industrial | Industrial - ID | Existing | Process | Natural Gas | Retrocommissioning | A | Cumulative Winter Peak Savings (MW) | Technical Potential | 0 | 0 | 0 | 0 | 0 | 0 | 0 | 0 | 0 | 0 | 0 | 0 | 0 | 0 | 0 | 0 | 0 | 0 | 0 | 0 | 0 | 0 | 0 | 0 | 0 | 0 | 0
F10_Industrial_Industrial - ID_Existing_Process_Natural Gas_Retrocommissioning_A_Technical Potential | F10 | Industrial | Industrial - ID | Existing | Process | Natural Gas | Retrocommissioning | A | Purchases (Incremental) | Technical Potential | 0 | 0 | 7129.1835 | 8602.5779 | 10345.5373 | 4673.2942 | 4627.5352 | 4855.3726 | 4585.6456 | 3222.8637 | 36.7194 | 0 | 0 | 0 | 0 | 0 | 0 | 0 | 0 | 0 | 0 | 0 | 0 | 0 | 0 | 0 | 0
F11_Industrial_Industrial - ID_Existing_Process_Natural Gas_Retrocommissioning_A_Technical Potential | F11 | Industrial | Industrial - ID | Existing | Process | Natural Gas | Retrocommissioning | A | Purchases (Cumulative) | Technical Potential | 0 | 0 | 7129.1835 | 15731.7614 | 26077.2987 | 30750.5929 | 35378.128 | 40233.5007 | 44819.1463 | 48042.01 | 48078.7294 | 48078.7294 | 48078.7294 | 48078.7294 | 48078.7294 | 48078.7294 | 48078.7294 | 48078.7294 | 48078.7294 | 48078.7294 | 48078.7294 | 48078.7294 | 48078.7294 | 48078.7294 | 48078.7294 | 48078.7294 | 48078.7294
F1_Industrial_Industrial - ID_New_Space Heating_Natural Gas_Insulation - Ceiling_A_Technical Potential | F1 | Industrial | Industrial - ID | New | Space Heating | Natural Gas | Insulation - Ceiling | A | Integrated Unit Energy Savings (kWh or therms) | Technical Potential | 0 | 0 | 0.059904 | 0.055085 | 0.054483 | 0.054189 | 0.053988 | 0.053843 | 0.053761 | 0.05372 | 0.05371 | 0.053711 | 0.053715 | 0.053722 | 0.053728 | 0.053729 | 0.053721 | 0.053716 | 0.053761 | 0.05379 | 0.053804 | 0.053801 | 0.053849 | 0.053882 | 0.053823 | 0.053702 | 0.053565
F2_Industrial_Industrial - ID_New_Space Heating_Natural Gas_Insulation - Ceiling_A_Technical Potential | F2 | Industrial | Industrial - ID | New | Space Heating | Natural Gas | Insulation - Ceiling | A | Integrated Unit Summer Peak Savings (kW) | Technical Potential | 0 | 0 | 0 | 0 | 0 | 0 | 0 | 0 | 0 | 0 | 0 | 0 | 0 | 0 | 0 | 0 | 0 | 0 | 0 | 0 | 0 | 0 | 0 | 0 | 0 | 0 | 0
F3_Industrial_Industrial - ID_New_Space Heating_Natural Gas_Insulation - Ceiling_A_Technical Potential | F3 | Industrial | Industrial - ID | New | Space Heating | Natural Gas | Insulation - Ceiling | A | Integrated Unit Winter Peak Savings (kW) | Technical Potential | 0 | 0 | 0 | 0 | 0 | 0 | 0 | 0 | 0 | 0 | 0 | 0 | 0 | 0 | 0 | 0 | 0 | 0 | 0 | 0 | 0 | 0 | 0 | 0 | 0 | 0 | 0
F4_Industrial_Industrial - ID_New_Space Heating_Natural Gas_Insulation - Ceiling_A_Technical Potential | F4 | Industrial | Industrial - ID | New | Space Heating | Natural Gas | Insulation - Ceiling | A | Incremental Energy Savings (MWh or mTherms) | Technical Potential | 0 | 0 | 0 | 0 | 0 | 0 | 0 | 0 | 0 | 0 | 0 | 0 | 0 | 0 | 0 | 0 | 0 | 0 | 0 | 0 | 0 | 0 | 0 | 0 | 0 | 0 | 0
F5_Industrial_Industrial - ID_New_Space Heating_Natural Gas_Insulation - Ceiling_A_Technical Potential | F5 | Industrial | Industrial - ID | New | Space Heating | Natural Gas | Insulation - Ceiling | A | Incremental Summer Peak Savings (MW) | Technical Potential | 0 | 0 | 0 | 0 | 0 | 0 | 0 | 0 | 0 | 0 | 0 | 0 | 0 | 0 | 0 | 0 | 0 | 0 | 0 | 0 | 0 | 0 | 0 | 0 | 0 | 0 | 0
F6_Industrial_Industrial - ID_New_Space Heating_Natural Gas_Insulation - Ceiling_A_Technical Potential | F6 | Industrial | Industrial - ID | New | Space Heating | Natural Gas | Insulation - Ceiling | A | Incremental Winter Peak Savings (MW) | Technical Potential | 0 | 0 | 0 | 0 | 0 | 0 | 0 | 0 | 0 | 0 | 0 | 0 | 0 | 0 | 0 | 0 | 0 | 0 | 0 | 0 | 0 | 0 | 0 | 0 | 0 | 0 | 0
F7_Industrial_Industrial - ID_New_Space Heating_Natural Gas_Insulation - Ceiling_A_Technical Potential | F7 | Industrial | Industrial - ID | New | Space Heating | Natural Gas | Insulation - Ceiling | A | Cumulative Energy Savings (MWh or mTherms) | Technical Potential | 0 | 0 | 0 | 0 | 0 | 0 | 0 | 0 | 0 | 0 | 0 | 0 | 0 | 0 | 0 | 0 | 0 | 0 | 0 | 0 | 0 | 0 | 0 | 0 | 0 | 0 | 0
F8_Industrial_Industrial - ID_New_Space Heating_Natural Gas_Insulation - Ceiling_A_Technical Potential | F8 | Industrial | Industrial - ID | New | Space Heating | Natural Gas | Insulation - Ceiling | A | Cumulative Summer Peak Savings (MW) | Technical Potential | 0 | 0 | 0 | 0 | 0 | 0 | 0 | 0 | 0 | 0 | 0 | 0 | 0 | 0 | 0 | 0 | 0 | 0 | 0 | 0 | 0 | 0 | 0 | 0 | 0 | 0 | 0
F9_Industrial_Industrial - ID_New_Space Heating_Natural Gas_Insulation - Ceiling_A_Technical Potential | F9 | Industrial | Industrial - ID | New | Space Heating | Natural Gas | Insulation - Ceiling | A | Cumulative Winter Peak Savings (MW) | Technical Potential | 0 | 0 | 0 | 0 | 0 | 0 | 0 | 0 | 0 | 0 | 0 | 0 | 0 | 0 | 0 | 0 | 0 | 0 | 0 | 0 | 0 | 0 | 0 | 0 | 0 | 0 | 0
F10_Industrial_Industrial - ID_New_Space Heating_Natural Gas_Insulation - Ceiling_A_Technical Potential | F10 | Industrial | Industrial - ID | New | Space Heating | Natural Gas | Insulation - Ceiling | A | Purchases (Incremental) | Technical Potential | 0 | 0 | 0 | 0 | 0 | 0 | 0 | 0 | 0 | 0 | 0 | 0 | 0 | 0 | 0 | 0 | 0 | 0 | 0 | 0 | 0 | 0 | 0 | 0 | 0 | 0 | 0
F11_Industrial_Industrial - ID_New_Space Heating_Natural Gas_Insulation - Ceiling_A_Technical Potential | F11 | Industrial | Industrial - ID | New | Space Heating | Natural Gas | Insulation - Ceiling | A | Purchases (Cumulative) | Technical Potential | 0 | 0 | 0 | 0 | 0 | 0 | 0 | 0 | 0 | 0 | 0 | 0 | 0 | 0 | 0 | 0 | 0 | 0 | 0 | 0 | 0 | 0 | 0 | 0 | 0 | 0 | 0
F1_Industrial_Industrial - ID_New_Space Heating_Natural Gas_Insulation - Wall Cavity_A_Technical Potential | F1 | Industrial | Industrial - ID | New | Space Heating | Natural Gas | Insulation - Wall Cavity | A | Integrated Unit Energy Savings (kWh or therms) | Technical Potential | 0 | 0 | 0.15944 | 0.14661 | 0.14502 | 0.14425 | 0.14373 | 0.14337 | 0.14318 | 0.14311 | 0.14312 | 0.14316 | 0.1432 | 0.14324 | 0.14328 | 0.14329 | 0.14327 | 0.14325 | 0.14337 | 0.14344 | 0.14346 | 0.14345 | 0.14356 | 0.14364 | 0.14348 | 0.14315 | 0.14277
F2_Industrial_Industrial - ID_New_Space Heating_Natural Gas_Insulation - Wall Cavity_A_Technical Potential | F2 | Industrial | Industrial - ID | New | Space Heating | Natural Gas | Insulation - Wall Cavity | A | Integrated Unit Summer Peak Savings (kW) | Technical Potential | 0 | 0 | 0 | 0 | 0 | 0 | 0 | 0 | 0 | 0 | 0 | 0 | 0 | 0 | 0 | 0 | 0 | 0 | 0 | 0 | 0 | 0 | 0 | 0 | 0 | 0 | 0
F3_Industrial_Industrial - ID_New_Space Heating_Natural Gas_Insulation - Wall Cavity_A_Technical Potential | F3 | Industrial | Industrial - ID | New | Space Heating | Natural Gas | Insulation - Wall Cavity | A | Integrated Unit Winter Peak Savings (kW) | Technical Potential | 0 | 0 | 0 | 0 | 0 | 0 | 0 | 0 | 0 | 0 | 0 | 0 | 0 | 0 | 0 | 0 | 0 | 0 | 0 | 0 | 0 | 0 | 0 | 0 | 0 | 0 | 0
F4_Industrial_Industrial - ID_New_Space Heating_Natural Gas_Insulation - Wall Cavity_A_Technical Potential | F4 | Industrial | Industrial - ID | New | Space Heating | Natural Gas | Insulation - Wall Cavity | A | Incremental Energy Savings (MWh or mTherms) | Technical Potential | 0 | 0 | 0 | 0 | 0 | 0 | 0 | 0 | 0 | 0 | 0 | 0 | 0 | 0 | 0 | 0 | 0 | 0 | 0 | 0 | 0 | 0 | 0 | 0 | 0 | 0 | 0
F5_Industrial_Industrial - ID_New_Space Heating_Natural Gas_Insulation - Wall Cavity_A_Technical Potential | F5 | Industrial | Industrial - ID | New | Space Heating | Natural Gas | Insulation - Wall Cavity | A | Incremental Summer Peak Savings (MW) | Technical Potential | 0 | 0 | 0 | 0 | 0 | 0 | 0 | 0 | 0 | 0 | 0 | 0 | 0 | 0 | 0 | 0 | 0 | 0 | 0 | 0 | 0 | 0 | 0 | 0 | 0 | 0 | 0
F6_Industrial_Industrial - ID_New_Space Heating_Natural Gas_Insulation - Wall Cavity_A_Technical Potential | F6 | Industrial | Industrial - ID | New | Space Heating | Natural Gas | Insulation - Wall Cavity | A | Incremental Winter Peak Savings (MW) | Technical Potential | 0 | 0 | 0 | 0 | 0 | 0 | 0 | 0 | 0 | 0 | 0 | 0 | 0 | 0 | 0 | 0 | 0 | 0 | 0 | 0 | 0 | 0 | 0 | 0 | 0 | 0 | 0
F7_Industrial_Industrial - ID_New_Space Heating_Natural Gas_Insulation - Wall Cavity_A_Technical Potential | F7 | Industrial | Industrial - ID | New | Space Heating | Natural Gas | Insulation - Wall Cavity | A | Cumulative Energy Savings (MWh or mTherms) | Technical Potential | 0 | 0 | 0 | 0 | 0 | 0 | 0 | 0 | 0 | 0 | 0 | 0 | 0 | 0 | 0 | 0 | 0 | 0 | 0 | 0 | 0 | 0 | 0 | 0 | 0 | 0 | 0
F8_Industrial_Industrial - ID_New_Space Heating_Natural Gas_Insulation - Wall Cavity_A_Technical Potential | F8 | Industrial | Industrial - ID | New | Space Heating | Natural Gas | Insulation - Wall Cavity | A | Cumulative Summer Peak Savings (MW) | Technical Potential | 0 | 0 | 0 | 0 | 0 | 0 | 0 | 0 | 0 | 0 | 0 | 0 | 0 | 0 | 0 | 0 | 0 | 0 | 0 | 0 | 0 | 0 | 0 | 0 | 0 | 0 | 0
F9_Industrial_Industrial - ID_New_Space Heating_Natural Gas_Insulation - Wall Cavity_A_Technical Potential | F9 | Industrial | Industrial - ID | New | Space Heating | Natural Gas | Insulation - Wall Cavity | A | Cumulative Winter Peak Savings (MW) | Technical Potential | 0 | 0 | 0 | 0 | 0 | 0 | 0 | 0 | 0 | 0 | 0 | 0 | 0 | 0 | 0 | 0 | 0 | 0 | 0 | 0 | 0 | 0 | 0 | 0 | 0 | 0 | 0
F10_Industrial_Industrial - ID_New_Space Heating_Natural Gas_Insulation - Wall Cavity_A_Technical Potential | F10 | Industrial | Industrial - ID | New | Space Heating | Natural Gas | Insulation - Wall Cavity | A | Purchases (Incremental) | Technical Potential | 0 | 0 | 0 | 0 | 0 | 0 | 0 | 0 | 0 | 0 | 0 | 0 | 0 | 0 | 0 | 0 | 0 | 0 | 0 | 0 | 0 | 0 | 0 | 0 | 0 | 0 | 0
F11_Industrial_Industrial - ID_New_Space Heating_Natural Gas_Insulation - Wall Cavity_A_Technical Potential | F11 | Industrial | Industrial - ID | New | Space Heating | Natural Gas | Insulation - Wall Cavity | A | Purchases (Cumulative) | Technical Potential | 0 | 0 | 0 | 0 | 0 | 0 | 0 | 0 | 0 | 0 | 0 | 0 | 0 | 0 | 0 | 0 | 0 | 0 | 0 | 0 | 0 | 0 | 0 | 0 | 0 | 0 | 0
F1_Industrial_Industrial - ID_New_Space Heating_Natural Gas_Insulation - Ducting_A_Technical Potential | F1 | Industrial | Industrial - ID | New | Space Heating | Natural Gas | Insulation - Ducting | A | Integrated Unit Energy Savings (kWh or therms) | Technical Potential | 0 | 0 | 0.038593 | 0.033036 | 0.032464 | 0.032202 | 0.032033 | 0.031915 | 0.031845 | 0.031806 | 0.03179 | 0.031784 | 0.031782 | 0.031782 | 0.031783 | 0.031782 | 0.031777 | 0.031773 | 0.031801 | 0.031819 | 0.031825 | 0.031823 | 0.03185 | 0.031868 | 0.031833 | 0.031761 | 0.03168
F2_Industrial_Industrial - ID_New_Space Heating_Natural Gas_Insulation - Ducting_A_Technical Potential | F2 | Industrial | Industrial - ID | New | Space Heating | Natural Gas | Insulation - Ducting | A | Integrated Unit Summer Peak Savings (kW) | Technical Potential | 0 | 0 | 0 | 0 | 0 | 0 | 0 | 0 | 0 | 0 | 0 | 0 | 0 | 0 | 0 | 0 | 0 | 0 | 0 | 0 | 0 | 0 | 0 | 0 | 0 | 0 | 0
F3_Industrial_Industrial - ID_New_Space Heating_Natural Gas_Insulation - Ducting_A_Technical Potential | F3 | Industrial | Industrial - ID | New | Space Heating | Natural Gas | Insulation - Ducting | A | Integrated Unit Winter Peak Savings (kW) | Technical Potential | 0 | 0 | 0 | 0 | 0 | 0 | 0 | 0 | 0 | 0 | 0 | 0 | 0 | 0 | 0 | 0 | 0 | 0 | 0 | 0 | 0 | 0 | 0 | 0 | 0 | 0 | 0
F4_Industrial_Industrial - ID_New_Space Heating_Natural Gas_Insulation - Ducting_A_Technical Potential | F4 | Industrial | Industrial - ID | New | Space Heating | Natural Gas | Insulation - Ducting | A | Incremental Energy Savings (MWh or mTherms) | Technical Potential | 0 | 0 | 0 | 0 | 0 | 0 | 0 | 0 | 0 | 0 | 0 | 0 | 0 | 0 | 0 | 0 | 0 | 0 | 0 | 0 | 0 | 0 | 0 | 0 | 0 | 0 | 0
F5_Industrial_Industrial - ID_New_Space Heating_Natural Gas_Insulation - Ducting_A_Technical Potential | F5 | Industrial | Industrial - ID | New | Space Heating | Natural Gas | Insulation - Ducting | A | Incremental Summer Peak Savings (MW) | Technical Potential | 0 | 0 | 0 | 0 | 0 | 0 | 0 | 0 | 0 | 0 | 0 | 0 | 0 | 0 | 0 | 0 | 0 | 0 | 0 | 0 | 0 | 0 | 0 | 0 | 0 | 0 | 0
F6_Industrial_Industrial - ID_New_Space Heating_Natural Gas_Insulation - Ducting_A_Technical Potential | F6 | Industrial | Industrial - ID | New | Space Heating | Natural Gas | Insulation - Ducting | A | Incremental Winter Peak Savings (MW) | Technical Potential | 0 | 0 | 0 | 0 | 0 | 0 | 0 | 0 | 0 | 0 | 0 | 0 | 0 | 0 | 0 | 0 | 0 | 0 | 0 | 0 | 0 | 0 | 0 | 0 | 0 | 0 | 0
F7_Industrial_Industrial - ID_New_Space Heating_Natural Gas_Insulation - Ducting_A_Technical Potential | F7 | Industrial | Industrial - ID | New | Space Heating | Natural Gas | Insulation - Ducting | A | Cumulative Energy Savings (MWh or mTherms) | Technical Potential | 0 | 0 | 0 | 0 | 0 | 0 | 0 | 0 | 0 | 0 | 0 | 0 | 0 | 0 | 0 | 0 | 0 | 0 | 0 | 0 | 0 | 0 | 0 | 0 | 0 | 0 | 0
F8_Industrial_Industrial - ID_New_Space Heating_Natural Gas_Insulation - Ducting_A_Technical Potential | F8 | Industrial | Industrial - ID | New | Space Heating | Natural Gas | Insulation - Ducting | A | Cumulative Summer Peak Savings (MW) | Technical Potential | 0 | 0 | 0 | 0 | 0 | 0 | 0 | 0 | 0 | 0 | 0 | 0 | 0 | 0 | 0 | 0 | 0 | 0 | 0 | 0 | 0 | 0 | 0 | 0 | 0 | 0 | 0
F9_Industrial_Industrial - ID_New_Space Heating_Natural Gas_Insulation - Ducting_A_Technical Potential | F9 | Industrial | Industrial - ID | New | Space Heating | Natural Gas | Insulation - Ducting | A | Cumulative Winter Peak Savings (MW) | Technical Potential | 0 | 0 | 0 | 0 | 0 | 0 | 0 | 0 | 0 | 0 | 0 | 0 | 0 | 0 | 0 | 0 | 0 | 0 | 0 | 0 | 0 | 0 | 0 | 0 | 0 | 0 | 0
F10_Industrial_Industrial - ID_New_Space Heating_Natural Gas_Insulation - Ducting_A_Technical Potential | F10 | Industrial | Industrial - ID | New | Space Heating | Natural Gas | Insulation - Ducting | A | Purchases (Incremental) | Technical Potential | 0 | 0 | 0 | 0 | 0 | 0 | 0 | 0 | 0 | 0 | 0 | 0 | 0 | 0 | 0 | 0 | 0 | 0 | 0 | 0 | 0 | 0 | 0 | 0 | 0 | 0 | 0
F11_Industrial_Industrial - ID_New_Space Heating_Natural Gas_Insulation - Ducting_A_Technical Potential | F11 | Industrial | Industrial - ID | New | Space Heating | Natural Gas | Insulation - Ducting | A | Purchases (Cumulative) | Technical Potential | 0 | 0 | 0 | 0 | 0 | 0 | 0 | 0 | 0 | 0 | 0 | 0 | 0 | 0 | 0 | 0 | 0 | 0 | 0 | 0 | 0 | 0 | 0 | 0 | 0 | 0 | 0
F1_Industrial_Industrial - ID_New_Space Heating_Natural Gas_Ducting - Repair and Sealing_A_Technical Potential | F1 | Industrial | Industrial - ID | New | Space Heating | Natural Gas | Ducting - Repair and Sealing | A | Integrated Unit Energy Savings (kWh or therms) | Technical Potential | 0 | 0 | 0.15338 | 0.13131 | 0.12907 | 0.12807 | 0.12744 | 0.127 | 0.12674 | 0.1266 | 0.12654 | 0.12651 | 0.1265 | 0.1265 | 0.1265 | 0.12648 | 0.12645 | 0.12643 | 0.12653 | 0.12659 | 0.1266 | 0.12658 | 0.12668 | 0.12675 | 0.1266 | 0.12631 | 0.12598
F2_Industrial_Industrial - ID_New_Space Heating_Natural Gas_Ducting - Repair and Sealing_A_Technical Potential | F2 | Industrial | Industrial - ID | New | Space Heating | Natural Gas | Ducting - Repair and Sealing | A | Integrated Unit Summer Peak Savings (kW) | Technical Potential | 0 | 0 | 0 | 0 | 0 | 0 | 0 | 0 | 0 | 0 | 0 | 0 | 0 | 0 | 0 | 0 | 0 | 0 | 0 | 0 | 0 | 0 | 0 | 0 | 0 | 0 | 0
F3_Industrial_Industrial - ID_New_Space Heating_Natural Gas_Ducting - Repair and Sealing_A_Technical Potential | F3 | Industrial | Industrial - ID | New | Space Heating | Natural Gas | Ducting - Repair and Sealing | A | Integrated Unit Winter Peak Savings (kW) | Technical Potential | 0 | 0 | 0 | 0 | 0 | 0 | 0 | 0 | 0 | 0 | 0 | 0 | 0 | 0 | 0 | 0 | 0 | 0 | 0 | 0 | 0 | 0 | 0 | 0 | 0 | 0 | 0
F4_Industrial_Industrial - ID_New_Space Heating_Natural Gas_Ducting - Repair and Sealing_A_Technical Potential | F4 | Industrial | Industrial - ID | New | Space Heating | Natural Gas | Ducting - Repair and Sealing | A | Incremental Energy Savings (MWh or mTherms) | Technical Potential | 0 | 0 | 0 | 0 | 0 | 0 | 0 | 0 | 0 | 0 | 0 | 0 | 0 | 0 | 0 | 0 | 0 | 0 | 0 | 0 | 0 | 0 | 0 | 0 | 0 | 0 | 0
F5_Industrial_Industrial - ID_New_Space Heating_Natural Gas_Ducting - Repair and Sealing_A_Technical Potential | F5 | Industrial | Industrial - ID | New | Space Heating | Natural Gas | Ducting - Repair and Sealing | A | Incremental Summer Peak Savings (MW) | Technical Potential | 0 | 0 | 0 | 0 | 0 | 0 | 0 | 0 | 0 | 0 | 0 | 0 | 0 | 0 | 0 | 0 | 0 | 0 | 0 | 0 | 0 | 0 | 0 | 0 | 0 | 0 | 0
F6_Industrial_Industrial - ID_New_Space Heating_Natural Gas_Ducting - Repair and Sealing_A_Technical Potential | F6 | Industrial | Industrial - ID | New | Space Heating | Natural Gas | Ducting - Repair and Sealing | A | Incremental Winter Peak Savings (MW) | Technical Potential | 0 | 0 | 0 | 0 | 0 | 0 | 0 | 0 | 0 | 0 | 0 | 0 | 0 | 0 | 0 | 0 | 0 | 0 | 0 | 0 | 0 | 0 | 0 | 0 | 0 | 0 | 0
F7_Industrial_Industrial - ID_New_Space Heating_Natural Gas_Ducting - Repair and Sealing_A_Technical Potential | F7 | Industrial | Industrial - ID | New | Space Heating | Natural Gas | Ducting - Repair and Sealing | A | Cumulative Energy Savings (MWh or mTherms) | Technical Potential | 0 | 0 | 0 | 0 | 0 | 0 | 0 | 0 | 0 | 0 | 0 | 0 | 0 | 0 | 0 | 0 | 0 | 0 | 0 | 0 | 0 | 0 | 0 | 0 | 0 | 0 | 0
F8_Industrial_Industrial - ID_New_Space Heating_Natural Gas_Ducting - Repair and Sealing_A_Technical Potential | F8 | Industrial | Industrial - ID | New | Space Heating | Natural Gas | Ducting - Repair and Sealing | A | Cumulative Summer Peak Savings (MW) | Technical Potential | 0 | 0 | 0 | 0 | 0 | 0 | 0 | 0 | 0 | 0 | 0 | 0 | 0 | 0 | 0 | 0 | 0 | 0 | 0 | 0 | 0 | 0 | 0 | 0 | 0 | 0 | 0
F9_Industrial_Industrial - ID_New_Space Heating_Natural Gas_Ducting - Repair and Sealing_A_Technical Potential | F9 | Industrial | Industrial - ID | New | Space Heating | Natural Gas | Ducting - Repair and Sealing | A | Cumulative Winter Peak Savings (MW) | Technical Potential | 0 | 0 | 0 | 0 | 0 | 0 | 0 | 0 | 0 | 0 | 0 | 0 | 0 | 0 | 0 | 0 | 0 | 0 | 0 | 0 | 0 | 0 | 0 | 0 | 0 | 0 | 0
F10_Industrial_Industrial - ID_New_Space Heating_Natural Gas_Ducting - Repair and Sealing_A_Technical Potential | F10 | Industrial | Industrial - ID | New | Space Heating | Natural Gas | Ducting - Repair and Sealing | A | Purchases (Incremental) | Technical Potential | 0 | 0 | 0 | 0 | 0 | 0 | 0 | 0 | 0 | 0 | 0 | 0 | 0 | 0 | 0 | 0 | 0 | 0 | 0 | 0 | 0 | 0 | 0 | 0 | 0 | 0 | 0
F11_Industrial_Industrial - ID_New_Space Heating_Natural Gas_Ducting - Repair and Sealing_A_Technical Potential | F11 | Industrial | Industrial - ID | New | Space Heating | Natural Gas | Ducting - Repair and Sealing | A | Purchases (Cumulative) | Technical Potential | 0 | 0 | 0 | 0 | 0 | 0 | 0 | 0 | 0 | 0 | 0 | 0 | 0 | 0 | 0 | 0 | 0 | 0 | 0 | 0 | 0 | 0 | 0 | 0 | 0 | 0 | 0
F1_Industrial_Industrial - ID_New_Space Heating_Natural Gas_Building Shell - Air Sealing (Infiltration Control)_A_Technical Potential | F1 | Industrial | Industrial - ID | New | Space Heating | Natural Gas | Building Shell - Air Sealing (Infiltration Control) | A | Integrated Unit Energy Savings (kWh or therms) | Technical Potential | 0 | 0 | 42.8899 | 39.4401 | 39.0113 | 38.8052 | 38.667 | 38.5721 | 38.5244 | 38.5081 | 38.515 | 38.5298 | 38.5466 | 38.5634 | 38.5772 | 38.5846 | 38.5827 | 38.5801 | 38.6106 | 38.628 | 38.6336 | 38.6273 | 38.6571 | 38.6766 | 38.6304 | 38.5405 | 38.4392
F2_Industrial_Industrial - ID_New_Space Heating_Natural Gas_Building Shell - Air Sealing (Infiltration Control)_A_Technical Potential | F2 | Industrial | Industrial - ID | New | Space Heating | Natural Gas | Building Shell - Air Sealing (Infiltration Control) | A | Integrated Unit Summer Peak Savings (kW) | Technical Potential | 0 | 0 | 0 | 0 | 0 | 0 | 0 | 0 | 0 | 0 | 0 | 0 | 0 | 0 | 0 | 0 | 0 | 0 | 0 | 0 | 0 | 0 | 0 | 0 | 0 | 0 | 0
F3_Industrial_Industrial - ID_New_Space Heating_Natural Gas_Building Shell - Air Sealing (Infiltration Control)_A_Technical Potential | F3 | Industrial | Industrial - ID | New | Space Heating | Natural Gas | Building Shell - Air Sealing (Infiltration Control) | A | Integrated Unit Winter Peak Savings (kW) | Technical Potential | 0 | 0 | 0 | 0 | 0 | 0 | 0 | 0 | 0 | 0 | 0 | 0 | 0 | 0 | 0 | 0 | 0 | 0 | 0 | 0 | 0 | 0 | 0 | 0 | 0 | 0 | 0
F4_Industrial_Industrial - ID_New_Space Heating_Natural Gas_Building Shell - Air Sealing (Infiltration Control)_A_Technical Potential | F4 | Industrial | Industrial - ID | New | Space Heating | Natural Gas | Building Shell - Air Sealing (Infiltration Control) | A | Incremental Energy Savings (MWh or mTherms) | Technical Potential | 0 | 0 | 1.5256e-06 | 1.8322e-05 | 5.8073e-05 | 0.00013568 | 0.00026657 | 0.00046699 | 0.00074944 | 0.0011176 | 0.0015605 | 0.0020472 | 0.002524 | 0.0029077 | 0.0031163 | 0.0030751 | 0.0027441 | 0.0021748 | 0.0013856 | 0.00043706 | 0 | 0 | 0 | 0 | 0 | 0 | 0
F5_Industrial_Industrial - ID_New_Space Heating_Natural Gas_Building Shell - Air Sealing (Infiltration Control)_A_Technical Potential | F5 | Industrial | Industrial - ID | New | Space Heating | Natural Gas | Building Shell - Air Sealing (Infiltration Control) | A | Incremental Summer Peak Savings (MW) | Technical Potential | 0 | 0 | 0 | 0 | 0 | 0 | 0 | 0 | 0 | 0 | 0 | 0 | 0 | 0 | 0 | 0 | 0 | 0 | 0 | 0 | 0 | 0 | 0 | 0 | 0 | 0 | 0
F6_Industrial_Industrial - ID_New_Space Heating_Natural Gas_Building Shell - Air Sealing (Infiltration Control)_A_Technical Potential | F6 | Industrial | Industrial - ID | New | Space Heating | Natural Gas | Building Shell - Air Sealing (Infiltration Control) | A | Incremental Winter Peak Savings (MW) | Technical Potential | 0 | 0 | 0 | 0 | 0 | 0 | 0 | 0 | 0 | 0 | 0 | 0 | 0 | 0 | 0 | 0 | 0 | 0 | 0 | 0 | 0 | 0 | 0 | 0 | 0 | 0 | 0
F7_Industrial_Industrial - ID_New_Space Heating_Natural Gas_Building Shell - Air Sealing (Infiltration Control)_A_Technical Potential | F7 | Industrial | Industrial - ID | New | Space Heating | Natural Gas | Building Shell - Air Sealing (Infiltration Control) | A | Cumulative Energy Savings (MWh or mTherms) | Technical Potential | 0 | 0 | 1.5256e-06 | 1.9725e-05 | 7.7583e-05 | 0.00021285 | 0.00047866 | 0.00094447 | 0.0016927 | 0.0028096 | 0.0043706 | 0.0064194 | 0.0089462 | 0.011858 | 0.014978 | 0.018056 | 0.0208 | 0.022973 | 0.024377 | 0.024825 | 0.024828 | 0.024824 | 0.024843 | 0.024856 | 0.024826 | 0.024768 | 0.024703
F8_Industrial_Industrial - ID_New_Space Heating_Natural Gas_Building Shell - Air Sealing (Infiltration Control)_A_Technical Potential | F8 | Industrial | Industrial - ID | New | Space Heating | Natural Gas | Building Shell - Air Sealing (Infiltration Control) | A | Cumulative Summer Peak Savings (MW) | Technical Potential | 0 | 0 | 0 | 0 | 0 | 0 | 0 | 0 | 0 | 0 | 0 | 0 | 0 | 0 | 0 | 0 | 0 | 0 | 0 | 0 | 0 | 0 | 0 | 0 | 0 | 0 | 0
F9_Industrial_Industrial - ID_New_Space Heating_Natural Gas_Building Shell - Air Sealing (Infiltration Control)_A_Technical Potential | F9 | Industrial | Industrial - ID | New | Space Heating | Natural Gas | Building Shell - Air Sealing (Infiltration Control) | A | Cumulative Winter Peak Savings (MW) | Technical Potential | 0 | 0 | 0 | 0 | 0 | 0 | 0 | 0 | 0 | 0 | 0 | 0 | 0 | 0 | 0 | 0 | 0 | 0 | 0 | 0 | 0 | 0 | 0 | 0 | 0 | 0 | 0
F10_Industrial_Industrial - ID_New_Space Heating_Natural Gas_Building Shell - Air Sealing (Infiltration Control)_A_Technical Potential | F10 | Industrial | Industrial - ID | New | Space Heating | Natural Gas | Building Shell - Air Sealing (Infiltration Control) | A | Purchases (Incremental) | Technical Potential | 0 | 0 | 3.557e-05 | 0.00046456 | 0.0014886 | 0.0034963 | 0.0068939 | 0.012107 | 0.019454 | 0.029022 | 0.040516 | 0.053132 | 0.065479 | 0.075401 | 0.080782 | 0.079697 | 0.071123 | 0.056371 | 0.035887 | 0.011315 | 0 | 0 | 0 | 0 | 0 | 0 | 0
F11_Industrial_Industrial - ID_New_Space Heating_Natural Gas_Building Shell - Air Sealing (Infiltration Control)_A_Technical Potential | F11 | Industrial | Industrial - ID | New | Space Heating | Natural Gas | Building Shell - Air Sealing (Infiltration Control) | A | Purchases (Cumulative) | Technical Potential | 0 | 0 | 3.557e-05 | 0.00050013 | 0.0019887 | 0.0054851 | 0.012379 | 0.024486 | 0.043939 | 0.072961 | 0.11348 | 0.16661 | 0.23209 | 0.30749 | 0.38827 | 0.46797 | 0.53909 | 0.59546 | 0.63135 | 0.64266 | 0.64266 | 0.64266 | 0.64266 | 0.64266 | 0.64266 | 0.64266 | 0.64266
F1_Industrial_Industrial - ID_New_Space Heating_Natural Gas_Ventilation - Demand Controlled_A_Technical Potential | F1 | Industrial | Industrial - ID | New | Space Heating | Natural Gas | Ventilation - Demand Controlled | A | Integrated Unit Energy Savings (kWh or therms) | Technical Potential | 0 | 0 | 0.028299 | 0.024227 | 0.023814 | 0.02363 | 0.023513 | 0.023432 | 0.023384 | 0.023358 | 0.023347 | 0.023342 | 0.02334 | 0.023339 | 0.023339 | 0.023337 | 0.023331 | 0.023327 | 0.023345 | 0.023356 | 0.023359 | 0.023355 | 0.023373 | 0.023386 | 0.023358 | 0.023304 | 0.023244
F2_Industrial_Industrial - ID_New_Space Heating_Natural Gas_Ventilation - Demand Controlled_A_Technical Potential | F2 | Industrial | Industrial - ID | New | Space Heating | Natural Gas | Ventilation - Demand Controlled | A | Integrated Unit Summer Peak Savings (kW) | Technical Potential | 0 | 0 | 0 | 0 | 0 | 0 | 0 | 0 | 0 | 0 | 0 | 0 | 0 | 0 | 0 | 0 | 0 | 0 | 0 | 0 | 0 | 0 | 0 | 0 | 0 | 0 | 0
F3_Industrial_Industrial - ID_New_Space Heating_Natural Gas_Ventilation - Demand Controlled_A_Technical Potential | F3 | Industrial | Industrial - ID | New | Space Heating | Natural Gas | Ventilation - Demand Controlled | A | Integrated Unit Winter Peak Savings (kW) | Technical Potential | 0 | 0 | 0 | 0 | 0 | 0 | 0 | 0 | 0 | 0 | 0 | 0 | 0 | 0 | 0 | 0 | 0 | 0 | 0 | 0 | 0 | 0 | 0 | 0 | 0 | 0 | 0
F4_Industrial_Industrial - ID_New_Space Heating_Natural Gas_Ventilation - Demand Controlled_A_Technical Potential | F4 | Industrial | Industrial - ID | New | Space Heating | Natural Gas | Ventilation - Demand Controlled | A | Incremental Energy Savings (MWh or mTherms) | Technical Potential | 0 | 0 | 0 | 0 | 0 | 0 | 0 | 0 | 0 | 0 | 0 | 0 | 0 | 0 | 0 | 0 | 0 | 0 | 0 | 0 | 0 | 0 | 0 | 0 | 0 | 0 | 0
F5_Industrial_Industrial - ID_New_Space Heating_Natural Gas_Ventilation - Demand Controlled_A_Technical Potential | F5 | Industrial | Industrial - ID | New | Space Heating | Natural Gas | Ventilation - Demand Controlled | A | Incremental Summer Peak Savings (MW) | Technical Potential | 0 | 0 | 0 | 0 | 0 | 0 | 0 | 0 | 0 | 0 | 0 | 0 | 0 | 0 | 0 | 0 | 0 | 0 | 0 | 0 | 0 | 0 | 0 | 0 | 0 | 0 | 0
F6_Industrial_Industrial - ID_New_Space Heating_Natural Gas_Ventilation - Demand Controlled_A_Technical Potential | F6 | Industrial | Industrial - ID | New | Space Heating | Natural Gas | Ventilation - Demand Controlled | A | Incremental Winter Peak Savings (MW) | Technical Potential | 0 | 0 | 0 | 0 | 0 | 0 | 0 | 0 | 0 | 0 | 0 | 0 | 0 | 0 | 0 | 0 | 0 | 0 | 0 | 0 | 0 | 0 | 0 | 0 | 0 | 0 | 0
F7_Industrial_Industrial - ID_New_Space Heating_Natural Gas_Ventilation - Demand Controlled_A_Technical Potential | F7 | Industrial | Industrial - ID | New | Space Heating | Natural Gas | Ventilation - Demand Controlled | A | Cumulative Energy Savings (MWh or mTherms) | Technical Potential | 0 | 0 | 0 | 0 | 0 | 0 | 0 | 0 | 0 | 0 | 0 | 0 | 0 | 0 | 0 | 0 | 0 | 0 | 0 | 0 | 0 | 0 | 0 | 0 | 0 | 0 | 0
F8_Industrial_Industrial - ID_New_Space Heating_Natural Gas_Ventilation - Demand Controlled_A_Technical Potential | F8 | Industrial | Industrial - ID | New | Space Heating | Natural Gas | Ventilation - Demand Controlled | A | Cumulative Summer Peak Savings (MW) | Technical Potential | 0 | 0 | 0 | 0 | 0 | 0 | 0 | 0 | 0 | 0 | 0 | 0 | 0 | 0 | 0 | 0 | 0 | 0 | 0 | 0 | 0 | 0 | 0 | 0 | 0 | 0 | 0
F9_Industrial_Industrial - ID_New_Space Heating_Natural Gas_Ventilation - Demand Controlled_A_Technical Potential | F9 | Industrial | Industrial - ID | New | Space Heating | Natural Gas | Ventilation - Demand Controlled | A | Cumulative Winter Peak Savings (MW) | Technical Potential | 0 | 0 | 0 | 0 | 0 | 0 | 0 | 0 | 0 | 0 | 0 | 0 | 0 | 0 | 0 | 0 | 0 | 0 | 0 | 0 | 0 | 0 | 0 | 0 | 0 | 0 | 0
F10_Industrial_Industrial - ID_New_Space Heating_Natural Gas_Ventilation - Demand Controlled_A_Technical Potential | F10 | Industrial | Industrial - ID | New | Space Heating | Natural Gas | Ventilation - Demand Controlled | A | Purchases (Incremental) | Technical Potential | 0 | 0 | 0 | 0 | 0 | 0 | 0 | 0 | 0 | 0 | 0 | 0 | 0 | 0 | 0 | 0 | 0 | 0 | 0 | 0 | 0 | 0 | 0 | 0 | 0 | 0 | 0
F11_Industrial_Industrial - ID_New_Space Heating_Natural Gas_Ventilation - Demand Controlled_A_Technical Potential | F11 | Industrial | Industrial - ID | New | Space Heating | Natural Gas | Ventilation - Demand Controlled | A | Purchases (Cumulative) | Technical Potential | 0 | 0 | 0 | 0 | 0 | 0 | 0 | 0 | 0 | 0 | 0 | 0 | 0 | 0 | 0 | 0 | 0 | 0 | 0 | 0 | 0 | 0 | 0 | 0 | 0 | 0 | 0
F1_Industrial_Industrial - ID_New_Space Heating_Natural Gas_Destratification Fans (HVLS)_A_Technical Potential | F1 | Industrial | Industrial - ID | New | Space Heating | Natural Gas | Destratification Fans (HVLS) | A | Integrated Unit Energy Savings (kWh or therms) | Technical Potential | 0 | 0 | 106029.1416 | 97527.7351 | 96552.5898 | 96129.074 | 95875.4174 | 95729.346 | 95700.822 | 95751.0517 | 95859.4936 | 95988.3135 | 96123.0829 | 96258.5422 | 96387.1979 | 96500.7197 | 96591.7243 | 96679.2761 | 96837.8183 | 96954.0983 | 97033.0635 | 97075.1723 | 97075.6296 | 97057.461 | 96880.6135 | 96599.6053 | 96295.2732
F2_Industrial_Industrial - ID_New_Space Heating_Natural Gas_Destratification Fans (HVLS)_A_Technical Potential | F2 | Industrial | Industrial - ID | New | Space Heating | Natural Gas | Destratification Fans (HVLS) | A | Integrated Unit Summer Peak Savings (kW) | Technical Potential | 0 | 0 | 0 | 0 | 0 | 0 | 0 | 0 | 0 | 0 | 0 | 0 | 0 | 0 | 0 | 0 | 0 | 0 | 0 | 0 | 0 | 0 | 0 | 0 | 0 | 0 | 0
F3_Industrial_Industrial - ID_New_Space Heating_Natural Gas_Destratification Fans (HVLS)_A_Technical Potential | F3 | Industrial | Industrial - ID | New | Space Heating | Natural Gas | Destratification Fans (HVLS) | A | Integrated Unit Winter Peak Savings (kW) | Technical Potential | 0 | 0 | 0 | 0 | 0 | 0 | 0 | 0 | 0 | 0 | 0 | 0 | 0 | 0 | 0 | 0 | 0 | 0 | 0 | 0 | 0 | 0 | 0 | 0 | 0 | 0 | 0
F4_Industrial_Industrial - ID_New_Space Heating_Natural Gas_Destratification Fans (HVLS)_A_Technical Potential | F4 | Industrial | Industrial - ID | New | Space Heating | Natural Gas | Destratification Fans (HVLS) | A | Incremental Energy Savings (MWh or mTherms) | Technical Potential | 0 | 0 | 0.00055667 | 0.0033455 | 0.0059773 | 0.0085929 | 0.011133 | 0.01363 | 0.016096 | 0.018533 | 0.020943 | 0.023321 | 0.025666 | 0.027978 | 0.030254 | 0.032493 | 0.03469 | 0.036344 | 0.035687 | 0.035116 | 0.034506 | 0.033921 | 0 | 0 | 0 | 0 | 0
F5_Industrial_Industrial - ID_New_Space Heating_Natural Gas_Destratification Fans (HVLS)_A_Technical Potential | F5 | Industrial | Industrial - ID | New | Space Heating | Natural Gas | Destratification Fans (HVLS) | A | Incremental Summer Peak Savings (MW) | Technical Potential | 0 | 0 | 0 | 0 | 0 | 0 | 0 | 0 | 0 | 0 | 0 | 0 | 0 | 0 | 0 | 0 | 0 | 0 | 0 | 0 | 0 | 0 | 0 | 0 | 0 | 0 | 0
F6_Industrial_Industrial - ID_New_Space Heating_Natural Gas_Destratification Fans (HVLS)_A_Technical Potential | F6 | Industrial | Industrial - ID | New | Space Heating | Natural Gas | Destratification Fans (HVLS) | A | Incremental Winter Peak Savings (MW) | Technical Potential | 0 | 0 | 0 | 0 | 0 | 0 | 0 | 0 | 0 | 0 | 0 | 0 | 0 | 0 | 0 | 0 | 0 | 0 | 0 | 0 | 0 | 0 | 0 | 0 | 0 | 0 | 0
F7_Industrial_Industrial - ID_New_Space Heating_Natural Gas_Destratification Fans (HVLS)_A_Technical Potential | F7 | Industrial | Industrial - ID | New | Space Heating | Natural Gas | Destratification Fans (HVLS) | A | Cumulative Energy Savings (MWh or mTherms) | Technical Potential | 0 | 0 | 0.00055667 | 0.0038575 | 0.0097963 | 0.018346 | 0.029431 | 0.043016 | 0.0591 | 0.077664 | 0.098694 | 0.12215 | 0.14799 | 0.17617 | 0.20666 | 0.2394 | 0.27431 | 0.31091 | 0.3471 | 0.38264 | 0.41745 | 0.45155 | 0.45156 | 0.45147 | 0.45065 | 0.44934 | 0.44793
F8_Industrial_Industrial - ID_New_Space Heating_Natural Gas_Destratification Fans (HVLS)_A_Technical Potential | F8 | Industrial | Industrial - ID | New | Space Heating | Natural Gas | Destratification Fans (HVLS) | A | Cumulative Summer Peak Savings (MW) | Technical Potential | 0 | 0 | 0 | 0 | 0 | 0 | 0 | 0 | 0 | 0 | 0 | 0 | 0 | 0 | 0 | 0 | 0 | 0 | 0 | 0 | 0 | 0 | 0 | 0 | 0 | 0 | 0
F9_Industrial_Industrial - ID_New_Space Heating_Natural Gas_Destratification Fans (HVLS)_A_Technical Potential | F9 | Industrial | Industrial - ID | New | Space Heating | Natural Gas | Destratification Fans (HVLS) | A | Cumulative Winter Peak Savings (MW) | Technical Potential | 0 | 0 | 0 | 0 | 0 | 0 | 0 | 0 | 0 | 0 | 0 | 0 | 0 | 0 | 0 | 0 | 0 | 0 | 0 | 0 | 0 | 0 | 0 | 0 | 0 | 0 | 0
F10_Industrial_Industrial - ID_New_Space Heating_Natural Gas_Destratification Fans (HVLS)_A_Technical Potential | F10 | Industrial | Industrial - ID | New | Space Heating | Natural Gas | Destratification Fans (HVLS) | A | Purchases (Incremental) | Technical Potential | 0 | 0 | 5.2502e-06 | 3.4303e-05 | 6.1907e-05 | 8.9389e-05 | 0.00011612 | 0.00014238 | 0.00016819 | 0.00019355 | 0.00021847 | 0.00024296 | 0.00026702 | 0.00029066 | 0.00031388 | 0.00033671 | 0.00035914 | 0.00037592 | 0.00036852 | 0.00036219 | 0.00035562 | 0.00034943 | 0 | 0 | 0 | 0 | 0
F11_Industrial_Industrial - ID_New_Space Heating_Natural Gas_Destratification Fans (HVLS)_A_Technical Potential | F11 | Industrial | Industrial - ID | New | Space Heating | Natural Gas | Destratification Fans (HVLS) | A | Purchases (Cumulative) | Technical Potential | 0 | 0 | 5.2502e-06 | 3.9553e-05 | 0.00010146 | 0.00019085 | 0.00030697 | 0.00044935 | 0.00061755 | 0.0008111 | 0.0010296 | 0.0012725 | 0.0015395 | 0.0018302 | 0.0021441 | 0.0024808 | 0.0028399 | 0.0032158 | 0.0035844 | 0.0039466 | 0.0043022 | 0.0046516 | 0.0046516 | 0.0046516 | 0.0046516 | 0.0046516 | 0.0046516
F1_Industrial_Industrial - ID_New_Space Heating_Natural Gas_Condensing RTU_A_Technical Potential | F1 | Industrial | Industrial - ID | New | Space Heating | Natural Gas | Condensing RTU | A | Integrated Unit Energy Savings (kWh or therms) | Technical Potential | 0 | 0 | 0.045531 | 0.038975 | 0.0383 | 0.037991 | 0.037791 | 0.037652 | 0.03757 | 0.037524 | 0.037505 | 0.037497 | 0.037495 | 0.037495 | 0.037497 | 0.037496 | 0.037489 | 0.037485 | 0.037518 | 0.037538 | 0.037546 | 0.037543 | 0.037575 | 0.037597 | 0.037555 | 0.03747 | 0.037375
F2_Industrial_Industrial - ID_New_Space Heating_Natural Gas_Condensing RTU_A_Technical Potential | F2 | Industrial | Industrial - ID | New | Space Heating | Natural Gas | Condensing RTU | A | Integrated Unit Summer Peak Savings (kW) | Technical Potential | 0 | 0 | 0 | 0 | 0 | 0 | 0 | 0 | 0 | 0 | 0 | 0 | 0 | 0 | 0 | 0 | 0 | 0 | 0 | 0 | 0 | 0 | 0 | 0 | 0 | 0 | 0
F3_Industrial_Industrial - ID_New_Space Heating_Natural Gas_Condensing RTU_A_Technical Potential | F3 | Industrial | Industrial - ID | New | Space Heating | Natural Gas | Condensing RTU | A | Integrated Unit Winter Peak Savings (kW) | Technical Potential | 0 | 0 | 0 | 0 | 0 | 0 | 0 | 0 | 0 | 0 | 0 | 0 | 0 | 0 | 0 | 0 | 0 | 0 | 0 | 0 | 0 | 0 | 0 | 0 | 0 | 0 | 0
F4_Industrial_Industrial - ID_New_Space Heating_Natural Gas_Condensing RTU_A_Technical Potential | F4 | Industrial | Industrial - ID | New | Space Heating | Natural Gas | Condensing RTU | A | Incremental Energy Savings (MWh or mTherms) | Technical Potential | 0 | 0 | 0 | 0 | 0 | 0 | 0 | 0 | 0 | 0 | 0 | 0 | 0 | 0 | 0 | 0 | 0 | 0 | 0 | 0 | 0 | 0 | 0 | 0 | 0 | 0 | 0
F5_Industrial_Industrial - ID_New_Space Heating_Natural Gas_Condensing RTU_A_Technical Potential | F5 | Industrial | Industrial - ID | New | Space Heating | Natural Gas | Condensing RTU | A | Incremental Summer Peak Savings (MW) | Technical Potential | 0 | 0 | 0 | 0 | 0 | 0 | 0 | 0 | 0 | 0 | 0 | 0 | 0 | 0 | 0 | 0 | 0 | 0 | 0 | 0 | 0 | 0 | 0 | 0 | 0 | 0 | 0
F6_Industrial_Industrial - ID_New_Space Heating_Natural Gas_Condensing RTU_A_Technical Potential | F6 | Industrial | Industrial - ID | New | Space Heating | Natural Gas | Condensing RTU | A | Incremental Winter Peak Savings (MW) | Technical Potential | 0 | 0 | 0 | 0 | 0 | 0 | 0 | 0 | 0 | 0 | 0 | 0 | 0 | 0 | 0 | 0 | 0 | 0 | 0 | 0 | 0 | 0 | 0 | 0 | 0 | 0 | 0
F7_Industrial_Industrial - ID_New_Space Heating_Natural Gas_Condensing RTU_A_Technical Potential | F7 | Industrial | Industrial - ID | New | Space Heating | Natural Gas | Condensing RTU | A | Cumulative Energy Savings (MWh or mTherms) | Technical Potential | 0 | 0 | 0 | 0 | 0 | 0 | 0 | 0 | 0 | 0 | 0 | 0 | 0 | 0 | 0 | 0 | 0 | 0 | 0 | 0 | 0 | 0 | 0 | 0 | 0 | 0 | 0
F8_Industrial_Industrial - ID_New_Space Heating_Natural Gas_Condensing RTU_A_Technical Potential | F8 | Industrial | Industrial - ID | New | Space Heating | Natural Gas | Condensing RTU | A | Cumulative Summer Peak Savings (MW) | Technical Potential | 0 | 0 | 0 | 0 | 0 | 0 | 0 | 0 | 0 | 0 | 0 | 0 | 0 | 0 | 0 | 0 | 0 | 0 | 0 | 0 | 0 | 0 | 0 | 0 | 0 | 0 | 0
F9_Industrial_Industrial - ID_New_Space Heating_Natural Gas_Condensing RTU_A_Technical Potential | F9 | Industrial | Industrial - ID | New | Space Heating | Natural Gas | Condensing RTU | A | Cumulative Winter Peak Savings (MW) | Technical Potential | 0 | 0 | 0 | 0 | 0 | 0 | 0 | 0 | 0 | 0 | 0 | 0 | 0 | 0 | 0 | 0 | 0 | 0 | 0 | 0 | 0 | 0 | 0 | 0 | 0 | 0 | 0
F10_Industrial_Industrial - ID_New_Space Heating_Natural Gas_Condensing RTU_A_Technical Potential | F10 | Industrial | Industrial - ID | New | Space Heating | Natural Gas | Condensing RTU | A | Purchases (Incremental) | Technical Potential | 0 | 0 | 0 | 0 | 0 | 0 | 0 | 0 | 0 | 0 | 0 | 0 | 0 | 0 | 0 | 0 | 0 | 0 | 0 | 0 | 0 | 0 | 0 | 0 | 0 | 0 | 0
F11_Industrial_Industrial - ID_New_Space Heating_Natural Gas_Condensing RTU_A_Technical Potential | F11 | Industrial | Industrial - ID | New | Space Heating | Natural Gas | Condensing RTU | A | Purchases (Cumulative) | Technical Potential | 0 | 0 | 0 | 0 | 0 | 0 | 0 | 0 | 0 | 0 | 0 | 0 | 0 | 0 | 0 | 0 | 0 | 0 | 0 | 0 | 0 | 0 | 0 | 0 | 0 | 0 | 0
F1_Industrial_Industrial - ID_New_Space Heating_Natural Gas_Industrial Air Curtains_A_Technical Potential | F1 | Industrial | Industrial - ID | New | Space Heating | Natural Gas | Industrial Air Curtains | A | Integrated Unit Energy Savings (kWh or therms) | Technical Potential | 0 | 0 | -0.013447 | -0.012372 | -0.01226 | -0.012217 | -0.012195 | -0.012182 | -0.012172 | -0.012166 | -0.01216 | -0.012157 | -0.012153 | -0.012151 | -0.012149 | -0.012147 | -0.012145 | -0.012146 | -0.01216 | -0.012172 | -0.012183 | -0.01219 | -0.012194 | -0.012195 | -0.012176 | -0.012144 | -0.012108
F2_Industrial_Industrial - ID_New_Space Heating_Natural Gas_Industrial Air Curtains_A_Technical Potential | F2 | Industrial | Industrial - ID | New | Space Heating | Natural Gas | Industrial Air Curtains | A | Integrated Unit Summer Peak Savings (kW) | Technical Potential | 0 | 0 | 0 | 0 | 0 | 0 | 0 | 0 | 0 | 0 | 0 | 0 | 0 | 0 | 0 | 0 | 0 | 0 | 0 | 0 | 0 | 0 | 0 | 0 | 0 | 0 | 0
F3_Industrial_Industrial - ID_New_Space Heating_Natural Gas_Industrial Air Curtains_A_Technical Potential | F3 | Industrial | Industrial - ID | New | Space Heating | Natural Gas | Industrial Air Curtains | A | Integrated Unit Winter Peak Savings (kW) | Technical Potential | 0 | 0 | 0 | 0 | 0 | 0 | 0 | 0 | 0 | 0 | 0 | 0 | 0 | 0 | 0 | 0 | 0 | 0 | 0 | 0 | 0 | 0 | 0 | 0 | 0 | 0 | 0
F4_Industrial_Industrial - ID_New_Space Heating_Natural Gas_Industrial Air Curtains_A_Technical Potential | F4 | Industrial | Industrial - ID | New | Space Heating | Natural Gas | Industrial Air Curtains | A | Incremental Energy Savings (MWh or mTherms) | Technical Potential | 0 | 0 | -1.3666e-05 | -0.00016422 | -0.00052144 | -0.0012205 | -0.0024021 | -0.0042137 | -0.0067656 | -0.010088 | -0.014077 | -0.018454 | -0.022749 | -0.026338 | -0.028556 | -0.028872 | -0.027072 | -0.023752 | -0.019066 | -0.013511 | -0.0081952 | -0.0040246 | 0 | 0 | 0 | 0 | 0
F5_Industrial_Industrial - ID_New_Space Heating_Natural Gas_Industrial Air Curtains_A_Technical Potential | F5 | Industrial | Industrial - ID | New | Space Heating | Natural Gas | Industrial Air Curtains | A | Incremental Summer Peak Savings (MW) | Technical Potential | 0 | 0 | 0 | 0 | 0 | 0 | 0 | 0 | 0 | 0 | 0 | 0 | 0 | 0 | 0 | 0 | 0 | 0 | 0 | 0 | 0 | 0 | 0 | 0 | 0 | 0 | 0
F6_Industrial_Industrial - ID_New_Space Heating_Natural Gas_Industrial Air Curtains_A_Technical Potential | F6 | Industrial | Industrial - ID | New | Space Heating | Natural Gas | Industrial Air Curtains | A | Incremental Winter Peak Savings (MW) | Technical Potential | 0 | 0 | 0 | 0 | 0 | 0 | 0 | 0 | 0 | 0 | 0 | 0 | 0 | 0 | 0 | 0 | 0 | 0 | 0 | 0 | 0 | 0 | 0 | 0 | 0 | 0 | 0
F7_Industrial_Industrial - ID_New_Space Heating_Natural Gas_Industrial Air Curtains_A_Technical Potential | F7 | Industrial | Industrial - ID | New | Space Heating | Natural Gas | Industrial Air Curtains | A | Cumulative Energy Savings (MWh or mTherms) | Technical Potential | 0 | 0 | -1.3666e-05 | -0.00017679 | -0.00069663 | -0.0019147 | -0.0043133 | -0.0085221 | -0.015281 | -0.02536 | -0.039427 | -0.057868 | -0.080602 | -0.10692 | -0.13546 | -0.16431 | -0.19136 | -0.21513 | -0.23445 | -0.24819 | -0.2566 | -0.26078 | -0.26086 | -0.26089 | -0.26048 | -0.25979 | -0.25903
F8_Industrial_Industrial - ID_New_Space Heating_Natural Gas_Industrial Air Curtains_A_Technical Potential | F8 | Industrial | Industrial - ID | New | Space Heating | Natural Gas | Industrial Air Curtains | A | Cumulative Summer Peak Savings (MW) | Technical Potential | 0 | 0 | 0 | 0 | 0 | 0 | 0 | 0 | 0 | 0 | 0 | 0 | 0 | 0 | 0 | 0 | 0 | 0 | 0 | 0 | 0 | 0 | 0 | 0 | 0 | 0 | 0
F9_Industrial_Industrial - ID_New_Space Heating_Natural Gas_Industrial Air Curtains_A_Technical Potential | F9 | Industrial | Industrial - ID | New | Space Heating | Natural Gas | Industrial Air Curtains | A | Cumulative Winter Peak Savings (MW) | Technical Potential | 0 | 0 | 0 | 0 | 0 | 0 | 0 | 0 | 0 | 0 | 0 | 0 | 0 | 0 | 0 | 0 | 0 | 0 | 0 | 0 | 0 | 0 | 0 | 0 | 0 | 0 | 0
F10_Industrial_Industrial - ID_New_Space Heating_Natural Gas_Industrial Air Curtains_A_Technical Potential | F10 | Industrial | Industrial - ID | New | Space Heating | Natural Gas | Industrial Air Curtains | A | Purchases (Incremental) | Technical Potential | 0 | 0 | 1.0163 | 13.2731 | 42.5317 | 99.8952 | 196.9681 | 345.9095 | 555.8205 | 829.1858 | 1157.5936 | 1518.0681 | 1871.8321 | 2167.5751 | 2350.5772 | 2376.9405 | 2229.0606 | 1955.5029 | 1567.8784 | 1109.9257 | 672.6902 | 330.1489 | 0 | 0 | 0 | 0 | 0
F11_Industrial_Industrial - ID_New_Space Heating_Natural Gas_Industrial Air Curtains_A_Technical Potential | F11 | Industrial | Industrial - ID | New | Space Heating | Natural Gas | Industrial Air Curtains | A | Purchases (Cumulative) | Technical Potential | 0 | 0 | 1.0163 | 14.2894 | 56.821 | 156.7162 | 353.6843 | 699.5938 | 1255.4143 | 2084.6001 | 3242.1936 | 4760.2617 | 6632.0938 | 8799.6689 | 11150.2461 | 13527.1866 | 15756.2472 | 17711.75 | 19279.6285 | 20389.5542 | 21062.2443 | 21392.3932 | 21392.3932 | 21392.3932 | 21392.3932 | 21392.3932 | 21392.3932
F1_Industrial_Industrial - ID_New_Space Heating_Natural Gas_HVAC - Energy Recovery Ventilator_A_Technical Potential | F1 | Industrial | Industrial - ID | New | Space Heating | Natural Gas | HVAC - Energy Recovery Ventilator | A | Integrated Unit Energy Savings (kWh or therms) | Technical Potential | 0 | 0 | 0.13935 | 0.12814 | 0.12674 | 0.12605 | 0.12558 | 0.12525 | 0.12506 | 0.12496 | 0.12494 | 0.12494 | 0.12495 | 0.12497 | 0.12498 | 0.12498 | 0.12497 | 0.12495 | 0.12506 | 0.12512 | 0.12516 | 0.12515 | 0.12526 | 0.12534 | 0.1252 | 0.12492 | 0.1246
F2_Industrial_Industrial - ID_New_Space Heating_Natural Gas_HVAC - Energy Recovery Ventilator_A_Technical Potential | F2 | Industrial | Industrial - ID | New | Space Heating | Natural Gas | HVAC - Energy Recovery Ventilator | A | Integrated Unit Summer Peak Savings (kW) | Technical Potential | 0 | 0 | 0 | 0 | 0 | 0 | 0 | 0 | 0 | 0 | 0 | 0 | 0 | 0 | 0 | 0 | 0 | 0 | 0 | 0 | 0 | 0 | 0 | 0 | 0 | 0 | 0
F3_Industrial_Industrial - ID_New_Space Heating_Natural Gas_HVAC - Energy Recovery Ventilator_A_Technical Potential | F3 | Industrial | Industrial - ID | New | Space Heating | Natural Gas | HVAC - Energy Recovery Ventilator | A | Integrated Unit Winter Peak Savings (kW) | Technical Potential | 0 | 0 | 0 | 0 | 0 | 0 | 0 | 0 | 0 | 0 | 0 | 0 | 0 | 0 | 0 | 0 | 0 | 0 | 0 | 0 | 0 | 0 | 0 | 0 | 0 | 0 | 0
F4_Industrial_Industrial - ID_New_Space Heating_Natural Gas_HVAC - Energy Recovery Ventilator_A_Technical Potential | F4 | Industrial | Industrial - ID | New | Space Heating | Natural Gas | HVAC - Energy Recovery Ventilator | A | Incremental Energy Savings (MWh or mTherms) | Technical Potential | 0 | 0 | 0 | 0 | 0 | 0 | 0 | 0 | 0 | 0 | 0 | 0 | 0 | 0 | 0 | 0 | 0 | 0 | 0 | 0 | 0 | 0 | 0 | 0 | 0 | 0 | 0
F5_Industrial_Industrial - ID_New_Space Heating_Natural Gas_HVAC - Energy Recovery Ventilator_A_Technical Potential | F5 | Industrial | Industrial - ID | New | Space Heating | Natural Gas | HVAC - Energy Recovery Ventilator | A | Incremental Summer Peak Savings (MW) | Technical Potential | 0 | 0 | 0 | 0 | 0 | 0 | 0 | 0 | 0 | 0 | 0 | 0 | 0 | 0 | 0 | 0 | 0 | 0 | 0 | 0 | 0 | 0 | 0 | 0 | 0 | 0 | 0
F6_Industrial_Industrial - ID_New_Space Heating_Natural Gas_HVAC - Energy Recovery Ventilator_A_Technical Potential | F6 | Industrial | Industrial - ID | New | Space Heating | Natural Gas | HVAC - Energy Recovery Ventilator | A | Incremental Winter Peak Savings (MW) | Technical Potential | 0 | 0 | 0 | 0 | 0 | 0 | 0 | 0 | 0 | 0 | 0 | 0 | 0 | 0 | 0 | 0 | 0 | 0 | 0 | 0 | 0 | 0 | 0 | 0 | 0 | 0 | 0
F7_Industrial_Industrial - ID_New_Space Heating_Natural Gas_HVAC - Energy Recovery Ventilator_A_Technical Potential | F7 | Industrial | Industrial - ID | New | Space Heating | Natural Gas | HVAC - Energy Recovery Ventilator | A | Cumulative Energy Savings (MWh or mTherms) | Technical Potential | 0 | 0 | 0 | 0 | 0 | 0 | 0 | 0 | 0 | 0 | 0 | 0 | 0 | 0 | 0 | 0 | 0 | 0 | 0 | 0 | 0 | 0 | 0 | 0 | 0 | 0 | 0
F8_Industrial_Industrial - ID_New_Space Heating_Natural Gas_HVAC - Energy Recovery Ventilator_A_Technical Potential | F8 | Industrial | Industrial - ID | New | Space Heating | Natural Gas | HVAC - Energy Recovery Ventilator | A | Cumulative Summer Peak Savings (MW) | Technical Potential | 0 | 0 | 0 | 0 | 0 | 0 | 0 | 0 | 0 | 0 | 0 | 0 | 0 | 0 | 0 | 0 | 0 | 0 | 0 | 0 | 0 | 0 | 0 | 0 | 0 | 0 | 0
F9_Industrial_Industrial - ID_New_Space Heating_Natural Gas_HVAC - Energy Recovery Ventilator_A_Technical Potential | F9 | Industrial | Industrial - ID | New | Space Heating | Natural Gas | HVAC - Energy Recovery Ventilator | A | Cumulative Winter Peak Savings (MW) | Technical Potential | 0 | 0 | 0 | 0 | 0 | 0 | 0 | 0 | 0 | 0 | 0 | 0 | 0 | 0 | 0 | 0 | 0 | 0 | 0 | 0 | 0 | 0 | 0 | 0 | 0 | 0 | 0
F10_Industrial_Industrial - ID_New_Space Heating_Natural Gas_HVAC - Energy Recovery Ventilator_A_Technical Potential | F10 | Industrial | Industrial - ID | New | Space Heating | Natural Gas | HVAC - Energy Recovery Ventilator | A | Purchases (Incremental) | Technical Potential | 0 | 0 | 0 | 0 | 0 | 0 | 0 | 0 | 0 | 0 | 0 | 0 | 0 | 0 | 0 | 0 | 0 | 0 | 0 | 0 | 0 | 0 | 0 | 0 | 0 | 0 | 0
F11_Industrial_Industrial - ID_New_Space Heating_Natural Gas_HVAC - Energy Recovery Ventilator_A_Technical Potential | F11 | Industrial | Industrial - ID | New | Space Heating | Natural Gas | HVAC - Energy Recovery Ventilator | A | Purchases (Cumulative) | Technical Potential | 0 | 0 | 0 | 0 | 0 | 0 | 0 | 0 | 0 | 0 | 0 | 0 | 0 | 0 | 0 | 0 | 0 | 0 | 0 | 0 | 0 | 0 | 0 | 0 | 0 | 0 | 0
F1_Industrial_Industrial - ID_New_Space Heating_Natural Gas_Thermostat - Connected_A_Technical Potential | F1 | Industrial | Industrial - ID | New | Space Heating | Natural Gas | Thermostat - Connected | A | Integrated Unit Energy Savings (kWh or therms) | Technical Potential | 0 | 0 | 6744.2288 | 6205.5594 | 6150.0654 | 6129.7658 | 6120.4317 | 6116.1599 | 6115.0483 | 6116.2868 | 6119.4139 | 6124.0476 | 6129.7588 | 6136.0244 | 6142.2412 | 6147.7912 | 6152.1419 | 6156.4617 | 6165.4555 | 6171.8847 | 6176.0446 | 6177.9487 | 6177.2793 | 6175.4915 | 6163.6662 | 6145.2666 | 6125.43
F2_Industrial_Industrial - ID_New_Space Heating_Natural Gas_Thermostat - Connected_A_Technical Potential | F2 | Industrial | Industrial - ID | New | Space Heating | Natural Gas | Thermostat - Connected | A | Integrated Unit Summer Peak Savings (kW) | Technical Potential | 0 | 0 | 0 | 0 | 0 | 0 | 0 | 0 | 0 | 0 | 0 | 0 | 0 | 0 | 0 | 0 | 0 | 0 | 0 | 0 | 0 | 0 | 0 | 0 | 0 | 0 | 0
F3_Industrial_Industrial - ID_New_Space Heating_Natural Gas_Thermostat - Connected_A_Technical Potential | F3 | Industrial | Industrial - ID | New | Space Heating | Natural Gas | Thermostat - Connected | A | Integrated Unit Winter Peak Savings (kW) | Technical Potential | 0 | 0 | 0 | 0 | 0 | 0 | 0 | 0 | 0 | 0 | 0 | 0 | 0 | 0 | 0 | 0 | 0 | 0 | 0 | 0 | 0 | 0 | 0 | 0 | 0 | 0 | 0
F4_Industrial_Industrial - ID_New_Space Heating_Natural Gas_Thermostat - Connected_A_Technical Potential | F4 | Industrial | Industrial - ID | New | Space Heating | Natural Gas | Thermostat - Connected | A | Incremental Energy Savings (MWh or mTherms) | Technical Potential | 0 | 0 | 0.00067386 | 0.0040512 | 0.0072458 | 0.010428 | 0.013525 | 0.014305 | 0.010101 | 0.005771 | 0.001314 | 0 | 0 | 0 | 0 | 0 | 0 | 0 | 0 | 0 | 0 | 0 | 0 | 0 | 0 | 0 | 0
F5_Industrial_Industrial - ID_New_Space Heating_Natural Gas_Thermostat - Connected_A_Technical Potential | F5 | Industrial | Industrial - ID | New | Space Heating | Natural Gas | Thermostat - Connected | A | Incremental Summer Peak Savings (MW) | Technical Potential | 0 | 0 | 0 | 0 | 0 | 0 | 0 | 0 | 0 | 0 | 0 | 0 | 0 | 0 | 0 | 0 | 0 | 0 | 0 | 0 | 0 | 0 | 0 | 0 | 0 | 0 | 0
F6_Industrial_Industrial - ID_New_Space Heating_Natural Gas_Thermostat - Connected_A_Technical Potential | F6 | Industrial | Industrial - ID | New | Space Heating | Natural Gas | Thermostat - Connected | A | Incremental Winter Peak Savings (MW) | Technical Potential | 0 | 0 | 0 | 0 | 0 | 0 | 0 | 0 | 0 | 0 | 0 | 0 | 0 | 0 | 0 | 0 | 0 | 0 | 0 | 0 | 0 | 0 | 0 | 0 | 0 | 0 | 0
F7_Industrial_Industrial - ID_New_Space Heating_Natural Gas_Thermostat - Connected_A_Technical Potential | F7 | Industrial | Industrial - ID | New | Space Heating | Natural Gas | Thermostat - Connected | A | Cumulative Energy Savings (MWh or mTherms) | Technical Potential | 0 | 0 | 0.00067386 | 0.0046712 | 0.011875 | 0.022264 | 0.035755 | 0.050035 | 0.060127 | 0.06591 | 0.067258 | 0.067309 | 0.067372 | 0.067441 | 0.067509 | 0.06757 | 0.067618 | 0.067665 | 0.067764 | 0.067835 | 0.06788 | 0.067901 | 0.067894 | 0.067874 | 0.067744 | 0.067542 | 0.067324
F8_Industrial_Industrial - ID_New_Space Heating_Natural Gas_Thermostat - Connected_A_Technical Potential | F8 | Industrial | Industrial - ID | New | Space Heating | Natural Gas | Thermostat - Connected | A | Cumulative Summer Peak Savings (MW) | Technical Potential | 0 | 0 | 0 | 0 | 0 | 0 | 0 | 0 | 0 | 0 | 0 | 0 | 0 | 0 | 0 | 0 | 0 | 0 | 0 | 0 | 0 | 0 | 0 | 0 | 0 | 0 | 0
F9_Industrial_Industrial - ID_New_Space Heating_Natural Gas_Thermostat - Connected_A_Technical Potential | F9 | Industrial | Industrial - ID | New | Space Heating | Natural Gas | Thermostat - Connected | A | Cumulative Winter Peak Savings (MW) | Technical Potential | 0 | 0 | 0 | 0 | 0 | 0 | 0 | 0 | 0 | 0 | 0 | 0 | 0 | 0 | 0 | 0 | 0 | 0 | 0 | 0 | 0 | 0 | 0 | 0 | 0 | 0 | 0
F10_Industrial_Industrial - ID_New_Space Heating_Natural Gas_Thermostat - Connected_A_Technical Potential | F10 | Industrial | Industrial - ID | New | Space Heating | Natural Gas | Thermostat - Connected | A | Purchases (Incremental) | Technical Potential | 0 | 0 | 9.9917e-05 | 0.00065283 | 0.0011782 | 0.0017012 | 0.0022099 | 0.0023389 | 0.0016518 | 0.00094355 | 0.00021472 | 0 | 0 | 0 | 0 | 0 | 0 | 0 | 0 | 0 | 0 | 0 | 0 | 0 | 0 | 0 | 0
F11_Industrial_Industrial - ID_New_Space Heating_Natural Gas_Thermostat - Connected_A_Technical Potential | F11 | Industrial | Industrial - ID | New | Space Heating | Natural Gas | Thermostat - Connected | A | Purchases (Cumulative) | Technical Potential | 0 | 0 | 9.9917e-05 | 0.00075275 | 0.0019309 | 0.0036321 | 0.005842 | 0.0081808 | 0.0098327 | 0.010776 | 0.010991 | 0.010991 | 0.010991 | 0.010991 | 0.010991 | 0.010991 | 0.010991 | 0.010991 | 0.010991 | 0.010991 | 0.010991 | 0.010991 | 0.010991 | 0.010991 | 0.010991 | 0.010991 | 0.010991
F1_Industrial_Industrial - ID_New_Space Heating_Natural Gas_Gas Boiler - Maintenance_A_Technical Potential | F1 | Industrial | Industrial - ID | New | Space Heating | Natural Gas | Gas Boiler - Maintenance | A | Integrated Unit Energy Savings (kWh or therms) | Technical Potential | 0 | 0 | 0.44179 | 0.41748 | 0.41371 | 0.41171 | 0.41023 | 0.40913 | 0.40852 | 0.40823 | 0.40817 | 0.40821 | 0.40828 | 0.40836 | 0.40845 | 0.40849 | 0.40846 | 0.40846 | 0.40885 | 0.40913 | 0.40929 | 0.40932 | 0.40972 | 0.41001 | 0.40959 | 0.4087 | 0.40769
F2_Industrial_Industrial - ID_New_Space Heating_Natural Gas_Gas Boiler - Maintenance_A_Technical Potential | F2 | Industrial | Industrial - ID | New | Space Heating | Natural Gas | Gas Boiler - Maintenance | A | Integrated Unit Summer Peak Savings (kW) | Technical Potential | 0 | 0 | 0 | 0 | 0 | 0 | 0 | 0 | 0 | 0 | 0 | 0 | 0 | 0 | 0 | 0 | 0 | 0 | 0 | 0 | 0 | 0 | 0 | 0 | 0 | 0 | 0
F3_Industrial_Industrial - ID_New_Space Heating_Natural Gas_Gas Boiler - Maintenance_A_Technical Potential | F3 | Industrial | Industrial - ID | New | Space Heating | Natural Gas | Gas Boiler - Maintenance | A | Integrated Unit Winter Peak Savings (kW) | Technical Potential | 0 | 0 | 0 | 0 | 0 | 0 | 0 | 0 | 0 | 0 | 0 | 0 | 0 | 0 | 0 | 0 | 0 | 0 | 0 | 0 | 0 | 0 | 0 | 0 | 0 | 0 | 0
F4_Industrial_Industrial - ID_New_Space Heating_Natural Gas_Gas Boiler - Maintenance_A_Technical Potential | F4 | Industrial | Industrial - ID | New | Space Heating | Natural Gas | Gas Boiler - Maintenance | A | Incremental Energy Savings (MWh or mTherms) | Technical Potential | 0 | 0 | 2.9576e-05 | 0.00012799 | 0.00015847 | 0.00014977 | 7.5336e-05 | 5.6107e-05 | 3.908e-05 | 9.9696e-06 | 0 | 0 | 0 | 0 | 0 | 0 | 0 | 0 | 0 | 0 | 0 | 0 | 0 | 0 | 0 | 0 | 0
F5_Industrial_Industrial - ID_New_Space Heating_Natural Gas_Gas Boiler - Maintenance_A_Technical Potential | F5 | Industrial | Industrial - ID | New | Space Heating | Natural Gas | Gas Boiler - Maintenance | A | Incremental Summer Peak Savings (MW) | Technical Potential | 0 | 0 | 0 | 0 | 0 | 0 | 0 | 0 | 0 | 0 | 0 | 0 | 0 | 0 | 0 | 0 | 0 | 0 | 0 | 0 | 0 | 0 | 0 | 0 | 0 | 0 | 0
F6_Industrial_Industrial - ID_New_Space Heating_Natural Gas_Gas Boiler - Maintenance_A_Technical Potential | F6 | Industrial | Industrial - ID | New | Space Heating | Natural Gas | Gas Boiler - Maintenance | A | Incremental Winter Peak Savings (MW) | Technical Potential | 0 | 0 | 0 | 0 | 0 | 0 | 0 | 0 | 0 | 0 | 0 | 0 | 0 | 0 | 0 | 0 | 0 | 0 | 0 | 0 | 0 | 0 | 0 | 0 | 0 | 0 | 0
F7_Industrial_Industrial - ID_New_Space Heating_Natural Gas_Gas Boiler - Maintenance_A_Technical Potential | F7 | Industrial | Industrial - ID | New | Space Heating | Natural Gas | Gas Boiler - Maintenance | A | Cumulative Energy Savings (MWh or mTherms) | Technical Potential | 0 | 0 | 2.9576e-05 | 0.00015594 | 0.000313 | 0.00046126 | 0.00053493 | 0.00058961 | 0.00062781 | 0.00063733 | 0.00063725 | 0.0006373 | 0.00063741 | 0.00063755 | 0.00063767 | 0.00063774 | 0.0006377 | 0.0006377 | 0.00063831 | 0.00063874 | 0.00063899 | 0.00063903 | 0.00063966 | 0.00064011 | 0.00063946 | 0.00063807 | 0.00063649
F8_Industrial_Industrial - ID_New_Space Heating_Natural Gas_Gas Boiler - Maintenance_A_Technical Potential | F8 | Industrial | Industrial - ID | New | Space Heating | Natural Gas | Gas Boiler - Maintenance | A | Cumulative Summer Peak Savings (MW) | Technical Potential | 0 | 0 | 0 | 0 | 0 | 0 | 0 | 0 | 0 | 0 | 0 | 0 | 0 | 0 | 0 | 0 | 0 | 0 | 0 | 0 | 0 | 0 | 0 | 0 | 0 | 0 | 0
F9_Industrial_Industrial - ID_New_Space Heating_Natural Gas_Gas Boiler - Maintenance_A_Technical Potential | F9 | Industrial | Industrial - ID | New | Space Heating | Natural Gas | Gas Boiler - Maintenance | A | Cumulative Winter Peak Savings (MW) | Technical Potential | 0 | 0 | 0 | 0 | 0 | 0 | 0 | 0 | 0 | 0 | 0 | 0 | 0 | 0 | 0 | 0 | 0 | 0 | 0 | 0 | 0 | 0 | 0 | 0 | 0 | 0 | 0
F10_Industrial_Industrial - ID_New_Space Heating_Natural Gas_Gas Boiler - Maintenance_A_Technical Potential | F10 | Industrial | Industrial - ID | New | Space Heating | Natural Gas | Gas Boiler - Maintenance | A | Purchases (Incremental) | Technical Potential | 0 | 0 | 0.066946 | 0.30659 | 0.38303 | 0.36378 | 0.18365 | 0.13714 | 0.095663 | 0.024422 | 0 | 0 | 0 | 0 | 0 | 0 | 0 | 0 | 0 | 0 | 0 | 0 | 0 | 0 | 0 | 0 | 0
F11_Industrial_Industrial - ID_New_Space Heating_Natural Gas_Gas Boiler - Maintenance_A_Technical Potential | F11 | Industrial | Industrial - ID | New | Space Heating | Natural Gas | Gas Boiler - Maintenance | A | Purchases (Cumulative) | Technical Potential | 0 | 0 | 0.066946 | 0.37353 | 0.75657 | 1.1203 | 1.304 | 1.4411 | 1.5368 | 1.5612 | 1.5612 | 1.5612 | 1.5612 | 1.5612 | 1.5612 | 1.5612 | 1.5612 | 1.5612 | 1.5612 | 1.5612 | 1.5612 | 1.5612 | 1.5612 | 1.5612 | 1.5612 | 1.5612 | 1.5612
F1_Industrial_Industrial - ID_New_Space Heating_Natural Gas_Gas Furnace - Maintenance_A_Technical Potential | F1 | Industrial | Industrial - ID | New | Space Heating | Natural Gas | Gas Furnace - Maintenance | A | Integrated Unit Energy Savings (kWh or therms) | Technical Potential | 0 | 0 | 0.38796 | 0.3321 | 0.32635 | 0.32372 | 0.32201 | 0.32082 | 0.32012 | 0.31973 | 0.31957 | 0.3195 | 0.31948 | 0.31948 | 0.3195 | 0.31948 | 0.31943 | 0.31939 | 0.31967 | 0.31985 | 0.31992 | 0.31989 | 0.32016 | 0.32035 | 0.31999 | 0.31927 | 0.31845
F2_Industrial_Industrial - ID_New_Space Heating_Natural Gas_Gas Furnace - Maintenance_A_Technical Potential | F2 | Industrial | Industrial - ID | New | Space Heating | Natural Gas | Gas Furnace - Maintenance | A | Integrated Unit Summer Peak Savings (kW) | Technical Potential | 0 | 0 | 0 | 0 | 0 | 0 | 0 | 0 | 0 | 0 | 0 | 0 | 0 | 0 | 0 | 0 | 0 | 0 | 0 | 0 | 0 | 0 | 0 | 0 | 0 | 0 | 0
F3_Industrial_Industrial - ID_New_Space Heating_Natural Gas_Gas Furnace - Maintenance_A_Technical Potential | F3 | Industrial | Industrial - ID | New | Space Heating | Natural Gas | Gas Furnace - Maintenance | A | Integrated Unit Winter Peak Savings (kW) | Technical Potential | 0 | 0 | 0 | 0 | 0 | 0 | 0 | 0 | 0 | 0 | 0 | 0 | 0 | 0 | 0 | 0 | 0 | 0 | 0 | 0 | 0 | 0 | 0 | 0 | 0 | 0 | 0
F4_Industrial_Industrial - ID_New_Space Heating_Natural Gas_Gas Furnace - Maintenance_A_Technical Potential | F4 | Industrial | Industrial - ID | New | Space Heating | Natural Gas | Gas Furnace - Maintenance | A | Incremental Energy Savings (MWh or mTherms) | Technical Potential | 0 | 0 | 1.6275e-05 | 6.38e-05 | 7.8327e-05 | 7.3791e-05 | 3.7056e-05 | 2.7569e-05 | 1.9189e-05 | 4.8928e-06 | 0 | 0 | 0 | 0 | 0 | 0 | 0 | 0 | 0 | 0 | 0 | 0 | 0 | 0 | 0 | 0 | 0
F5_Industrial_Industrial - ID_New_Space Heating_Natural Gas_Gas Furnace - Maintenance_A_Technical Potential | F5 | Industrial | Industrial - ID | New | Space Heating | Natural Gas | Gas Furnace - Maintenance | A | Incremental Summer Peak Savings (MW) | Technical Potential | 0 | 0 | 0 | 0 | 0 | 0 | 0 | 0 | 0 | 0 | 0 | 0 | 0 | 0 | 0 | 0 | 0 | 0 | 0 | 0 | 0 | 0 | 0 | 0 | 0 | 0 | 0
F6_Industrial_Industrial - ID_New_Space Heating_Natural Gas_Gas Furnace - Maintenance_A_Technical Potential | F6 | Industrial | Industrial - ID | New | Space Heating | Natural Gas | Gas Furnace - Maintenance | A | Incremental Winter Peak Savings (MW) | Technical Potential | 0 | 0 | 0 | 0 | 0 | 0 | 0 | 0 | 0 | 0 | 0 | 0 | 0 | 0 | 0 | 0 | 0 | 0 | 0 | 0 | 0 | 0 | 0 | 0 | 0 | 0 | 0
F7_Industrial_Industrial - ID_New_Space Heating_Natural Gas_Gas Furnace - Maintenance_A_Technical Potential | F7 | Industrial | Industrial - ID | New | Space Heating | Natural Gas | Gas Furnace - Maintenance | A | Cumulative Energy Savings (MWh or mTherms) | Technical Potential | 0 | 0 | 1.6275e-05 | 7.7731e-05 | 0.00015471 | 0.00022726 | 0.00026312 | 0.00028971 | 0.00030827 | 0.00031279 | 0.00031263 | 0.00031256 | 0.00031254 | 0.00031254 | 0.00031256 | 0.00031254 | 0.00031249 | 0.00031246 | 0.00031273 | 0.0003129 | 0.00031297 | 0.00031294 | 0.00031321 | 0.00031339 | 0.00031304 | 0.00031233 | 0.00031153
F8_Industrial_Industrial - ID_New_Space Heating_Natural Gas_Gas Furnace - Maintenance_A_Technical Potential | F8 | Industrial | Industrial - ID | New | Space Heating | Natural Gas | Gas Furnace - Maintenance | A | Cumulative Summer Peak Savings (MW) | Technical Potential | 0 | 0 | 0 | 0 | 0 | 0 | 0 | 0 | 0 | 0 | 0 | 0 | 0 | 0 | 0 | 0 | 0 | 0 | 0 | 0 | 0 | 0 | 0 | 0 | 0 | 0 | 0
F9_Industrial_Industrial - ID_New_Space Heating_Natural Gas_Gas Furnace - Maintenance_A_Technical Potential | F9 | Industrial | Industrial - ID | New | Space Heating | Natural Gas | Gas Furnace - Maintenance | A | Cumulative Winter Peak Savings (MW) | Technical Potential | 0 | 0 | 0 | 0 | 0 | 0 | 0 | 0 | 0 | 0 | 0 | 0 | 0 | 0 | 0 | 0 | 0 | 0 | 0 | 0 | 0 | 0 | 0 | 0 | 0 | 0 | 0
F10_Industrial_Industrial - ID_New_Space Heating_Natural Gas_Gas Furnace - Maintenance_A_Technical Potential | F10 | Industrial | Industrial - ID | New | Space Heating | Natural Gas | Gas Furnace - Maintenance | A | Purchases (Incremental) | Technical Potential | 0 | 0 | 0.041949 | 0.19211 | 0.24001 | 0.22795 | 0.11507 | 0.085932 | 0.059944 | 0.015303 | 0 | 0 | 0 | 0 | 0 | 0 | 0 | 0 | 0 | 0 | 0 | 0 | 0 | 0 | 0 | 0 | 0
F11_Industrial_Industrial - ID_New_Space Heating_Natural Gas_Gas Furnace - Maintenance_A_Technical Potential | F11 | Industrial | Industrial - ID | New | Space Heating | Natural Gas | Gas Furnace - Maintenance | A | Purchases (Cumulative) | Technical Potential | 0 | 0 | 0.041949 | 0.23406 | 0.47407 | 0.70202 | 0.8171 | 0.90303 | 0.96297 | 0.97828 | 0.97828 | 0.97828 | 0.97828 | 0.97828 | 0.97828 | 0.97828 | 0.97828 | 0.97828 | 0.97828 | 0.97828 | 0.97828 | 0.97828 | 0.97828 | 0.97828 | 0.97828 | 0.97828 | 0.97828
F1_Industrial_Industrial - ID_New_Space Heating_Natural Gas_Gas Furnace - Tube Inserts_A_Technical Potential | F1 | Industrial | Industrial - ID | New | Space Heating | Natural Gas | Gas Furnace - Tube Inserts | A | Integrated Unit Energy Savings (kWh or therms) | Technical Potential | 0 | 0 | 0 | 0 | 0 | 0 | 0 | 0 | 0 | 0 | 0 | 0 | 0 | 0 | 0 | 0 | 0 | 0 | 0 | 0 | 0 | 0 | 0 | 0 | 0 | 0 | 0
F2_Industrial_Industrial - ID_New_Space Heating_Natural Gas_Gas Furnace - Tube Inserts_A_Technical Potential | F2 | Industrial | Industrial - ID | New | Space Heating | Natural Gas | Gas Furnace - Tube Inserts | A | Integrated Unit Summer Peak Savings (kW) | Technical Potential | 0 | 0 | 0 | 0 | 0 | 0 | 0 | 0 | 0 | 0 | 0 | 0 | 0 | 0 | 0 | 0 | 0 | 0 | 0 | 0 | 0 | 0 | 0 | 0 | 0 | 0 | 0
F3_Industrial_Industrial - ID_New_Space Heating_Natural Gas_Gas Furnace - Tube Inserts_A_Technical Potential | F3 | Industrial | Industrial - ID | New | Space Heating | Natural Gas | Gas Furnace - Tube Inserts | A | Integrated Unit Winter Peak Savings (kW) | Technical Potential | 0 | 0 | 0 | 0 | 0 | 0 | 0 | 0 | 0 | 0 | 0 | 0 | 0 | 0 | 0 | 0 | 0 | 0 | 0 | 0 | 0 | 0 | 0 | 0 | 0 | 0 | 0
F4_Industrial_Industrial - ID_New_Space Heating_Natural Gas_Gas Furnace - Tube Inserts_A_Technical Potential | F4 | Industrial | Industrial - ID | New | Space Heating | Natural Gas | Gas Furnace - Tube Inserts | A | Incremental Energy Savings (MWh or mTherms) | Technical Potential | 0 | 0 | 0 | 0 | 0 | 0 | 0 | 0 | 0 | 0 | 0 | 0 | 0 | 0 | 0 | 0 | 0 | 0 | 0 | 0 | 0 | 0 | 0 | 0 | 0 | 0 | 0
F5_Industrial_Industrial - ID_New_Space Heating_Natural Gas_Gas Furnace - Tube Inserts_A_Technical Potential | F5 | Industrial | Industrial - ID | New | Space Heating | Natural Gas | Gas Furnace - Tube Inserts | A | Incremental Summer Peak Savings (MW) | Technical Potential | 0 | 0 | 0 | 0 | 0 | 0 | 0 | 0 | 0 | 0 | 0 | 0 | 0 | 0 | 0 | 0 | 0 | 0 | 0 | 0 | 0 | 0 | 0 | 0 | 0 | 0 | 0
F6_Industrial_Industrial - ID_New_Space Heating_Natural Gas_Gas Furnace - Tube Inserts_A_Technical Potential | F6 | Industrial | Industrial - ID | New | Space Heating | Natural Gas | Gas Furnace - Tube Inserts | A | Incremental Winter Peak Savings (MW) | Technical Potential | 0 | 0 | 0 | 0 | 0 | 0 | 0 | 0 | 0 | 0 | 0 | 0 | 0 | 0 | 0 | 0 | 0 | 0 | 0 | 0 | 0 | 0 | 0 | 0 | 0 | 0 | 0
F7_Industrial_Industrial - ID_New_Space Heating_Natural Gas_Gas Furnace - Tube Inserts_A_Technical Potential | F7 | Industrial | Industrial - ID | New | Space Heating | Natural Gas | Gas Furnace - Tube Inserts | A | Cumulative Energy Savings (MWh or mTherms) | Technical Potential | 0 | 0 | 0 | 0 | 0 | 0 | 0 | 0 | 0 | 0 | 0 | 0 | 0 | 0 | 0 | 0 | 0 | 0 | 0 | 0 | 0 | 0 | 0 | 0 | 0 | 0 | 0
F8_Industrial_Industrial - ID_New_Space Heating_Natural Gas_Gas Furnace - Tube Inserts_A_Technical Potential | F8 | Industrial | Industrial - ID | New | Space Heating | Natural Gas | Gas Furnace - Tube Inserts | A | Cumulative Summer Peak Savings (MW) | Technical Potential | 0 | 0 | 0 | 0 | 0 | 0 | 0 | 0 | 0 | 0 | 0 | 0 | 0 | 0 | 0 | 0 | 0 | 0 | 0 | 0 | 0 | 0 | 0 | 0 | 0 | 0 | 0
F9_Industrial_Industrial - ID_New_Space Heating_Natural Gas_Gas Furnace - Tube Inserts_A_Technical Potential | F9 | Industrial | Industrial - ID | New | Space Heating | Natural Gas | Gas Furnace - Tube Inserts | A | Cumulative Winter Peak Savings (MW) | Technical Potential | 0 | 0 | 0 | 0 | 0 | 0 | 0 | 0 | 0 | 0 | 0 | 0 | 0 | 0 | 0 | 0 | 0 | 0 | 0 | 0 | 0 | 0 | 0 | 0 | 0 | 0 | 0
F10_Industrial_Industrial - ID_New_Space Heating_Natural Gas_Gas Furnace - Tube Inserts_A_Technical Potential | F10 | Industrial | Industrial - ID | New | Space Heating | Natural Gas | Gas Furnace - Tube Inserts | A | Purchases (Incremental) | Technical Potential | 0 | 0 | 0 | 0 | 0 | 0 | 0 | 0 | 0 | 0 | 0 | 0 | 0 | 0 | 0 | 0 | 0 | 0 | 0 | 0 | 0 | 0 | 0 | 0 | 0 | 0 | 0
F11_Industrial_Industrial - ID_New_Space Heating_Natural Gas_Gas Furnace - Tube Inserts_A_Technical Potential | F11 | Industrial | Industrial - ID | New | Space Heating | Natural Gas | Gas Furnace - Tube Inserts | A | Purchases (Cumulative) | Technical Potential | 0 | 0 | 0 | 0 | 0 | 0 | 0 | 0 | 0 | 0 | 0 | 0 | 0 | 0 | 0 | 0 | 0 | 0 | 0 | 0 | 0 | 0 | 0 | 0 | 0 | 0 | 0
F1_Industrial_Industrial - ID_New_Space Heating_Natural Gas_Gas Boiler - Burner Control Optimization_A_Technical Potential | F1 | Industrial | Industrial - ID | New | Space Heating | Natural Gas | Gas Boiler - Burner Control Optimization | A | Integrated Unit Energy Savings (kWh or therms) | Technical Potential | 0 | 0 | 0.21367 | 0.20193 | 0.20018 | 0.19929 | 0.19866 | 0.19822 | 0.198 | 0.19793 | 0.19796 | 0.19803 | 0.1981 | 0.19817 | 0.19822 | 0.19825 | 0.19823 | 0.19821 | 0.19837 | 0.19847 | 0.19852 | 0.19851 | 0.19868 | 0.19879 | 0.19857 | 0.19811 | 0.1976
F2_Industrial_Industrial - ID_New_Space Heating_Natural Gas_Gas Boiler - Burner Control Optimization_A_Technical Potential | F2 | Industrial | Industrial - ID | New | Space Heating | Natural Gas | Gas Boiler - Burner Control Optimization | A | Integrated Unit Summer Peak Savings (kW) | Technical Potential | 0 | 0 | 0 | 0 | 0 | 0 | 0 | 0 | 0 | 0 | 0 | 0 | 0 | 0 | 0 | 0 | 0 | 0 | 0 | 0 | 0 | 0 | 0 | 0 | 0 | 0 | 0
F3_Industrial_Industrial - ID_New_Space Heating_Natural Gas_Gas Boiler - Burner Control Optimization_A_Technical Potential | F3 | Industrial | Industrial - ID | New | Space Heating | Natural Gas | Gas Boiler - Burner Control Optimization | A | Integrated Unit Winter Peak Savings (kW) | Technical Potential | 0 | 0 | 0 | 0 | 0 | 0 | 0 | 0 | 0 | 0 | 0 | 0 | 0 | 0 | 0 | 0 | 0 | 0 | 0 | 0 | 0 | 0 | 0 | 0 | 0 | 0 | 0
F4_Industrial_Industrial - ID_New_Space Heating_Natural Gas_Gas Boiler - Burner Control Optimization_A_Technical Potential | F4 | Industrial | Industrial - ID | New | Space Heating | Natural Gas | Gas Boiler - Burner Control Optimization | A | Incremental Energy Savings (MWh or mTherms) | Technical Potential | 0 | 0 | 5.7238e-06 | 5.5557e-05 | 0.00019879 | 0.00050008 | 0.0010073 | 0.0017254 | 0.0025911 | 0.0034775 | 0.0042279 | 0.0047033 | 0.0048262 | 0.0045984 | 0.0040907 | 0.0034134 | 0.0026824 | 0.0019927 | 0.0014051 | 0.00094186 | 0.0005964 | 0.00037157 | 0 | 0 | 0 | 0 | 0
F5_Industrial_Industrial - ID_New_Space Heating_Natural Gas_Gas Boiler - Burner Control Optimization_A_Technical Potential | F5 | Industrial | Industrial - ID | New | Space Heating | Natural Gas | Gas Boiler - Burner Control Optimization | A | Incremental Summer Peak Savings (MW) | Technical Potential | 0 | 0 | 0 | 0 | 0 | 0 | 0 | 0 | 0 | 0 | 0 | 0 | 0 | 0 | 0 | 0 | 0 | 0 | 0 | 0 | 0 | 0 | 0 | 0 | 0 | 0 | 0
F6_Industrial_Industrial - ID_New_Space Heating_Natural Gas_Gas Boiler - Burner Control Optimization_A_Technical Potential | F6 | Industrial | Industrial - ID | New | Space Heating | Natural Gas | Gas Boiler - Burner Control Optimization | A | Incremental Winter Peak Savings (MW) | Technical Potential | 0 | 0 | 0 | 0 | 0 | 0 | 0 | 0 | 0 | 0 | 0 | 0 | 0 | 0 | 0 | 0 | 0 | 0 | 0 | 0 | 0 | 0 | 0 | 0 | 0 | 0 | 0
F7_Industrial_Industrial - ID_New_Space Heating_Natural Gas_Gas Boiler - Burner Control Optimization_A_Technical Potential | F7 | Industrial | Industrial - ID | New | Space Heating | Natural Gas | Gas Boiler - Burner Control Optimization | A | Cumulative Energy Savings (MWh or mTherms) | Technical Potential | 0 | 0 | 5.7238e-06 | 6.0967e-05 | 0.00025923 | 0.00075816 | 0.0017631 | 0.0034846 | 0.0060718 | 0.0095471 | 0.013777 | 0.018485 | 0.023318 | 0.027924 | 0.032022 | 0.03544 | 0.038118 | 0.040108 | 0.041546 | 0.042509 | 0.043116 | 0.043484 | 0.043521 | 0.043546 | 0.043497 | 0.043398 | 0.043286
F8_Industrial_Industrial - ID_New_Space Heating_Natural Gas_Gas Boiler - Burner Control Optimization_A_Technical Potential | F8 | Industrial | Industrial - ID | New | Space Heating | Natural Gas | Gas Boiler - Burner Control Optimization | A | Cumulative Summer Peak Savings (MW) | Technical Potential | 0 | 0 | 0 | 0 | 0 | 0 | 0 | 0 | 0 | 0 | 0 | 0 | 0 | 0 | 0 | 0 | 0 | 0 | 0 | 0 | 0 | 0 | 0 | 0 | 0 | 0 | 0
F9_Industrial_Industrial - ID_New_Space Heating_Natural Gas_Gas Boiler - Burner Control Optimization_A_Technical Potential | F9 | Industrial | Industrial - ID | New | Space Heating | Natural Gas | Gas Boiler - Burner Control Optimization | A | Cumulative Winter Peak Savings (MW) | Technical Potential | 0 | 0 | 0 | 0 | 0 | 0 | 0 | 0 | 0 | 0 | 0 | 0 | 0 | 0 | 0 | 0 | 0 | 0 | 0 | 0 | 0 | 0 | 0 | 0 | 0 | 0 | 0
F10_Industrial_Industrial - ID_New_Space Heating_Natural Gas_Gas Boiler - Burner Control Optimization_A_Technical Potential | F10 | Industrial | Industrial - ID | New | Space Heating | Natural Gas | Gas Boiler - Burner Control Optimization | A | Purchases (Incremental) | Technical Potential | 0 | 0 | 0.026788 | 0.27513 | 0.99305 | 2.5093 | 5.0706 | 8.7045 | 13.0865 | 17.5696 | 21.3571 | 23.7507 | 24.3625 | 23.2045 | 20.6368 | 17.218 | 13.532 | 10.0536 | 7.0831 | 4.7455 | 3.0042 | 1.8718 | 0 | 0 | 0 | 0 | 0
F11_Industrial_Industrial - ID_New_Space Heating_Natural Gas_Gas Boiler - Burner Control Optimization_A_Technical Potential | F11 | Industrial | Industrial - ID | New | Space Heating | Natural Gas | Gas Boiler - Burner Control Optimization | A | Purchases (Cumulative) | Technical Potential | 0 | 0 | 0.026788 | 0.30192 | 1.295 | 3.8043 | 8.8748 | 17.5793 | 30.6659 | 48.2355 | 69.5926 | 93.3433 | 117.7058 | 140.9103 | 161.547 | 178.765 | 192.297 | 202.3506 | 209.4337 | 214.1792 | 217.1834 | 219.0552 | 219.0552 | 219.0552 | 219.0552 | 219.0552 | 219.0552
F1_Industrial_Industrial - ID_New_Space Heating_Natural Gas_Gas Boiler - High Turndown Burner_A_Technical Potential | F1 | Industrial | Industrial - ID | New | Space Heating | Natural Gas | Gas Boiler - High Turndown Burner | A | Integrated Unit Energy Savings (kWh or therms) | Technical Potential | 0 | 0 | 0.73678 | 0.69632 | 0.69029 | 0.68721 | 0.68505 | 0.68352 | 0.68276 | 0.6825 | 0.68262 | 0.68286 | 0.68311 | 0.68334 | 0.68353 | 0.68361 | 0.68354 | 0.68348 | 0.68404 | 0.68439 | 0.68456 | 0.68451 | 0.68509 | 0.68548 | 0.68471 | 0.68315 | 0.68139
F2_Industrial_Industrial - ID_New_Space Heating_Natural Gas_Gas Boiler - High Turndown Burner_A_Technical Potential | F2 | Industrial | Industrial - ID | New | Space Heating | Natural Gas | Gas Boiler - High Turndown Burner | A | Integrated Unit Summer Peak Savings (kW) | Technical Potential | 0 | 0 | 0 | 0 | 0 | 0 | 0 | 0 | 0 | 0 | 0 | 0 | 0 | 0 | 0 | 0 | 0 | 0 | 0 | 0 | 0 | 0 | 0 | 0 | 0 | 0 | 0
F3_Industrial_Industrial - ID_New_Space Heating_Natural Gas_Gas Boiler - High Turndown Burner_A_Technical Potential | F3 | Industrial | Industrial - ID | New | Space Heating | Natural Gas | Gas Boiler - High Turndown Burner | A | Integrated Unit Winter Peak Savings (kW) | Technical Potential | 0 | 0 | 0 | 0 | 0 | 0 | 0 | 0 | 0 | 0 | 0 | 0 | 0 | 0 | 0 | 0 | 0 | 0 | 0 | 0 | 0 | 0 | 0 | 0 | 0 | 0 | 0
F4_Industrial_Industrial - ID_New_Space Heating_Natural Gas_Gas Boiler - High Turndown Burner_A_Technical Potential | F4 | Industrial | Industrial - ID | New | Space Heating | Natural Gas | Gas Boiler - High Turndown Burner | A | Incremental Energy Savings (MWh or mTherms) | Technical Potential | 0 | 0 | 0 | 0 | 0 | 0 | 0 | 0 | 0 | 0 | 0 | 0 | 0 | 0 | 0 | 0 | 0 | 0 | 0 | 0 | 0 | 0 | 0 | 0 | 0 | 0 | 0
F5_Industrial_Industrial - ID_New_Space Heating_Natural Gas_Gas Boiler - High Turndown Burner_A_Technical Potential | F5 | Industrial | Industrial - ID | New | Space Heating | Natural Gas | Gas Boiler - High Turndown Burner | A | Incremental Summer Peak Savings (MW) | Technical Potential | 0 | 0 | 0 | 0 | 0 | 0 | 0 | 0 | 0 | 0 | 0 | 0 | 0 | 0 | 0 | 0 | 0 | 0 | 0 | 0 | 0 | 0 | 0 | 0 | 0 | 0 | 0
F6_Industrial_Industrial - ID_New_Space Heating_Natural Gas_Gas Boiler - High Turndown Burner_A_Technical Potential | F6 | Industrial | Industrial - ID | New | Space Heating | Natural Gas | Gas Boiler - High Turndown Burner | A | Incremental Winter Peak Savings (MW) | Technical Potential | 0 | 0 | 0 | 0 | 0 | 0 | 0 | 0 | 0 | 0 | 0 | 0 | 0 | 0 | 0 | 0 | 0 | 0 | 0 | 0 | 0 | 0 | 0 | 0 | 0 | 0 | 0
F7_Industrial_Industrial - ID_New_Space Heating_Natural Gas_Gas Boiler - High Turndown Burner_A_Technical Potential | F7 | Industrial | Industrial - ID | New | Space Heating | Natural Gas | Gas Boiler - High Turndown Burner | A | Cumulative Energy Savings (MWh or mTherms) | Technical Potential | 0 | 0 | 0 | 0 | 0 | 0 | 0 | 0 | 0 | 0 | 0 | 0 | 0 | 0 | 0 | 0 | 0 | 0 | 0 | 0 | 0 | 0 | 0 | 0 | 0 | 0 | 0
F8_Industrial_Industrial - ID_New_Space Heating_Natural Gas_Gas Boiler - High Turndown Burner_A_Technical Potential | F8 | Industrial | Industrial - ID | New | Space Heating | Natural Gas | Gas Boiler - High Turndown Burner | A | Cumulative Summer Peak Savings (MW) | Technical Potential | 0 | 0 | 0 | 0 | 0 | 0 | 0 | 0 | 0 | 0 | 0 | 0 | 0 | 0 | 0 | 0 | 0 | 0 | 0 | 0 | 0 | 0 | 0 | 0 | 0 | 0 | 0
F9_Industrial_Industrial - ID_New_Space Heating_Natural Gas_Gas Boiler - High Turndown Burner_A_Technical Potential | F9 | Industrial | Industrial - ID | New | Space Heating | Natural Gas | Gas Boiler - High Turndown Burner | A | Cumulative Winter Peak Savings (MW) | Technical Potential | 0 | 0 | 0 | 0 | 0 | 0 | 0 | 0 | 0 | 0 | 0 | 0 | 0 | 0 | 0 | 0 | 0 | 0 | 0 | 0 | 0 | 0 | 0 | 0 | 0 | 0 | 0
F10_Industrial_Industrial - ID_New_Space Heating_Natural Gas_Gas Boiler - High Turndown Burner_A_Technical Potential | F10 | Industrial | Industrial - ID | New | Space Heating | Natural Gas | Gas Boiler - High Turndown Burner | A | Purchases (Incremental) | Technical Potential | 0 | 0 | 0 | 0 | 0 | 0 | 0 | 0 | 0 | 0 | 0 | 0 | 0 | 0 | 0 | 0 | 0 | 0 | 0 | 0 | 0 | 0 | 0 | 0 | 0 | 0 | 0
F11_Industrial_Industrial - ID_New_Space Heating_Natural Gas_Gas Boiler - High Turndown Burner_A_Technical Potential | F11 | Industrial | Industrial - ID | New | Space Heating | Natural Gas | Gas Boiler - High Turndown Burner | A | Purchases (Cumulative) | Technical Potential | 0 | 0 | 0 | 0 | 0 | 0 | 0 | 0 | 0 | 0 | 0 | 0 | 0 | 0 | 0 | 0 | 0 | 0 | 0 | 0 | 0 | 0 | 0 | 0 | 0 | 0 | 0
F1_Industrial_Industrial - ID_New_Space Heating_Natural Gas_Gas Boiler - Hot Water Reset_A_Technical Potential | F1 | Industrial | Industrial - ID | New | Space Heating | Natural Gas | Gas Boiler - Hot Water Reset | A | Integrated Unit Energy Savings (kWh or therms) | Technical Potential | 0 | 0 | 785.9023 | 742.7421 | 736.3046 | 733.0262 | 730.7165 | 729.088 | 728.2738 | 728.0028 | 728.1309 | 728.3792 | 728.6461 | 728.9011 | 729.0974 | 729.1827 | 729.1108 | 729.0498 | 729.6407 | 730.0184 | 730.199 | 730.1439 | 730.7634 | 731.183 | 730.3548 | 728.6944 | 726.8165
F2_Industrial_Industrial - ID_New_Space Heating_Natural Gas_Gas Boiler - Hot Water Reset_A_Technical Potential | F2 | Industrial | Industrial - ID | New | Space Heating | Natural Gas | Gas Boiler - Hot Water Reset | A | Integrated Unit Summer Peak Savings (kW) | Technical Potential | 0 | 0 | 0 | 0 | 0 | 0 | 0 | 0 | 0 | 0 | 0 | 0 | 0 | 0 | 0 | 0 | 0 | 0 | 0 | 0 | 0 | 0 | 0 | 0 | 0 | 0 | 0
F3_Industrial_Industrial - ID_New_Space Heating_Natural Gas_Gas Boiler - Hot Water Reset_A_Technical Potential | F3 | Industrial | Industrial - ID | New | Space Heating | Natural Gas | Gas Boiler - Hot Water Reset | A | Integrated Unit Winter Peak Savings (kW) | Technical Potential | 0 | 0 | 0 | 0 | 0 | 0 | 0 | 0 | 0 | 0 | 0 | 0 | 0 | 0 | 0 | 0 | 0 | 0 | 0 | 0 | 0 | 0 | 0 | 0 | 0 | 0 | 0
F4_Industrial_Industrial - ID_New_Space Heating_Natural Gas_Gas Boiler - Hot Water Reset_A_Technical Potential | F4 | Industrial | Industrial - ID | New | Space Heating | Natural Gas | Gas Boiler - Hot Water Reset | A | Incremental Energy Savings (MWh or mTherms) | Technical Potential | 0 | 0 | 0 | 0 | 0 | 0 | 0 | 0 | 0 | 0 | 0 | 0 | 0 | 0 | 0 | 0 | 0 | 0 | 0 | 0 | 0 | 0 | 0 | 0 | 0 | 0 | 0
F5_Industrial_Industrial - ID_New_Space Heating_Natural Gas_Gas Boiler - Hot Water Reset_A_Technical Potential | F5 | Industrial | Industrial - ID | New | Space Heating | Natural Gas | Gas Boiler - Hot Water Reset | A | Incremental Summer Peak Savings (MW) | Technical Potential | 0 | 0 | 0 | 0 | 0 | 0 | 0 | 0 | 0 | 0 | 0 | 0 | 0 | 0 | 0 | 0 | 0 | 0 | 0 | 0 | 0 | 0 | 0 | 0 | 0 | 0 | 0
F6_Industrial_Industrial - ID_New_Space Heating_Natural Gas_Gas Boiler - Hot Water Reset_A_Technical Potential | F6 | Industrial | Industrial - ID | New | Space Heating | Natural Gas | Gas Boiler - Hot Water Reset | A | Incremental Winter Peak Savings (MW) | Technical Potential | 0 | 0 | 0 | 0 | 0 | 0 | 0 | 0 | 0 | 0 | 0 | 0 | 0 | 0 | 0 | 0 | 0 | 0 | 0 | 0 | 0 | 0 | 0 | 0 | 0 | 0 | 0
F7_Industrial_Industrial - ID_New_Space Heating_Natural Gas_Gas Boiler - Hot Water Reset_A_Technical Potential | F7 | Industrial | Industrial - ID | New | Space Heating | Natural Gas | Gas Boiler - Hot Water Reset | A | Cumulative Energy Savings (MWh or mTherms) | Technical Potential | 0 | 0 | 0 | 0 | 0 | 0 | 0 | 0 | 0 | 0 | 0 | 0 | 0 | 0 | 0 | 0 | 0 | 0 | 0 | 0 | 0 | 0 | 0 | 0 | 0 | 0 | 0
F8_Industrial_Industrial - ID_New_Space Heating_Natural Gas_Gas Boiler - Hot Water Reset_A_Technical Potential | F8 | Industrial | Industrial - ID | New | Space Heating | Natural Gas | Gas Boiler - Hot Water Reset | A | Cumulative Summer Peak Savings (MW) | Technical Potential | 0 | 0 | 0 | 0 | 0 | 0 | 0 | 0 | 0 | 0 | 0 | 0 | 0 | 0 | 0 | 0 | 0 | 0 | 0 | 0 | 0 | 0 | 0 | 0 | 0 | 0 | 0
F9_Industrial_Industrial - ID_New_Space Heating_Natural Gas_Gas Boiler - Hot Water Reset_A_Technical Potential | F9 | Industrial | Industrial - ID | New | Space Heating | Natural Gas | Gas Boiler - Hot Water Reset | A | Cumulative Winter Peak Savings (MW) | Technical Potential | 0 | 0 | 0 | 0 | 0 | 0 | 0 | 0 | 0 | 0 | 0 | 0 | 0 | 0 | 0 | 0 | 0 | 0 | 0 | 0 | 0 | 0 | 0 | 0 | 0 | 0 | 0
F10_Industrial_Industrial - ID_New_Space Heating_Natural Gas_Gas Boiler - Hot Water Reset_A_Technical Potential | F10 | Industrial | Industrial - ID | New | Space Heating | Natural Gas | Gas Boiler - Hot Water Reset | A | Purchases (Incremental) | Technical Potential | 0 | 0 | 0 | 0 | 0 | 0 | 0 | 0 | 0 | 0 | 0 | 0 | 0 | 0 | 0 | 0 | 0 | 0 | 0 | 0 | 0 | 0 | 0 | 0 | 0 | 0 | 0
F11_Industrial_Industrial - ID_New_Space Heating_Natural Gas_Gas Boiler - Hot Water Reset_A_Technical Potential | F11 | Industrial | Industrial - ID | New | Space Heating | Natural Gas | Gas Boiler - Hot Water Reset | A | Purchases (Cumulative) | Technical Potential | 0 | 0 | 0 | 0 | 0 | 0 | 0 | 0 | 0 | 0 | 0 | 0 | 0 | 0 | 0 | 0 | 0 | 0 | 0 | 0 | 0 | 0 | 0 | 0 | 0 | 0 | 0
F1_Industrial_Industrial - ID_New_Space Heating_Natural Gas_Gas Boiler - Insulate Hot Water Lines_A_Technical Potential | F1 | Industrial | Industrial - ID | New | Space Heating | Natural Gas | Gas Boiler - Insulate Hot Water Lines | A | Integrated Unit Energy Savings (kWh or therms) | Technical Potential | 0 | 0 | 3.502 | 3.3096 | 3.2808 | 3.2659 | 3.2552 | 3.2474 | 3.243 | 3.241 | 3.2407 | 3.241 | 3.2415 | 3.2421 | 3.2426 | 3.2428 | 3.2424 | 3.2422 | 3.245 | 3.2468 | 3.2478 | 3.2478 | 3.2508 | 3.2529 | 3.2494 | 3.2422 | 3.234
F2_Industrial_Industrial - ID_New_Space Heating_Natural Gas_Gas Boiler - Insulate Hot Water Lines_A_Technical Potential | F2 | Industrial | Industrial - ID | New | Space Heating | Natural Gas | Gas Boiler - Insulate Hot Water Lines | A | Integrated Unit Summer Peak Savings (kW) | Technical Potential | 0 | 0 | 0 | 0 | 0 | 0 | 0 | 0 | 0 | 0 | 0 | 0 | 0 | 0 | 0 | 0 | 0 | 0 | 0 | 0 | 0 | 0 | 0 | 0 | 0 | 0 | 0
F3_Industrial_Industrial - ID_New_Space Heating_Natural Gas_Gas Boiler - Insulate Hot Water Lines_A_Technical Potential | F3 | Industrial | Industrial - ID | New | Space Heating | Natural Gas | Gas Boiler - Insulate Hot Water Lines | A | Integrated Unit Winter Peak Savings (kW) | Technical Potential | 0 | 0 | 0 | 0 | 0 | 0 | 0 | 0 | 0 | 0 | 0 | 0 | 0 | 0 | 0 | 0 | 0 | 0 | 0 | 0 | 0 | 0 | 0 | 0 | 0 | 0 | 0
F4_Industrial_Industrial - ID_New_Space Heating_Natural Gas_Gas Boiler - Insulate Hot Water Lines_A_Technical Potential | F4 | Industrial | Industrial - ID | New | Space Heating | Natural Gas | Gas Boiler - Insulate Hot Water Lines | A | Incremental Energy Savings (MWh or mTherms) | Technical Potential | 0 | 0 | 0 | 0 | 0 | 0 | 0 | 0 | 0 | 0 | 0 | 0 | 0 | 0 | 0 | 0 | 0 | 0 | 0 | 0 | 0 | 0 | 0 | 0 | 0 | 0 | 0
F5_Industrial_Industrial - ID_New_Space Heating_Natural Gas_Gas Boiler - Insulate Hot Water Lines_A_Technical Potential | F5 | Industrial | Industrial - ID | New | Space Heating | Natural Gas | Gas Boiler - Insulate Hot Water Lines | A | Incremental Summer Peak Savings (MW) | Technical Potential | 0 | 0 | 0 | 0 | 0 | 0 | 0 | 0 | 0 | 0 | 0 | 0 | 0 | 0 | 0 | 0 | 0 | 0 | 0 | 0 | 0 | 0 | 0 | 0 | 0 | 0 | 0
F6_Industrial_Industrial - ID_New_Space Heating_Natural Gas_Gas Boiler - Insulate Hot Water Lines_A_Technical Potential | F6 | Industrial | Industrial - ID | New | Space Heating | Natural Gas | Gas Boiler - Insulate Hot Water Lines | A | Incremental Winter Peak Savings (MW) | Technical Potential | 0 | 0 | 0 | 0 | 0 | 0 | 0 | 0 | 0 | 0 | 0 | 0 | 0 | 0 | 0 | 0 | 0 | 0 | 0 | 0 | 0 | 0 | 0 | 0 | 0 | 0 | 0
F7_Industrial_Industrial - ID_New_Space Heating_Natural Gas_Gas Boiler - Insulate Hot Water Lines_A_Technical Potential | F7 | Industrial | Industrial - ID | New | Space Heating | Natural Gas | Gas Boiler - Insulate Hot Water Lines | A | Cumulative Energy Savings (MWh or mTherms) | Technical Potential | 0 | 0 | 0 | 0 | 0 | 0 | 0 | 0 | 0 | 0 | 0 | 0 | 0 | 0 | 0 | 0 | 0 | 0 | 0 | 0 | 0 | 0 | 0 | 0 | 0 | 0 | 0
F8_Industrial_Industrial - ID_New_Space Heating_Natural Gas_Gas Boiler - Insulate Hot Water Lines_A_Technical Potential | F8 | Industrial | Industrial - ID | New | Space Heating | Natural Gas | Gas Boiler - Insulate Hot Water Lines | A | Cumulative Summer Peak Savings (MW) | Technical Potential | 0 | 0 | 0 | 0 | 0 | 0 | 0 | 0 | 0 | 0 | 0 | 0 | 0 | 0 | 0 | 0 | 0 | 0 | 0 | 0 | 0 | 0 | 0 | 0 | 0 | 0 | 0
F9_Industrial_Industrial - ID_New_Space Heating_Natural Gas_Gas Boiler - Insulate Hot Water Lines_A_Technical Potential | F9 | Industrial | Industrial - ID | New | Space Heating | Natural Gas | Gas Boiler - Insulate Hot Water Lines | A | Cumulative Winter Peak Savings (MW) | Technical Potential | 0 | 0 | 0 | 0 | 0 | 0 | 0 | 0 | 0 | 0 | 0 | 0 | 0 | 0 | 0 | 0 | 0 | 0 | 0 | 0 | 0 | 0 | 0 | 0 | 0 | 0 | 0
F10_Industrial_Industrial - ID_New_Space Heating_Natural Gas_Gas Boiler - Insulate Hot Water Lines_A_Technical Potential | F10 | Industrial | Industrial - ID | New | Space Heating | Natural Gas | Gas Boiler - Insulate Hot Water Lines | A | Purchases (Incremental) | Technical Potential | 0 | 0 | 0 | 0 | 0 | 0 | 0 | 0 | 0 | 0 | 0 | 0 | 0 | 0 | 0 | 0 | 0 | 0 | 0 | 0 | 0 | 0 | 0 | 0 | 0 | 0 | 0
F11_Industrial_Industrial - ID_New_Space Heating_Natural Gas_Gas Boiler - Insulate Hot Water Lines_A_Technical Potential | F11 | Industrial | Industrial - ID | New | Space Heating | Natural Gas | Gas Boiler - Insulate Hot Water Lines | A | Purchases (Cumulative) | Technical Potential | 0 | 0 | 0 | 0 | 0 | 0 | 0 | 0 | 0 | 0 | 0 | 0 | 0 | 0 | 0 | 0 | 0 | 0 | 0 | 0 | 0 | 0 | 0 | 0 | 0 | 0 | 0
F1_Industrial_Industrial - ID_New_Space Heating_Natural Gas_Gas Boiler - Insulate Steam Lines/Condensate Tank_A_Technical Potential | F1 | Industrial | Industrial - ID | New | Space Heating | Natural Gas | Gas Boiler - Insulate Steam Lines/Condensate Tank | A | Integrated Unit Energy Savings (kWh or therms) | Technical Potential | 0 | 0 | 5.2313 | 4.944 | 4.9011 | 4.8793 | 4.8639 | 4.8531 | 4.8477 | 4.8459 | 4.8467 | 4.8484 | 4.8501 | 4.8518 | 4.8531 | 4.8537 | 4.8532 | 4.8528 | 4.8568 | 4.8593 | 4.8605 | 4.8601 | 4.8642 | 4.867 | 4.8615 | 4.8505 | 4.838
F2_Industrial_Industrial - ID_New_Space Heating_Natural Gas_Gas Boiler - Insulate Steam Lines/Condensate Tank_A_Technical Potential | F2 | Industrial | Industrial - ID | New | Space Heating | Natural Gas | Gas Boiler - Insulate Steam Lines/Condensate Tank | A | Integrated Unit Summer Peak Savings (kW) | Technical Potential | 0 | 0 | 0 | 0 | 0 | 0 | 0 | 0 | 0 | 0 | 0 | 0 | 0 | 0 | 0 | 0 | 0 | 0 | 0 | 0 | 0 | 0 | 0 | 0 | 0 | 0 | 0
F3_Industrial_Industrial - ID_New_Space Heating_Natural Gas_Gas Boiler - Insulate Steam Lines/Condensate Tank_A_Technical Potential | F3 | Industrial | Industrial - ID | New | Space Heating | Natural Gas | Gas Boiler - Insulate Steam Lines/Condensate Tank | A | Integrated Unit Winter Peak Savings (kW) | Technical Potential | 0 | 0 | 0 | 0 | 0 | 0 | 0 | 0 | 0 | 0 | 0 | 0 | 0 | 0 | 0 | 0 | 0 | 0 | 0 | 0 | 0 | 0 | 0 | 0 | 0 | 0 | 0
F4_Industrial_Industrial - ID_New_Space Heating_Natural Gas_Gas Boiler - Insulate Steam Lines/Condensate Tank_A_Technical Potential | F4 | Industrial | Industrial - ID | New | Space Heating | Natural Gas | Gas Boiler - Insulate Steam Lines/Condensate Tank | A | Incremental Energy Savings (MWh or mTherms) | Technical Potential | 0 | 0 | 0 | 0 | 0 | 0 | 0 | 0 | 0 | 0 | 0 | 0 | 0 | 0 | 0 | 0 | 0 | 0 | 0 | 0 | 0 | 0 | 0 | 0 | 0 | 0 | 0
F5_Industrial_Industrial - ID_New_Space Heating_Natural Gas_Gas Boiler - Insulate Steam Lines/Condensate Tank_A_Technical Potential | F5 | Industrial | Industrial - ID | New | Space Heating | Natural Gas | Gas Boiler - Insulate Steam Lines/Condensate Tank | A | Incremental Summer Peak Savings (MW) | Technical Potential | 0 | 0 | 0 | 0 | 0 | 0 | 0 | 0 | 0 | 0 | 0 | 0 | 0 | 0 | 0 | 0 | 0 | 0 | 0 | 0 | 0 | 0 | 0 | 0 | 0 | 0 | 0
F6_Industrial_Industrial - ID_New_Space Heating_Natural Gas_Gas Boiler - Insulate Steam Lines/Condensate Tank_A_Technical Potential | F6 | Industrial | Industrial - ID | New | Space Heating | Natural Gas | Gas Boiler - Insulate Steam Lines/Condensate Tank | A | Incremental Winter Peak Savings (MW) | Technical Potential | 0 | 0 | 0 | 0 | 0 | 0 | 0 | 0 | 0 | 0 | 0 | 0 | 0 | 0 | 0 | 0 | 0 | 0 | 0 | 0 | 0 | 0 | 0 | 0 | 0 | 0 | 0
F7_Industrial_Industrial - ID_New_Space Heating_Natural Gas_Gas Boiler - Insulate Steam Lines/Condensate Tank_A_Technical Potential | F7 | Industrial | Industrial - ID | New | Space Heating | Natural Gas | Gas Boiler - Insulate Steam Lines/Condensate Tank | A | Cumulative Energy Savings (MWh or mTherms) | Technical Potential | 0 | 0 | 0 | 0 | 0 | 0 | 0 | 0 | 0 | 0 | 0 | 0 | 0 | 0 | 0 | 0 | 0 | 0 | 0 | 0 | 0 | 0 | 0 | 0 | 0 | 0 | 0
F8_Industrial_Industrial - ID_New_Space Heating_Natural Gas_Gas Boiler - Insulate Steam Lines/Condensate Tank_A_Technical Potential | F8 | Industrial | Industrial - ID | New | Space Heating | Natural Gas | Gas Boiler - Insulate Steam Lines/Condensate Tank | A | Cumulative Summer Peak Savings (MW) | Technical Potential | 0 | 0 | 0 | 0 | 0 | 0 | 0 | 0 | 0 | 0 | 0 | 0 | 0 | 0 | 0 | 0 | 0 | 0 | 0 | 0 | 0 | 0 | 0 | 0 | 0 | 0 | 0
F9_Industrial_Industrial - ID_New_Space Heating_Natural Gas_Gas Boiler - Insulate Steam Lines/Condensate Tank_A_Technical Potential | F9 | Industrial | Industrial - ID | New | Space Heating | Natural Gas | Gas Boiler - Insulate Steam Lines/Condensate Tank | A | Cumulative Winter Peak Savings (MW) | Technical Potential | 0 | 0 | 0 | 0 | 0 | 0 | 0 | 0 | 0 | 0 | 0 | 0 | 0 | 0 | 0 | 0 | 0 | 0 | 0 | 0 | 0 | 0 | 0 | 0 | 0 | 0 | 0
F10_Industrial_Industrial - ID_New_Space Heating_Natural Gas_Gas Boiler - Insulate Steam Lines/Condensate Tank_A_Technical Potential | F10 | Industrial | Industrial - ID | New | Space Heating | Natural Gas | Gas Boiler - Insulate Steam Lines/Condensate Tank | A | Purchases (Incremental) | Technical Potential | 0 | 0 | 0 | 0 | 0 | 0 | 0 | 0 | 0 | 0 | 0 | 0 | 0 | 0 | 0 | 0 | 0 | 0 | 0 | 0 | 0 | 0 | 0 | 0 | 0 | 0 | 0
F11_Industrial_Industrial - ID_New_Space Heating_Natural Gas_Gas Boiler - Insulate Steam Lines/Condensate Tank_A_Technical Potential | F11 | Industrial | Industrial - ID | New | Space Heating | Natural Gas | Gas Boiler - Insulate Steam Lines/Condensate Tank | A | Purchases (Cumulative) | Technical Potential | 0 | 0 | 0 | 0 | 0 | 0 | 0 | 0 | 0 | 0 | 0 | 0 | 0 | 0 | 0 | 0 | 0 | 0 | 0 | 0 | 0 | 0 | 0 | 0 | 0 | 0 | 0
F1_Industrial_Industrial - ID_New_Space Heating_Natural Gas_Gas Boiler - Stack Economizer_A_Technical Potential | F1 | Industrial | Industrial - ID | New | Space Heating | Natural Gas | Gas Boiler - Stack Economizer | A | Integrated Unit Energy Savings (kWh or therms) | Technical Potential | 0 | 0 | 0.7073 | 0.66845 | 0.66262 | 0.65962 | 0.65746 | 0.65587 | 0.655 | 0.65459 | 0.65453 | 0.65459 | 0.65469 | 0.65481 | 0.65491 | 0.65495 | 0.65487 | 0.65483 | 0.65539 | 0.65576 | 0.65597 | 0.65596 | 0.65657 | 0.65699 | 0.65628 | 0.65483 | 0.65317
F2_Industrial_Industrial - ID_New_Space Heating_Natural Gas_Gas Boiler - Stack Economizer_A_Technical Potential | F2 | Industrial | Industrial - ID | New | Space Heating | Natural Gas | Gas Boiler - Stack Economizer | A | Integrated Unit Summer Peak Savings (kW) | Technical Potential | 0 | 0 | 0 | 0 | 0 | 0 | 0 | 0 | 0 | 0 | 0 | 0 | 0 | 0 | 0 | 0 | 0 | 0 | 0 | 0 | 0 | 0 | 0 | 0 | 0 | 0 | 0
F3_Industrial_Industrial - ID_New_Space Heating_Natural Gas_Gas Boiler - Stack Economizer_A_Technical Potential | F3 | Industrial | Industrial - ID | New | Space Heating | Natural Gas | Gas Boiler - Stack Economizer | A | Integrated Unit Winter Peak Savings (kW) | Technical Potential | 0 | 0 | 0 | 0 | 0 | 0 | 0 | 0 | 0 | 0 | 0 | 0 | 0 | 0 | 0 | 0 | 0 | 0 | 0 | 0 | 0 | 0 | 0 | 0 | 0 | 0 | 0
F4_Industrial_Industrial - ID_New_Space Heating_Natural Gas_Gas Boiler - Stack Economizer_A_Technical Potential | F4 | Industrial | Industrial - ID | New | Space Heating | Natural Gas | Gas Boiler - Stack Economizer | A | Incremental Energy Savings (MWh or mTherms) | Technical Potential | 0 | 0 | 0.00018731 | 0.0011566 | 0.0020691 | 0.0029741 | 0.0038507 | 0.0042393 | 0.0040008 | 0.003681 | 0.0033236 | 0.0029572 | 0.0026004 | 0.0022649 | 0.001957 | 0.0016796 | 0.001433 | 0.0010432 | 0 | 0 | 0 | 0 | 0 | 0 | 0 | 0 | 0
F5_Industrial_Industrial - ID_New_Space Heating_Natural Gas_Gas Boiler - Stack Economizer_A_Technical Potential | F5 | Industrial | Industrial - ID | New | Space Heating | Natural Gas | Gas Boiler - Stack Economizer | A | Incremental Summer Peak Savings (MW) | Technical Potential | 0 | 0 | 0 | 0 | 0 | 0 | 0 | 0 | 0 | 0 | 0 | 0 | 0 | 0 | 0 | 0 | 0 | 0 | 0 | 0 | 0 | 0 | 0 | 0 | 0 | 0 | 0
F6_Industrial_Industrial - ID_New_Space Heating_Natural Gas_Gas Boiler - Stack Economizer_A_Technical Potential | F6 | Industrial | Industrial - ID | New | Space Heating | Natural Gas | Gas Boiler - Stack Economizer | A | Incremental Winter Peak Savings (MW) | Technical Potential | 0 | 0 | 0 | 0 | 0 | 0 | 0 | 0 | 0 | 0 | 0 | 0 | 0 | 0 | 0 | 0 | 0 | 0 | 0 | 0 | 0 | 0 | 0 | 0 | 0 | 0 | 0
F7_Industrial_Industrial - ID_New_Space Heating_Natural Gas_Gas Boiler - Stack Economizer_A_Technical Potential | F7 | Industrial | Industrial - ID | New | Space Heating | Natural Gas | Gas Boiler - Stack Economizer | A | Cumulative Energy Savings (MWh or mTherms) | Technical Potential | 0 | 0 | 0.00018731 | 0.0013336 | 0.0033911 | 0.0063498 | 0.01018 | 0.014395 | 0.018376 | 0.022046 | 0.025367 | 0.028327 | 0.030932 | 0.033202 | 0.035164 | 0.036846 | 0.038275 | 0.039315 | 0.039349 | 0.039371 | 0.039384 | 0.039383 | 0.03942 | 0.039445 | 0.039403 | 0.039315 | 0.039216
F8_Industrial_Industrial - ID_New_Space Heating_Natural Gas_Gas Boiler - Stack Economizer_A_Technical Potential | F8 | Industrial | Industrial - ID | New | Space Heating | Natural Gas | Gas Boiler - Stack Economizer | A | Cumulative Summer Peak Savings (MW) | Technical Potential | 0 | 0 | 0 | 0 | 0 | 0 | 0 | 0 | 0 | 0 | 0 | 0 | 0 | 0 | 0 | 0 | 0 | 0 | 0 | 0 | 0 | 0 | 0 | 0 | 0 | 0 | 0
F9_Industrial_Industrial - ID_New_Space Heating_Natural Gas_Gas Boiler - Stack Economizer_A_Technical Potential | F9 | Industrial | Industrial - ID | New | Space Heating | Natural Gas | Gas Boiler - Stack Economizer | A | Cumulative Winter Peak Savings (MW) | Technical Potential | 0 | 0 | 0 | 0 | 0 | 0 | 0 | 0 | 0 | 0 | 0 | 0 | 0 | 0 | 0 | 0 | 0 | 0 | 0 | 0 | 0 | 0 | 0 | 0 | 0 | 0 | 0
F10_Industrial_Industrial - ID_New_Space Heating_Natural Gas_Gas Boiler - Stack Economizer_A_Technical Potential | F10 | Industrial | Industrial - ID | New | Space Heating | Natural Gas | Gas Boiler - Stack Economizer | A | Purchases (Incremental) | Technical Potential | 0 | 0 | 0.26482 | 1.7302 | 3.1226 | 4.5088 | 5.857 | 6.4637 | 6.1082 | 5.6233 | 5.0779 | 4.5176 | 3.9719 | 3.4589 | 2.9882 | 2.5644 | 2.1882 | 1.5931 | 0 | 0 | 0 | 0 | 0 | 0 | 0 | 0 | 0
F11_Industrial_Industrial - ID_New_Space Heating_Natural Gas_Gas Boiler - Stack Economizer_A_Technical Potential | F11 | Industrial | Industrial - ID | New | Space Heating | Natural Gas | Gas Boiler - Stack Economizer | A | Purchases (Cumulative) | Technical Potential | 0 | 0 | 0.26482 | 1.9951 | 5.1177 | 9.6264 | 15.4834 | 21.9471 | 28.0553 | 33.6787 | 38.7565 | 43.2741 | 47.246 | 50.7049 | 53.6931 | 56.2575 | 58.4457 | 60.0389 | 60.0389 | 60.0389 | 60.0389 | 60.0389 | 60.0389 | 60.0389 | 60.0389 | 60.0389 | 60.0389
F1_Industrial_Industrial - ID_New_Space Heating_Natural Gas_Gas Boiler - Steam Trap Replacement_A_Technical Potential | F1 | Industrial | Industrial - ID | New | Space Heating | Natural Gas | Gas Boiler - Steam Trap Replacement | A | Integrated Unit Energy Savings (kWh or therms) | Technical Potential | 0 | 0 | 31801.4897 | 30073.6724 | 29871.6635 | 29798.7075 | 29766.688 | 29754.2009 | 29754.4522 | 29764.5698 | 29782.885 | 29807.8637 | 29837.6152 | 29869.7203 | 29901.327 | 29929.4861 | 29951.6474 | 29973.5305 | 30018.0652 | 30050.28 | 30071.9874 | 30082.4944 | 30080.255 | 30072.4324 | 30015.6137 | 29926.6788 | 29830.6585
F2_Industrial_Industrial - ID_New_Space Heating_Natural Gas_Gas Boiler - Steam Trap Replacement_A_Technical Potential | F2 | Industrial | Industrial - ID | New | Space Heating | Natural Gas | Gas Boiler - Steam Trap Replacement | A | Integrated Unit Summer Peak Savings (kW) | Technical Potential | 0 | 0 | 0 | 0 | 0 | 0 | 0 | 0 | 0 | 0 | 0 | 0 | 0 | 0 | 0 | 0 | 0 | 0 | 0 | 0 | 0 | 0 | 0 | 0 | 0 | 0 | 0
F3_Industrial_Industrial - ID_New_Space Heating_Natural Gas_Gas Boiler - Steam Trap Replacement_A_Technical Potential | F3 | Industrial | Industrial - ID | New | Space Heating | Natural Gas | Gas Boiler - Steam Trap Replacement | A | Integrated Unit Winter Peak Savings (kW) | Technical Potential | 0 | 0 | 0 | 0 | 0 | 0 | 0 | 0 | 0 | 0 | 0 | 0 | 0 | 0 | 0 | 0 | 0 | 0 | 0 | 0 | 0 | 0 | 0 | 0 | 0 | 0 | 0
F4_Industrial_Industrial - ID_New_Space Heating_Natural Gas_Gas Boiler - Steam Trap Replacement_A_Technical Potential | F4 | Industrial | Industrial - ID | New | Space Heating | Natural Gas | Gas Boiler - Steam Trap Replacement | A | Incremental Energy Savings (MWh or mTherms) | Technical Potential | 0 | 0 | 2.496e-06 | 1.5422e-05 | 2.7645e-05 | 3.982e-05 | 5.1671e-05 | 6.3332e-05 | 7.2477e-05 | 7.0859e-05 | 6.9706e-05 | 6.843e-05 | 6.7306e-05 | 6.6207e-05 | 6.5124e-05 | 6.4051e-05 | 6.2982e-05 | 6.1931e-05 | 6.0943e-05 | 5.9946e-05 | 5.6585e-05 | 4.2512e-05 | 0 | 0 | 0 | 0 | 0
F5_Industrial_Industrial - ID_New_Space Heating_Natural Gas_Gas Boiler - Steam Trap Replacement_A_Technical Potential | F5 | Industrial | Industrial - ID | New | Space Heating | Natural Gas | Gas Boiler - Steam Trap Replacement | A | Incremental Summer Peak Savings (MW) | Technical Potential | 0 | 0 | 0 | 0 | 0 | 0 | 0 | 0 | 0 | 0 | 0 | 0 | 0 | 0 | 0 | 0 | 0 | 0 | 0 | 0 | 0 | 0 | 0 | 0 | 0 | 0 | 0
F6_Industrial_Industrial - ID_New_Space Heating_Natural Gas_Gas Boiler - Steam Trap Replacement_A_Technical Potential | F6 | Industrial | Industrial - ID | New | Space Heating | Natural Gas | Gas Boiler - Steam Trap Replacement | A | Incremental Winter Peak Savings (MW) | Technical Potential | 0 | 0 | 0 | 0 | 0 | 0 | 0 | 0 | 0 | 0 | 0 | 0 | 0 | 0 | 0 | 0 | 0 | 0 | 0 | 0 | 0 | 0 | 0 | 0 | 0 | 0 | 0
F7_Industrial_Industrial - ID_New_Space Heating_Natural Gas_Gas Boiler - Steam Trap Replacement_A_Technical Potential | F7 | Industrial | Industrial - ID | New | Space Heating | Natural Gas | Gas Boiler - Steam Trap Replacement | A | Cumulative Energy Savings (MWh or mTherms) | Technical Potential | 0 | 0 | 2.496e-06 | 1.7782e-05 | 4.5308e-05 | 8.5017e-05 | 0.0001366 | 0.00019987 | 0.00027235 | 0.0003433 | 0.00041322 | 0.000482 | 0.00054978 | 0.00061658 | 0.00068236 | 0.00074705 | 0.00081059 | 0.00087311 | 0.00093535 | 0.0009963 | 0.0010536 | 0.0010965 | 0.0010964 | 0.0010961 | 0.001094 | 0.0010908 | 0.0010873
F8_Industrial_Industrial - ID_New_Space Heating_Natural Gas_Gas Boiler - Steam Trap Replacement_A_Technical Potential | F8 | Industrial | Industrial - ID | New | Space Heating | Natural Gas | Gas Boiler - Steam Trap Replacement | A | Cumulative Summer Peak Savings (MW) | Technical Potential | 0 | 0 | 0 | 0 | 0 | 0 | 0 | 0 | 0 | 0 | 0 | 0 | 0 | 0 | 0 | 0 | 0 | 0 | 0 | 0 | 0 | 0 | 0 | 0 | 0 | 0 | 0
F9_Industrial_Industrial - ID_New_Space Heating_Natural Gas_Gas Boiler - Steam Trap Replacement_A_Technical Potential | F9 | Industrial | Industrial - ID | New | Space Heating | Natural Gas | Gas Boiler - Steam Trap Replacement | A | Cumulative Winter Peak Savings (MW) | Technical Potential | 0 | 0 | 0 | 0 | 0 | 0 | 0 | 0 | 0 | 0 | 0 | 0 | 0 | 0 | 0 | 0 | 0 | 0 | 0 | 0 | 0 | 0 | 0 | 0 | 0 | 0 | 0
F10_Industrial_Industrial - ID_New_Space Heating_Natural Gas_Gas Boiler - Steam Trap Replacement_A_Technical Potential | F10 | Industrial | Industrial - ID | New | Space Heating | Natural Gas | Gas Boiler - Steam Trap Replacement | A | Purchases (Incremental) | Technical Potential | 0 | 0 | 7.8485e-08 | 5.128e-07 | 9.2546e-07 | 1.3363e-06 | 1.7359e-06 | 2.1285e-06 | 2.4358e-06 | 2.3806e-06 | 2.3405e-06 | 2.2957e-06 | 2.2558e-06 | 2.2165e-06 | 2.178e-06 | 2.14e-06 | 2.1028e-06 | 2.0662e-06 | 2.0302e-06 | 1.9949e-06 | 1.8816e-06 | 1.4132e-06 | 0 | 0 | 0 | 0 | 0
F11_Industrial_Industrial - ID_New_Space Heating_Natural Gas_Gas Boiler - Steam Trap Replacement_A_Technical Potential | F11 | Industrial | Industrial - ID | New | Space Heating | Natural Gas | Gas Boiler - Steam Trap Replacement | A | Purchases (Cumulative) | Technical Potential | 0 | 0 | 7.8485e-08 | 5.9129e-07 | 1.5167e-06 | 2.853e-06 | 4.5889e-06 | 6.7174e-06 | 9.1533e-06 | 1.1534e-05 | 1.3874e-05 | 1.617e-05 | 1.8426e-05 | 2.0642e-05 | 2.282e-05 | 2.496e-05 | 2.7063e-05 | 2.9129e-05 | 3.116e-05 | 3.3154e-05 | 3.5036e-05 | 3.6449e-05 | 3.6449e-05 | 3.6449e-05 | 3.6449e-05 | 3.6449e-05 | 3.6449e-05
F1_Industrial_Industrial - ID_New_Process_Natural Gas_Process Boiler - Hot Water Reset_A_Technical Potential | F1 | Industrial | Industrial - ID | New | Process | Natural Gas | Process Boiler - Hot Water Reset | A | Integrated Unit Energy Savings (kWh or therms) | Technical Potential | 0 | 0 | 8528.9849 | 8528.974 | 8528.9397 | 8528.9046 | 8528.8686 | 8528.8324 | 8528.7981 | 8528.7736 | 8528.7551 | 8528.7407 | 8528.7291 | 8528.7196 | 8528.7116 | 8528.7049 | 8528.6991 | 8528.694 | 8528.6896 | 8528.6857 | 8528.6831 | 8528.6852 | 8528.7006 | 8528.7145 | 8528.7271 | 8528.7387 | 8528.7493
F2_Industrial_Industrial - ID_New_Process_Natural Gas_Process Boiler - Hot Water Reset_A_Technical Potential | F2 | Industrial | Industrial - ID | New | Process | Natural Gas | Process Boiler - Hot Water Reset | A | Integrated Unit Summer Peak Savings (kW) | Technical Potential | 0 | 0 | 0 | 0 | 0 | 0 | 0 | 0 | 0 | 0 | 0 | 0 | 0 | 0 | 0 | 0 | 0 | 0 | 0 | 0 | 0 | 0 | 0 | 0 | 0 | 0 | 0
F3_Industrial_Industrial - ID_New_Process_Natural Gas_Process Boiler - Hot Water Reset_A_Technical Potential | F3 | Industrial | Industrial - ID | New | Process | Natural Gas | Process Boiler - Hot Water Reset | A | Integrated Unit Winter Peak Savings (kW) | Technical Potential | 0 | 0 | 0 | 0 | 0 | 0 | 0 | 0 | 0 | 0 | 0 | 0 | 0 | 0 | 0 | 0 | 0 | 0 | 0 | 0 | 0 | 0 | 0 | 0 | 0 | 0 | 0
F4_Industrial_Industrial - ID_New_Process_Natural Gas_Process Boiler - Hot Water Reset_A_Technical Potential | F4 | Industrial | Industrial - ID | New | Process | Natural Gas | Process Boiler - Hot Water Reset | A | Incremental Energy Savings (MWh or mTherms) | Technical Potential | 0 | 0 | 0 | 0 | 0 | 0 | 0 | 0 | 0 | 0 | 0 | 0 | 0 | 0 | 0 | 0 | 0 | 0 | 0 | 0 | 0 | 0 | 0 | 0 | 0 | 0 | 0
F5_Industrial_Industrial - ID_New_Process_Natural Gas_Process Boiler - Hot Water Reset_A_Technical Potential | F5 | Industrial | Industrial - ID | New | Process | Natural Gas | Process Boiler - Hot Water Reset | A | Incremental Summer Peak Savings (MW) | Technical Potential | 0 | 0 | 0 | 0 | 0 | 0 | 0 | 0 | 0 | 0 | 0 | 0 | 0 | 0 | 0 | 0 | 0 | 0 | 0 | 0 | 0 | 0 | 0 | 0 | 0 | 0 | 0
F6_Industrial_Industrial - ID_New_Process_Natural Gas_Process Boiler - Hot Water Reset_A_Technical Potential | F6 | Industrial | Industrial - ID | New | Process | Natural Gas | Process Boiler - Hot Water Reset | A | Incremental Winter Peak Savings (MW) | Technical Potential | 0 | 0 | 0 | 0 | 0 | 0 | 0 | 0 | 0 | 0 | 0 | 0 | 0 | 0 | 0 | 0 | 0 | 0 | 0 | 0 | 0 | 0 | 0 | 0 | 0 | 0 | 0
F7_Industrial_Industrial - ID_New_Process_Natural Gas_Process Boiler - Hot Water Reset_A_Technical Potential | F7 | Industrial | Industrial - ID | New | Process | Natural Gas | Process Boiler - Hot Water Reset | A | Cumulative Energy Savings (MWh or mTherms) | Technical Potential | 0 | 0 | 0 | 0 | 0 | 0 | 0 | 0 | 0 | 0 | 0 | 0 | 0 | 0 | 0 | 0 | 0 | 0 | 0 | 0 | 0 | 0 | 0 | 0 | 0 | 0 | 0
F8_Industrial_Industrial - ID_New_Process_Natural Gas_Process Boiler - Hot Water Reset_A_Technical Potential | F8 | Industrial | Industrial - ID | New | Process | Natural Gas | Process Boiler - Hot Water Reset | A | Cumulative Summer Peak Savings (MW) | Technical Potential | 0 | 0 | 0 | 0 | 0 | 0 | 0 | 0 | 0 | 0 | 0 | 0 | 0 | 0 | 0 | 0 | 0 | 0 | 0 | 0 | 0 | 0 | 0 | 0 | 0 | 0 | 0
F9_Industrial_Industrial - ID_New_Process_Natural Gas_Process Boiler - Hot Water Reset_A_Technical Potential | F9 | Industrial | Industrial - ID | New | Process | Natural Gas | Process Boiler - Hot Water Reset | A | Cumulative Winter Peak Savings (MW) | Technical Potential | 0 | 0 | 0 | 0 | 0 | 0 | 0 | 0 | 0 | 0 | 0 | 0 | 0 | 0 | 0 | 0 | 0 | 0 | 0 | 0 | 0 | 0 | 0 | 0 | 0 | 0 | 0
F10_Industrial_Industrial - ID_New_Process_Natural Gas_Process Boiler - Hot Water Reset_A_Technical Potential | F10 | Industrial | Industrial - ID | New | Process | Natural Gas | Process Boiler - Hot Water Reset | A | Purchases (Incremental) | Technical Potential | 0 | 0 | 0 | 0 | 0 | 0 | 0 | 0 | 0 | 0 | 0 | 0 | 0 | 0 | 0 | 0 | 0 | 0 | 0 | 0 | 0 | 0 | 0 | 0 | 0 | 0 | 0
F11_Industrial_Industrial - ID_New_Process_Natural Gas_Process Boiler - Hot Water Reset_A_Technical Potential | F11 | Industrial | Industrial - ID | New | Process | Natural Gas | Process Boiler - Hot Water Reset | A | Purchases (Cumulative) | Technical Potential | 0 | 0 | 0 | 0 | 0 | 0 | 0 | 0 | 0 | 0 | 0 | 0 | 0 | 0 | 0 | 0 | 0 | 0 | 0 | 0 | 0 | 0 | 0 | 0 | 0 | 0 | 0
F1_Industrial_Industrial - ID_New_Process_Natural Gas_Process Boiler - Burner Control Optimization_A_Technical Potential | F1 | Industrial | Industrial - ID | New | Process | Natural Gas | Process Boiler - Burner Control Optimization | A | Integrated Unit Energy Savings (kWh or therms) | Technical Potential | 0 | 0 | 2.3188 | 2.3188 | 2.3188 | 2.3188 | 2.3188 | 2.3188 | 2.3188 | 2.3188 | 2.3188 | 2.3188 | 2.3187 | 2.3187 | 2.3187 | 2.3187 | 2.3187 | 2.3187 | 2.3187 | 2.3187 | 2.3187 | 2.3187 | 2.3187 | 2.3187 | 2.3187 | 2.3188 | 2.3188
F2_Industrial_Industrial - ID_New_Process_Natural Gas_Process Boiler - Burner Control Optimization_A_Technical Potential | F2 | Industrial | Industrial - ID | New | Process | Natural Gas | Process Boiler - Burner Control Optimization | A | Integrated Unit Summer Peak Savings (kW) | Technical Potential | 0 | 0 | 0 | 0 | 0 | 0 | 0 | 0 | 0 | 0 | 0 | 0 | 0 | 0 | 0 | 0 | 0 | 0 | 0 | 0 | 0 | 0 | 0 | 0 | 0 | 0 | 0
F3_Industrial_Industrial - ID_New_Process_Natural Gas_Process Boiler - Burner Control Optimization_A_Technical Potential | F3 | Industrial | Industrial - ID | New | Process | Natural Gas | Process Boiler - Burner Control Optimization | A | Integrated Unit Winter Peak Savings (kW) | Technical Potential | 0 | 0 | 0 | 0 | 0 | 0 | 0 | 0 | 0 | 0 | 0 | 0 | 0 | 0 | 0 | 0 | 0 | 0 | 0 | 0 | 0 | 0 | 0 | 0 | 0 | 0 | 0
F4_Industrial_Industrial - ID_New_Process_Natural Gas_Process Boiler - Burner Control Optimization_A_Technical Potential | F4 | Industrial | Industrial - ID | New | Process | Natural Gas | Process Boiler - Burner Control Optimization | A | Incremental Energy Savings (MWh or mTherms) | Technical Potential | 0 | 0 | 0.0001205 | 0.0012376 | 0.004467 | 0.011288 | 0.022809 | 0.039155 | 0.058866 | 0.079032 | 0.096068 | 0.10684 | 0.10959 | 0.10438 | 0.092828 | 0.077449 | 0.060869 | 0.045223 | 0.031861 | 0.021346 | 0.013513 | 0.0084197 | 0 | 0 | 0 | 0 | 0
F5_Industrial_Industrial - ID_New_Process_Natural Gas_Process Boiler - Burner Control Optimization_A_Technical Potential | F5 | Industrial | Industrial - ID | New | Process | Natural Gas | Process Boiler - Burner Control Optimization | A | Incremental Summer Peak Savings (MW) | Technical Potential | 0 | 0 | 0 | 0 | 0 | 0 | 0 | 0 | 0 | 0 | 0 | 0 | 0 | 0 | 0 | 0 | 0 | 0 | 0 | 0 | 0 | 0 | 0 | 0 | 0 | 0 | 0
F6_Industrial_Industrial - ID_New_Process_Natural Gas_Process Boiler - Burner Control Optimization_A_Technical Potential | F6 | Industrial | Industrial - ID | New | Process | Natural Gas | Process Boiler - Burner Control Optimization | A | Incremental Winter Peak Savings (MW) | Technical Potential | 0 | 0 | 0 | 0 | 0 | 0 | 0 | 0 | 0 | 0 | 0 | 0 | 0 | 0 | 0 | 0 | 0 | 0 | 0 | 0 | 0 | 0 | 0 | 0 | 0 | 0 | 0
F7_Industrial_Industrial - ID_New_Process_Natural Gas_Process Boiler - Burner Control Optimization_A_Technical Potential | F7 | Industrial | Industrial - ID | New | Process | Natural Gas | Process Boiler - Burner Control Optimization | A | Cumulative Energy Savings (MWh or mTherms) | Technical Potential | 0 | 0 | 0.0001205 | 0.0013581 | 0.0058251 | 0.017113 | 0.039921 | 0.079076 | 0.13794 | 0.21697 | 0.31304 | 0.41988 | 0.52946 | 0.63384 | 0.72667 | 0.80412 | 0.86498 | 0.91021 | 0.94207 | 0.96341 | 0.97693 | 0.98535 | 0.98535 | 0.98535 | 0.98535 | 0.98535 | 0.98535
F8_Industrial_Industrial - ID_New_Process_Natural Gas_Process Boiler - Burner Control Optimization_A_Technical Potential | F8 | Industrial | Industrial - ID | New | Process | Natural Gas | Process Boiler - Burner Control Optimization | A | Cumulative Summer Peak Savings (MW) | Technical Potential | 0 | 0 | 0 | 0 | 0 | 0 | 0 | 0 | 0 | 0 | 0 | 0 | 0 | 0 | 0 | 0 | 0 | 0 | 0 | 0 | 0 | 0 | 0 | 0 | 0 | 0 | 0
F9_Industrial_Industrial - ID_New_Process_Natural Gas_Process Boiler - Burner Control Optimization_A_Technical Potential | F9 | Industrial | Industrial - ID | New | Process | Natural Gas | Process Boiler - Burner Control Optimization | A | Cumulative Winter Peak Savings (MW) | Technical Potential | 0 | 0 | 0 | 0 | 0 | 0 | 0 | 0 | 0 | 0 | 0 | 0 | 0 | 0 | 0 | 0 | 0 | 0 | 0 | 0 | 0 | 0 | 0 | 0 | 0 | 0 | 0
F10_Industrial_Industrial - ID_New_Process_Natural Gas_Process Boiler - Burner Control Optimization_A_Technical Potential | F10 | Industrial | Industrial - ID | New | Process | Natural Gas | Process Boiler - Burner Control Optimization | A | Purchases (Incremental) | Technical Potential | 0 | 0 | 0.051967 | 0.53372 | 1.9264 | 4.8678 | 9.8365 | 16.886 | 25.3868 | 34.0837 | 41.4311 | 46.0744 | 47.2612 | 45.0148 | 40.0337 | 33.4015 | 26.2509 | 19.5031 | 13.7407 | 9.2059 | 5.8278 | 3.6312 | 0 | 0 | 0 | 0 | 0
F11_Industrial_Industrial - ID_New_Process_Natural Gas_Process Boiler - Burner Control Optimization_A_Technical Potential | F11 | Industrial | Industrial - ID | New | Process | Natural Gas | Process Boiler - Burner Control Optimization | A | Purchases (Cumulative) | Technical Potential | 0 | 0 | 0.051967 | 0.58569 | 2.5121 | 7.38 | 17.2165 | 34.1025 | 59.4893 | 93.573 | 135.004 | 181.0785 | 228.3396 | 273.3544 | 313.3881 | 346.7896 | 373.0405 | 392.5436 | 406.2843 | 415.4902 | 421.318 | 424.9492 | 424.9492 | 424.9492 | 424.9492 | 424.9492 | 424.9492
F1_Industrial_Industrial - ID_New_Process_Natural Gas_Process Boiler - Insulate Hot Water Lines_A_Technical Potential | F1 | Industrial | Industrial - ID | New | Process | Natural Gas | Process Boiler - Insulate Hot Water Lines | A | Integrated Unit Energy Savings (kWh or therms) | Technical Potential | 0 | 0 | 38.0053 | 38.0047 | 38.0028 | 37.9996 | 37.9946 | 37.9877 | 37.9792 | 37.9696 | 37.9597 | 37.9503 | 37.9422 | 37.9359 | 37.9316 | 37.9292 | 37.9286 | 37.9292 | 37.9307 | 37.9328 | 37.9352 | 37.9377 | 37.9406 | 37.9432 | 37.9455 | 37.9476 | 37.9496
F2_Industrial_Industrial - ID_New_Process_Natural Gas_Process Boiler - Insulate Hot Water Lines_A_Technical Potential | F2 | Industrial | Industrial - ID | New | Process | Natural Gas | Process Boiler - Insulate Hot Water Lines | A | Integrated Unit Summer Peak Savings (kW) | Technical Potential | 0 | 0 | 0 | 0 | 0 | 0 | 0 | 0 | 0 | 0 | 0 | 0 | 0 | 0 | 0 | 0 | 0 | 0 | 0 | 0 | 0 | 0 | 0 | 0 | 0 | 0 | 0
F3_Industrial_Industrial - ID_New_Process_Natural Gas_Process Boiler - Insulate Hot Water Lines_A_Technical Potential | F3 | Industrial | Industrial - ID | New | Process | Natural Gas | Process Boiler - Insulate Hot Water Lines | A | Integrated Unit Winter Peak Savings (kW) | Technical Potential | 0 | 0 | 0 | 0 | 0 | 0 | 0 | 0 | 0 | 0 | 0 | 0 | 0 | 0 | 0 | 0 | 0 | 0 | 0 | 0 | 0 | 0 | 0 | 0 | 0 | 0 | 0
F4_Industrial_Industrial - ID_New_Process_Natural Gas_Process Boiler - Insulate Hot Water Lines_A_Technical Potential | F4 | Industrial | Industrial - ID | New | Process | Natural Gas | Process Boiler - Insulate Hot Water Lines | A | Incremental Energy Savings (MWh or mTherms) | Technical Potential | 0 | 0 | 0 | 0 | 0 | 0 | 0 | 0 | 0 | 0 | 0 | 0 | 0 | 0 | 0 | 0 | 0 | 0 | 0 | 0 | 0 | 0 | 0 | 0 | 0 | 0 | 0
F5_Industrial_Industrial - ID_New_Process_Natural Gas_Process Boiler - Insulate Hot Water Lines_A_Technical Potential | F5 | Industrial | Industrial - ID | New | Process | Natural Gas | Process Boiler - Insulate Hot Water Lines | A | Incremental Summer Peak Savings (MW) | Technical Potential | 0 | 0 | 0 | 0 | 0 | 0 | 0 | 0 | 0 | 0 | 0 | 0 | 0 | 0 | 0 | 0 | 0 | 0 | 0 | 0 | 0 | 0 | 0 | 0 | 0 | 0 | 0
F6_Industrial_Industrial - ID_New_Process_Natural Gas_Process Boiler - Insulate Hot Water Lines_A_Technical Potential | F6 | Industrial | Industrial - ID | New | Process | Natural Gas | Process Boiler - Insulate Hot Water Lines | A | Incremental Winter Peak Savings (MW) | Technical Potential | 0 | 0 | 0 | 0 | 0 | 0 | 0 | 0 | 0 | 0 | 0 | 0 | 0 | 0 | 0 | 0 | 0 | 0 | 0 | 0 | 0 | 0 | 0 | 0 | 0 | 0 | 0
F7_Industrial_Industrial - ID_New_Process_Natural Gas_Process Boiler - Insulate Hot Water Lines_A_Technical Potential | F7 | Industrial | Industrial - ID | New | Process | Natural Gas | Process Boiler - Insulate Hot Water Lines | A | Cumulative Energy Savings (MWh or mTherms) | Technical Potential | 0 | 0 | 0 | 0 | 0 | 0 | 0 | 0 | 0 | 0 | 0 | 0 | 0 | 0 | 0 | 0 | 0 | 0 | 0 | 0 | 0 | 0 | 0 | 0 | 0 | 0 | 0
F8_Industrial_Industrial - ID_New_Process_Natural Gas_Process Boiler - Insulate Hot Water Lines_A_Technical Potential | F8 | Industrial | Industrial - ID | New | Process | Natural Gas | Process Boiler - Insulate Hot Water Lines | A | Cumulative Summer Peak Savings (MW) | Technical Potential | 0 | 0 | 0 | 0 | 0 | 0 | 0 | 0 | 0 | 0 | 0 | 0 | 0 | 0 | 0 | 0 | 0 | 0 | 0 | 0 | 0 | 0 | 0 | 0 | 0 | 0 | 0
F9_Industrial_Industrial - ID_New_Process_Natural Gas_Process Boiler - Insulate Hot Water Lines_A_Technical Potential | F9 | Industrial | Industrial - ID | New | Process | Natural Gas | Process Boiler - Insulate Hot Water Lines | A | Cumulative Winter Peak Savings (MW) | Technical Potential | 0 | 0 | 0 | 0 | 0 | 0 | 0 | 0 | 0 | 0 | 0 | 0 | 0 | 0 | 0 | 0 | 0 | 0 | 0 | 0 | 0 | 0 | 0 | 0 | 0 | 0 | 0
F10_Industrial_Industrial - ID_New_Process_Natural Gas_Process Boiler - Insulate Hot Water Lines_A_Technical Potential | F10 | Industrial | Industrial - ID | New | Process | Natural Gas | Process Boiler - Insulate Hot Water Lines | A | Purchases (Incremental) | Technical Potential | 0 | 0 | 0 | 0 | 0 | 0 | 0 | 0 | 0 | 0 | 0 | 0 | 0 | 0 | 0 | 0 | 0 | 0 | 0 | 0 | 0 | 0 | 0 | 0 | 0 | 0 | 0
F11_Industrial_Industrial - ID_New_Process_Natural Gas_Process Boiler - Insulate Hot Water Lines_A_Technical Potential | F11 | Industrial | Industrial - ID | New | Process | Natural Gas | Process Boiler - Insulate Hot Water Lines | A | Purchases (Cumulative) | Technical Potential | 0 | 0 | 0 | 0 | 0 | 0 | 0 | 0 | 0 | 0 | 0 | 0 | 0 | 0 | 0 | 0 | 0 | 0 | 0 | 0 | 0 | 0 | 0 | 0 | 0 | 0 | 0
F1_Industrial_Industrial - ID_New_Process_Natural Gas_Process Boiler - Insulate Steam Lines/Condensate Tank_A_Technical Potential | F1 | Industrial | Industrial - ID | New | Process | Natural Gas | Process Boiler - Insulate Steam Lines/Condensate Tank | A | Integrated Unit Energy Savings (kWh or therms) | Technical Potential | 0 | 0 | 56.772 | 56.772 | 56.7717 | 56.7715 | 56.7713 | 56.771 | 56.7708 | 56.7706 | 56.7705 | 56.7704 | 56.7703 | 56.7703 | 56.7702 | 56.7702 | 56.7701 | 56.7701 | 56.7701 | 56.77 | 56.77 | 56.77 | 56.7701 | 56.7702 | 56.7703 | 56.7704 | 56.7705
F2_Industrial_Industrial - ID_New_Process_Natural Gas_Process Boiler - Insulate Steam Lines/Condensate Tank_A_Technical Potential | F2 | Industrial | Industrial - ID | New | Process | Natural Gas | Process Boiler - Insulate Steam Lines/Condensate Tank | A | Integrated Unit Summer Peak Savings (kW) | Technical Potential | 0 | 0 | 0 | 0 | 0 | 0 | 0 | 0 | 0 | 0 | 0 | 0 | 0 | 0 | 0 | 0 | 0 | 0 | 0 | 0 | 0 | 0 | 0 | 0 | 0 | 0 | 0
F3_Industrial_Industrial - ID_New_Process_Natural Gas_Process Boiler - Insulate Steam Lines/Condensate Tank_A_Technical Potential | F3 | Industrial | Industrial - ID | New | Process | Natural Gas | Process Boiler - Insulate Steam Lines/Condensate Tank | A | Integrated Unit Winter Peak Savings (kW) | Technical Potential | 0 | 0 | 0 | 0 | 0 | 0 | 0 | 0 | 0 | 0 | 0 | 0 | 0 | 0 | 0 | 0 | 0 | 0 | 0 | 0 | 0 | 0 | 0 | 0 | 0 | 0 | 0
F4_Industrial_Industrial - ID_New_Process_Natural Gas_Process Boiler - Insulate Steam Lines/Condensate Tank_A_Technical Potential | F4 | Industrial | Industrial - ID | New | Process | Natural Gas | Process Boiler - Insulate Steam Lines/Condensate Tank | A | Incremental Energy Savings (MWh or mTherms) | Technical Potential | 0 | 0 | 0 | 0 | 0 | 0 | 0 | 0 | 0 | 0 | 0 | 0 | 0 | 0 | 0 | 0 | 0 | 0 | 0 | 0 | 0 | 0 | 0 | 0 | 0 | 0 | 0
F5_Industrial_Industrial - ID_New_Process_Natural Gas_Process Boiler - Insulate Steam Lines/Condensate Tank_A_Technical Potential | F5 | Industrial | Industrial - ID | New | Process | Natural Gas | Process Boiler - Insulate Steam Lines/Condensate Tank | A | Incremental Summer Peak Savings (MW) | Technical Potential | 0 | 0 | 0 | 0 | 0 | 0 | 0 | 0 | 0 | 0 | 0 | 0 | 0 | 0 | 0 | 0 | 0 | 0 | 0 | 0 | 0 | 0 | 0 | 0 | 0 | 0 | 0
F6_Industrial_Industrial - ID_New_Process_Natural Gas_Process Boiler - Insulate Steam Lines/Condensate Tank_A_Technical Potential | F6 | Industrial | Industrial - ID | New | Process | Natural Gas | Process Boiler - Insulate Steam Lines/Condensate Tank | A | Incremental Winter Peak Savings (MW) | Technical Potential | 0 | 0 | 0 | 0 | 0 | 0 | 0 | 0 | 0 | 0 | 0 | 0 | 0 | 0 | 0 | 0 | 0 | 0 | 0 | 0 | 0 | 0 | 0 | 0 | 0 | 0 | 0
F7_Industrial_Industrial - ID_New_Process_Natural Gas_Process Boiler - Insulate Steam Lines/Condensate Tank_A_Technical Potential | F7 | Industrial | Industrial - ID | New | Process | Natural Gas | Process Boiler - Insulate Steam Lines/Condensate Tank | A | Cumulative Energy Savings (MWh or mTherms) | Technical Potential | 0 | 0 | 0 | 0 | 0 | 0 | 0 | 0 | 0 | 0 | 0 | 0 | 0 | 0 | 0 | 0 | 0 | 0 | 0 | 0 | 0 | 0 | 0 | 0 | 0 | 0 | 0
F8_Industrial_Industrial - ID_New_Process_Natural Gas_Process Boiler - Insulate Steam Lines/Condensate Tank_A_Technical Potential | F8 | Industrial | Industrial - ID | New | Process | Natural Gas | Process Boiler - Insulate Steam Lines/Condensate Tank | A | Cumulative Summer Peak Savings (MW) | Technical Potential | 0 | 0 | 0 | 0 | 0 | 0 | 0 | 0 | 0 | 0 | 0 | 0 | 0 | 0 | 0 | 0 | 0 | 0 | 0 | 0 | 0 | 0 | 0 | 0 | 0 | 0 | 0
F9_Industrial_Industrial - ID_New_Process_Natural Gas_Process Boiler - Insulate Steam Lines/Condensate Tank_A_Technical Potential | F9 | Industrial | Industrial - ID | New | Process | Natural Gas | Process Boiler - Insulate Steam Lines/Condensate Tank | A | Cumulative Winter Peak Savings (MW) | Technical Potential | 0 | 0 | 0 | 0 | 0 | 0 | 0 | 0 | 0 | 0 | 0 | 0 | 0 | 0 | 0 | 0 | 0 | 0 | 0 | 0 | 0 | 0 | 0 | 0 | 0 | 0 | 0
F10_Industrial_Industrial - ID_New_Process_Natural Gas_Process Boiler - Insulate Steam Lines/Condensate Tank_A_Technical Potential | F10 | Industrial | Industrial - ID | New | Process | Natural Gas | Process Boiler - Insulate Steam Lines/Condensate Tank | A | Purchases (Incremental) | Technical Potential | 0 | 0 | 0 | 0 | 0 | 0 | 0 | 0 | 0 | 0 | 0 | 0 | 0 | 0 | 0 | 0 | 0 | 0 | 0 | 0 | 0 | 0 | 0 | 0 | 0 | 0 | 0
F11_Industrial_Industrial - ID_New_Process_Natural Gas_Process Boiler - Insulate Steam Lines/Condensate Tank_A_Technical Potential | F11 | Industrial | Industrial - ID | New | Process | Natural Gas | Process Boiler - Insulate Steam Lines/Condensate Tank | A | Purchases (Cumulative) | Technical Potential | 0 | 0 | 0 | 0 | 0 | 0 | 0 | 0 | 0 | 0 | 0 | 0 | 0 | 0 | 0 | 0 | 0 | 0 | 0 | 0 | 0 | 0 | 0 | 0 | 0 | 0 | 0
F1_Industrial_Industrial - ID_New_Process_Natural Gas_Process Boiler - Stack Economizer_A_Technical Potential | F1 | Industrial | Industrial - ID | New | Process | Natural Gas | Process Boiler - Stack Economizer | A | Integrated Unit Energy Savings (kWh or therms) | Technical Potential | 0 | 0 | 7.6752 | 7.6752 | 7.6747 | 7.674 | 7.6731 | 7.6718 | 7.6701 | 7.6683 | 7.6663 | 7.6645 | 7.6628 | 7.6616 | 7.6608 | 7.6603 | 7.6602 | 7.6603 | 7.6607 | 7.6611 | 7.6616 | 7.6621 | 7.6627 | 7.6632 | 7.6637 | 7.6641 | 7.6645
F2_Industrial_Industrial - ID_New_Process_Natural Gas_Process Boiler - Stack Economizer_A_Technical Potential | F2 | Industrial | Industrial - ID | New | Process | Natural Gas | Process Boiler - Stack Economizer | A | Integrated Unit Summer Peak Savings (kW) | Technical Potential | 0 | 0 | 0 | 0 | 0 | 0 | 0 | 0 | 0 | 0 | 0 | 0 | 0 | 0 | 0 | 0 | 0 | 0 | 0 | 0 | 0 | 0 | 0 | 0 | 0 | 0 | 0
F3_Industrial_Industrial - ID_New_Process_Natural Gas_Process Boiler - Stack Economizer_A_Technical Potential | F3 | Industrial | Industrial - ID | New | Process | Natural Gas | Process Boiler - Stack Economizer | A | Integrated Unit Winter Peak Savings (kW) | Technical Potential | 0 | 0 | 0 | 0 | 0 | 0 | 0 | 0 | 0 | 0 | 0 | 0 | 0 | 0 | 0 | 0 | 0 | 0 | 0 | 0 | 0 | 0 | 0 | 0 | 0 | 0 | 0
F4_Industrial_Industrial - ID_New_Process_Natural Gas_Process Boiler - Stack Economizer_A_Technical Potential | F4 | Industrial | Industrial - ID | New | Process | Natural Gas | Process Boiler - Stack Economizer | A | Incremental Energy Savings (MWh or mTherms) | Technical Potential | 0 | 0 | 0.0039429 | 0.025762 | 0.04649 | 0.067122 | 0.087183 | 0.096196 | 0.090887 | 0.083652 | 0.075518 | 0.067169 | 0.059044 | 0.051409 | 0.044409 | 0.038108 | 0.032517 | 0.023675 | 0 | 0 | 0 | 0 | 0 | 0 | 0 | 0 | 0
F5_Industrial_Industrial - ID_New_Process_Natural Gas_Process Boiler - Stack Economizer_A_Technical Potential | F5 | Industrial | Industrial - ID | New | Process | Natural Gas | Process Boiler - Stack Economizer | A | Incremental Summer Peak Savings (MW) | Technical Potential | 0 | 0 | 0 | 0 | 0 | 0 | 0 | 0 | 0 | 0 | 0 | 0 | 0 | 0 | 0 | 0 | 0 | 0 | 0 | 0 | 0 | 0 | 0 | 0 | 0 | 0 | 0
F6_Industrial_Industrial - ID_New_Process_Natural Gas_Process Boiler - Stack Economizer_A_Technical Potential | F6 | Industrial | Industrial - ID | New | Process | Natural Gas | Process Boiler - Stack Economizer | A | Incremental Winter Peak Savings (MW) | Technical Potential | 0 | 0 | 0 | 0 | 0 | 0 | 0 | 0 | 0 | 0 | 0 | 0 | 0 | 0 | 0 | 0 | 0 | 0 | 0 | 0 | 0 | 0 | 0 | 0 | 0 | 0 | 0
F7_Industrial_Industrial - ID_New_Process_Natural Gas_Process Boiler - Stack Economizer_A_Technical Potential | F7 | Industrial | Industrial - ID | New | Process | Natural Gas | Process Boiler - Stack Economizer | A | Cumulative Energy Savings (MWh or mTherms) | Technical Potential | 0 | 0 | 0.0039429 | 0.029705 | 0.076193 | 0.14331 | 0.23047 | 0.32663 | 0.41745 | 0.501 | 0.57639 | 0.64342 | 0.70233 | 0.75362 | 0.79795 | 0.83601 | 0.86851 | 0.8922 | 0.89224 | 0.89229 | 0.89235 | 0.89241 | 0.89248 | 0.89254 | 0.89259 | 0.89265 | 0.89269
F8_Industrial_Industrial - ID_New_Process_Natural Gas_Process Boiler - Stack Economizer_A_Technical Potential | F8 | Industrial | Industrial - ID | New | Process | Natural Gas | Process Boiler - Stack Economizer | A | Cumulative Summer Peak Savings (MW) | Technical Potential | 0 | 0 | 0 | 0 | 0 | 0 | 0 | 0 | 0 | 0 | 0 | 0 | 0 | 0 | 0 | 0 | 0 | 0 | 0 | 0 | 0 | 0 | 0 | 0 | 0 | 0 | 0
F9_Industrial_Industrial - ID_New_Process_Natural Gas_Process Boiler - Stack Economizer_A_Technical Potential | F9 | Industrial | Industrial - ID | New | Process | Natural Gas | Process Boiler - Stack Economizer | A | Cumulative Winter Peak Savings (MW) | Technical Potential | 0 | 0 | 0 | 0 | 0 | 0 | 0 | 0 | 0 | 0 | 0 | 0 | 0 | 0 | 0 | 0 | 0 | 0 | 0 | 0 | 0 | 0 | 0 | 0 | 0 | 0 | 0
F10_Industrial_Industrial - ID_New_Process_Natural Gas_Process Boiler - Stack Economizer_A_Technical Potential | F10 | Industrial | Industrial - ID | New | Process | Natural Gas | Process Boiler - Stack Economizer | A | Purchases (Incremental) | Technical Potential | 0 | 0 | 0.51373 | 3.3565 | 6.0576 | 8.7466 | 11.3621 | 12.539 | 11.8494 | 10.9088 | 9.8506 | 8.7637 | 7.7052 | 6.7099 | 5.7969 | 4.9748 | 4.2449 | 3.0906 | 0 | 0 | 0 | 0 | 0 | 0 | 0 | 0 | 0
F11_Industrial_Industrial - ID_New_Process_Natural Gas_Process Boiler - Stack Economizer_A_Technical Potential | F11 | Industrial | Industrial - ID | New | Process | Natural Gas | Process Boiler - Stack Economizer | A | Purchases (Cumulative) | Technical Potential | 0 | 0 | 0.51373 | 3.8703 | 9.9278 | 18.6745 | 30.0366 | 42.5756 | 54.425 | 65.3339 | 75.1845 | 83.9482 | 91.6534 | 98.3633 | 104.1603 | 109.135 | 113.3799 | 116.4705 | 116.4705 | 116.4705 | 116.4705 | 116.4705 | 116.4705 | 116.4705 | 116.4705 | 116.4705 | 116.4705
F1_Industrial_Industrial - ID_New_Process_Natural Gas_Process Boiler - Steam Trap Replacement_A_Technical Potential | F1 | Industrial | Industrial - ID | New | Process | Natural Gas | Process Boiler - Steam Trap Replacement | A | Integrated Unit Energy Savings (kWh or therms) | Technical Potential | 0 | 0 | 343744.5378 | 343744.5378 | 343744.5378 | 343744.5378 | 343744.5378 | 343744.5378 | 343744.5378 | 343744.5378 | 343744.5378 | 343744.5378 | 343744.5378 | 343744.5378 | 343744.5378 | 343744.5378 | 343744.5378 | 343744.5378 | 343744.5378 | 343744.5378 | 343744.5378 | 343744.5378 | 343744.5378 | 343744.5378 | 343744.5378 | 343744.5378 | 343744.5378
F2_Industrial_Industrial - ID_New_Process_Natural Gas_Process Boiler - Steam Trap Replacement_A_Technical Potential | F2 | Industrial | Industrial - ID | New | Process | Natural Gas | Process Boiler - Steam Trap Replacement | A | Integrated Unit Summer Peak Savings (kW) | Technical Potential | 0 | 0 | 0 | 0 | 0 | 0 | 0 | 0 | 0 | 0 | 0 | 0 | 0 | 0 | 0 | 0 | 0 | 0 | 0 | 0 | 0 | 0 | 0 | 0 | 0 | 0 | 0
F3_Industrial_Industrial - ID_New_Process_Natural Gas_Process Boiler - Steam Trap Replacement_A_Technical Potential | F3 | Industrial | Industrial - ID | New | Process | Natural Gas | Process Boiler - Steam Trap Replacement | A | Integrated Unit Winter Peak Savings (kW) | Technical Potential | 0 | 0 | 0 | 0 | 0 | 0 | 0 | 0 | 0 | 0 | 0 | 0 | 0 | 0 | 0 | 0 | 0 | 0 | 0 | 0 | 0 | 0 | 0 | 0 | 0 | 0 | 0
F4_Industrial_Industrial - ID_New_Process_Natural Gas_Process Boiler - Steam Trap Replacement_A_Technical Potential | F4 | Industrial | Industrial - ID | New | Process | Natural Gas | Process Boiler - Steam Trap Replacement | A | Incremental Energy Savings (MWh or mTherms) | Technical Potential | 0 | 0 | 5.2337e-05 | 0.00034195 | 0.00061713 | 0.00089108 | 0.0011575 | 0.0014194 | 0.0016243 | 0.0015875 | 0.0015607 | 0.0015308 | 0.0015042 | 0.0014781 | 0.0014523 | 0.0014271 | 0.0014022 | 0.0013778 | 0.0013538 | 0.0013303 | 0.0012547 | 0.00094236 | 0 | 0 | 0 | 0 | 0
F5_Industrial_Industrial - ID_New_Process_Natural Gas_Process Boiler - Steam Trap Replacement_A_Technical Potential | F5 | Industrial | Industrial - ID | New | Process | Natural Gas | Process Boiler - Steam Trap Replacement | A | Incremental Summer Peak Savings (MW) | Technical Potential | 0 | 0 | 0 | 0 | 0 | 0 | 0 | 0 | 0 | 0 | 0 | 0 | 0 | 0 | 0 | 0 | 0 | 0 | 0 | 0 | 0 | 0 | 0 | 0 | 0 | 0 | 0
F6_Industrial_Industrial - ID_New_Process_Natural Gas_Process Boiler - Steam Trap Replacement_A_Technical Potential | F6 | Industrial | Industrial - ID | New | Process | Natural Gas | Process Boiler - Steam Trap Replacement | A | Incremental Winter Peak Savings (MW) | Technical Potential | 0 | 0 | 0 | 0 | 0 | 0 | 0 | 0 | 0 | 0 | 0 | 0 | 0 | 0 | 0 | 0 | 0 | 0 | 0 | 0 | 0 | 0 | 0 | 0 | 0 | 0 | 0
F7_Industrial_Industrial - ID_New_Process_Natural Gas_Process Boiler - Steam Trap Replacement_A_Technical Potential | F7 | Industrial | Industrial - ID | New | Process | Natural Gas | Process Boiler - Steam Trap Replacement | A | Cumulative Energy Savings (MWh or mTherms) | Technical Potential | 0 | 0 | 5.2337e-05 | 0.00039429 | 0.0010114 | 0.0019025 | 0.00306 | 0.0044794 | 0.0061037 | 0.0076912 | 0.0092519 | 0.010783 | 0.012287 | 0.013765 | 0.015217 | 0.016644 | 0.018047 | 0.019425 | 0.020778 | 0.022109 | 0.023363 | 0.024306 | 0.024306 | 0.024306 | 0.024306 | 0.024306 | 0.024306
F8_Industrial_Industrial - ID_New_Process_Natural Gas_Process Boiler - Steam Trap Replacement_A_Technical Potential | F8 | Industrial | Industrial - ID | New | Process | Natural Gas | Process Boiler - Steam Trap Replacement | A | Cumulative Summer Peak Savings (MW) | Technical Potential | 0 | 0 | 0 | 0 | 0 | 0 | 0 | 0 | 0 | 0 | 0 | 0 | 0 | 0 | 0 | 0 | 0 | 0 | 0 | 0 | 0 | 0 | 0 | 0 | 0 | 0 | 0
F9_Industrial_Industrial - ID_New_Process_Natural Gas_Process Boiler - Steam Trap Replacement_A_Technical Potential | F9 | Industrial | Industrial - ID | New | Process | Natural Gas | Process Boiler - Steam Trap Replacement | A | Cumulative Winter Peak Savings (MW) | Technical Potential | 0 | 0 | 0 | 0 | 0 | 0 | 0 | 0 | 0 | 0 | 0 | 0 | 0 | 0 | 0 | 0 | 0 | 0 | 0 | 0 | 0 | 0 | 0 | 0 | 0 | 0 | 0
F10_Industrial_Industrial - ID_New_Process_Natural Gas_Process Boiler - Steam Trap Replacement_A_Technical Potential | F10 | Industrial | Industrial - ID | New | Process | Natural Gas | Process Boiler - Steam Trap Replacement | A | Purchases (Incremental) | Technical Potential | 0 | 0 | 1.5226e-07 | 9.9479e-07 | 1.7953e-06 | 2.5923e-06 | 3.3675e-06 | 4.1291e-06 | 4.7253e-06 | 4.6182e-06 | 4.5403e-06 | 4.4534e-06 | 4.376e-06 | 4.2999e-06 | 4.225e-06 | 4.1515e-06 | 4.0793e-06 | 4.0083e-06 | 3.9385e-06 | 3.8699e-06 | 3.6502e-06 | 2.7415e-06 | 0 | 0 | 0 | 0 | 0
F11_Industrial_Industrial - ID_New_Process_Natural Gas_Process Boiler - Steam Trap Replacement_A_Technical Potential | F11 | Industrial | Industrial - ID | New | Process | Natural Gas | Process Boiler - Steam Trap Replacement | A | Purchases (Cumulative) | Technical Potential | 0 | 0 | 1.5226e-07 | 1.147e-06 | 2.9424e-06 | 5.5346e-06 | 8.9021e-06 | 1.3031e-05 | 1.7757e-05 | 2.2375e-05 | 2.6915e-05 | 3.1369e-05 | 3.5745e-05 | 4.0044e-05 | 4.4269e-05 | 4.8421e-05 | 5.25e-05 | 5.6509e-05 | 6.0447e-05 | 6.4317e-05 | 6.7967e-05 | 7.0709e-05 | 7.0709e-05 | 7.0709e-05 | 7.0709e-05 | 7.0709e-05 | 7.0709e-05
F1_Industrial_Industrial - ID_New_Process_Natural Gas_Process Boiler - Maintenance_A_Technical Potential | F1 | Industrial | Industrial - ID | New | Process | Natural Gas | Process Boiler - Maintenance | A | Integrated Unit Energy Savings (kWh or therms) | Technical Potential | 0 | 0 | 4.7975 | 4.7974 | 4.7972 | 4.7967 | 4.7961 | 4.7953 | 4.7942 | 4.793 | 4.7917 | 4.7905 | 4.7895 | 4.7887 | 4.7882 | 4.7879 | 4.7878 | 4.7879 | 4.7881 | 4.7883 | 4.7886 | 4.7889 | 4.7893 | 4.7896 | 4.7899 | 4.7902 | 4.7904
F2_Industrial_Industrial - ID_New_Process_Natural Gas_Process Boiler - Maintenance_A_Technical Potential | F2 | Industrial | Industrial - ID | New | Process | Natural Gas | Process Boiler - Maintenance | A | Integrated Unit Summer Peak Savings (kW) | Technical Potential | 0 | 0 | 0 | 0 | 0 | 0 | 0 | 0 | 0 | 0 | 0 | 0 | 0 | 0 | 0 | 0 | 0 | 0 | 0 | 0 | 0 | 0 | 0 | 0 | 0 | 0 | 0
F3_Industrial_Industrial - ID_New_Process_Natural Gas_Process Boiler - Maintenance_A_Technical Potential | F3 | Industrial | Industrial - ID | New | Process | Natural Gas | Process Boiler - Maintenance | A | Integrated Unit Winter Peak Savings (kW) | Technical Potential | 0 | 0 | 0 | 0 | 0 | 0 | 0 | 0 | 0 | 0 | 0 | 0 | 0 | 0 | 0 | 0 | 0 | 0 | 0 | 0 | 0 | 0 | 0 | 0 | 0 | 0 | 0
F4_Industrial_Industrial - ID_New_Process_Natural Gas_Process Boiler - Maintenance_A_Technical Potential | F4 | Industrial | Industrial - ID | New | Process | Natural Gas | Process Boiler - Maintenance | A | Incremental Energy Savings (MWh or mTherms) | Technical Potential | 0 | 0 | 0.00062305 | 0.0028533 | 0.0035645 | 0.0033851 | 0.0017087 | 0.0012757 | 0.0008897 | 0.00022707 | 0 | 0 | 0 | 0 | 0 | 0 | 0 | 0 | 0 | 0 | 0 | 0 | 0 | 0 | 0 | 0 | 0
F5_Industrial_Industrial - ID_New_Process_Natural Gas_Process Boiler - Maintenance_A_Technical Potential | F5 | Industrial | Industrial - ID | New | Process | Natural Gas | Process Boiler - Maintenance | A | Incremental Summer Peak Savings (MW) | Technical Potential | 0 | 0 | 0 | 0 | 0 | 0 | 0 | 0 | 0 | 0 | 0 | 0 | 0 | 0 | 0 | 0 | 0 | 0 | 0 | 0 | 0 | 0 | 0 | 0 | 0 | 0 | 0
F6_Industrial_Industrial - ID_New_Process_Natural Gas_Process Boiler - Maintenance_A_Technical Potential | F6 | Industrial | Industrial - ID | New | Process | Natural Gas | Process Boiler - Maintenance | A | Incremental Winter Peak Savings (MW) | Technical Potential | 0 | 0 | 0 | 0 | 0 | 0 | 0 | 0 | 0 | 0 | 0 | 0 | 0 | 0 | 0 | 0 | 0 | 0 | 0 | 0 | 0 | 0 | 0 | 0 | 0 | 0 | 0
F7_Industrial_Industrial - ID_New_Process_Natural Gas_Process Boiler - Maintenance_A_Technical Potential | F7 | Industrial | Industrial - ID | New | Process | Natural Gas | Process Boiler - Maintenance | A | Cumulative Energy Savings (MWh or mTherms) | Technical Potential | 0 | 0 | 0.00062305 | 0.0034763 | 0.0070407 | 0.010425 | 0.012132 | 0.013406 | 0.014293 | 0.014516 | 0.014512 | 0.014509 | 0.014506 | 0.014503 | 0.014502 | 0.014501 | 0.0145 | 0.014501 | 0.014501 | 0.014502 | 0.014503 | 0.014504 | 0.014505 | 0.014506 | 0.014507 | 0.014508 | 0.014508
F8_Industrial_Industrial - ID_New_Process_Natural Gas_Process Boiler - Maintenance_A_Technical Potential | F8 | Industrial | Industrial - ID | New | Process | Natural Gas | Process Boiler - Maintenance | A | Cumulative Summer Peak Savings (MW) | Technical Potential | 0 | 0 | 0 | 0 | 0 | 0 | 0 | 0 | 0 | 0 | 0 | 0 | 0 | 0 | 0 | 0 | 0 | 0 | 0 | 0 | 0 | 0 | 0 | 0 | 0 | 0 | 0
F9_Industrial_Industrial - ID_New_Process_Natural Gas_Process Boiler - Maintenance_A_Technical Potential | F9 | Industrial | Industrial - ID | New | Process | Natural Gas | Process Boiler - Maintenance | A | Cumulative Winter Peak Savings (MW) | Technical Potential | 0 | 0 | 0 | 0 | 0 | 0 | 0 | 0 | 0 | 0 | 0 | 0 | 0 | 0 | 0 | 0 | 0 | 0 | 0 | 0 | 0 | 0 | 0 | 0 | 0 | 0 | 0
F10_Industrial_Industrial - ID_New_Process_Natural Gas_Process Boiler - Maintenance_A_Technical Potential | F10 | Industrial | Industrial - ID | New | Process | Natural Gas | Process Boiler - Maintenance | A | Purchases (Incremental) | Technical Potential | 0 | 0 | 0.12987 | 0.59475 | 0.74305 | 0.70571 | 0.35626 | 0.26603 | 0.18558 | 0.047376 | 0 | 0 | 0 | 0 | 0 | 0 | 0 | 0 | 0 | 0 | 0 | 0 | 0 | 0 | 0 | 0 | 0
F11_Industrial_Industrial - ID_New_Process_Natural Gas_Process Boiler - Maintenance_A_Technical Potential | F11 | Industrial | Industrial - ID | New | Process | Natural Gas | Process Boiler - Maintenance | A | Purchases (Cumulative) | Technical Potential | 0 | 0 | 0.12987 | 0.72462 | 1.4677 | 2.1734 | 2.5296 | 2.7957 | 2.9813 | 3.0286 | 3.0286 | 3.0286 | 3.0286 | 3.0286 | 3.0286 | 3.0286 | 3.0286 | 3.0286 | 3.0286 | 3.0286 | 3.0286 | 3.0286 | 3.0286 | 3.0286 | 3.0286 | 3.0286 | 3.0286
F1_Industrial_Industrial - ID_New_Process_Natural Gas_Process - Heat Recovery_A_Technical Potential | F1 | Industrial | Industrial - ID | New | Process | Natural Gas | Process - Heat Recovery | A | Integrated Unit Energy Savings (kWh or therms) | Technical Potential | 0 | 0 | 0.71612 | 0.71606 | 0.71579 | 0.71551 | 0.7152 | 0.71489 | 0.71462 | 0.71438 | 0.71417 | 0.71399 | 0.71385 | 0.71376 | 0.71371 | 0.7137 | 0.71373 | 0.71379 | 0.7139 | 0.714 | 0.71411 | 0.71421 | 0.71431 | 0.7144 | 0.71449 | 0.71456 | 0.71463
F2_Industrial_Industrial - ID_New_Process_Natural Gas_Process - Heat Recovery_A_Technical Potential | F2 | Industrial | Industrial - ID | New | Process | Natural Gas | Process - Heat Recovery | A | Integrated Unit Summer Peak Savings (kW) | Technical Potential | 0 | 0 | 0 | 0 | 0 | 0 | 0 | 0 | 0 | 0 | 0 | 0 | 0 | 0 | 0 | 0 | 0 | 0 | 0 | 0 | 0 | 0 | 0 | 0 | 0 | 0 | 0
F3_Industrial_Industrial - ID_New_Process_Natural Gas_Process - Heat Recovery_A_Technical Potential | F3 | Industrial | Industrial - ID | New | Process | Natural Gas | Process - Heat Recovery | A | Integrated Unit Winter Peak Savings (kW) | Technical Potential | 0 | 0 | 0 | 0 | 0 | 0 | 0 | 0 | 0 | 0 | 0 | 0 | 0 | 0 | 0 | 0 | 0 | 0 | 0 | 0 | 0 | 0 | 0 | 0 | 0 | 0 | 0
F4_Industrial_Industrial - ID_New_Process_Natural Gas_Process - Heat Recovery_A_Technical Potential | F4 | Industrial | Industrial - ID | New | Process | Natural Gas | Process - Heat Recovery | A | Incremental Energy Savings (MWh or mTherms) | Technical Potential | 0 | 0 | 0.04257 | 0.27812 | 0.50174 | 0.72418 | 0.94032 | 1.1525 | 1.3609 | 1.5656 | 1.7666 | 1.9641 | 2.1582 | 2.349 | 2.5365 | 2.7209 | 2.9023 | 3.0806 | 3.2561 | 3.4286 | 3.5981 | 3.7647 | 0 | 0 | 0 | 0 | 0
F5_Industrial_Industrial - ID_New_Process_Natural Gas_Process - Heat Recovery_A_Technical Potential | F5 | Industrial | Industrial - ID | New | Process | Natural Gas | Process - Heat Recovery | A | Incremental Summer Peak Savings (MW) | Technical Potential | 0 | 0 | 0 | 0 | 0 | 0 | 0 | 0 | 0 | 0 | 0 | 0 | 0 | 0 | 0 | 0 | 0 | 0 | 0 | 0 | 0 | 0 | 0 | 0 | 0 | 0 | 0
F6_Industrial_Industrial - ID_New_Process_Natural Gas_Process - Heat Recovery_A_Technical Potential | F6 | Industrial | Industrial - ID | New | Process | Natural Gas | Process - Heat Recovery | A | Incremental Winter Peak Savings (MW) | Technical Potential | 0 | 0 | 0 | 0 | 0 | 0 | 0 | 0 | 0 | 0 | 0 | 0 | 0 | 0 | 0 | 0 | 0 | 0 | 0 | 0 | 0 | 0 | 0 | 0 | 0 | 0 | 0
F7_Industrial_Industrial - ID_New_Process_Natural Gas_Process - Heat Recovery_A_Technical Potential | F7 | Industrial | Industrial - ID | New | Process | Natural Gas | Process - Heat Recovery | A | Cumulative Energy Savings (MWh or mTherms) | Technical Potential | 0 | 0 | 0.04257 | 0.32068 | 0.8223 | 1.5462 | 2.4858 | 3.6372 | 4.9968 | 6.5607 | 8.3254 | 10.2874 | 12.4436 | 14.7909 | 17.3264 | 20.0472 | 22.9502 | 26.0327 | 29.2927 | 32.7256 | 36.3285 | 40.0984 | 40.1041 | 40.1093 | 40.114 | 40.1183 | 40.1222
F8_Industrial_Industrial - ID_New_Process_Natural Gas_Process - Heat Recovery_A_Technical Potential | F8 | Industrial | Industrial - ID | New | Process | Natural Gas | Process - Heat Recovery | A | Cumulative Summer Peak Savings (MW) | Technical Potential | 0 | 0 | 0 | 0 | 0 | 0 | 0 | 0 | 0 | 0 | 0 | 0 | 0 | 0 | 0 | 0 | 0 | 0 | 0 | 0 | 0 | 0 | 0 | 0 | 0 | 0 | 0
F9_Industrial_Industrial - ID_New_Process_Natural Gas_Process - Heat Recovery_A_Technical Potential | F9 | Industrial | Industrial - ID | New | Process | Natural Gas | Process - Heat Recovery | A | Cumulative Winter Peak Savings (MW) | Technical Potential | 0 | 0 | 0 | 0 | 0 | 0 | 0 | 0 | 0 | 0 | 0 | 0 | 0 | 0 | 0 | 0 | 0 | 0 | 0 | 0 | 0 | 0 | 0 | 0 | 0 | 0 | 0
F10_Industrial_Industrial - ID_New_Process_Natural Gas_Process - Heat Recovery_A_Technical Potential | F10 | Industrial | Industrial - ID | New | Process | Natural Gas | Process - Heat Recovery | A | Purchases (Incremental) | Technical Potential | 0 | 0 | 59.4456 | 388.3998 | 700.9516 | 1012.1144 | 1314.7679 | 1612.1592 | 1904.3788 | 2191.5159 | 2473.6583 | 2750.892 | 3023.3017 | 3290.9705 | 3553.9802 | 3812.4111 | 4066.3422 | 4315.851 | 4561.0139 | 4801.9057 | 5038.6001 | 5271.1695 | 0 | 0 | 0 | 0 | 0
F11_Industrial_Industrial - ID_New_Process_Natural Gas_Process - Heat Recovery_A_Technical Potential | F11 | Industrial | Industrial - ID | New | Process | Natural Gas | Process - Heat Recovery | A | Purchases (Cumulative) | Technical Potential | 0 | 0 | 59.4456 | 447.8454 | 1148.797 | 2160.9113 | 3475.6793 | 5087.8384 | 6992.2172 | 9183.7331 | 11657.3915 | 14408.2835 | 17431.5852 | 20722.5557 | 24276.5359 | 28088.947 | 32155.2892 | 36471.1402 | 41032.1541 | 45834.0598 | 50872.6599 | 56143.8294 | 56143.8294 | 56143.8294 | 56143.8294 | 56143.8294 | 56143.8294
F1_Industrial_Industrial - ID_New_Space Heating_Natural Gas_Strategic Energy Management_A_Technical Potential | F1 | Industrial | Industrial - ID | New | Space Heating | Natural Gas | Strategic Energy Management | A | Integrated Unit Energy Savings (kWh or therms) | Technical Potential | 0 | 0 | 0.022683 | 0.020856 | 0.020621 | 0.020504 | 0.020421 | 0.020361 | 0.020327 | 0.020309 | 0.020305 | 0.020305 | 0.020307 | 0.02031 | 0.020313 | 0.020315 | 0.020313 | 0.020312 | 0.020331 | 0.020344 | 0.020351 | 0.020352 | 0.020371 | 0.020385 | 0.020363 | 0.020319 | 0.020268
F2_Industrial_Industrial - ID_New_Space Heating_Natural Gas_Strategic Energy Management_A_Technical Potential | F2 | Industrial | Industrial - ID | New | Space Heating | Natural Gas | Strategic Energy Management | A | Integrated Unit Summer Peak Savings (kW) | Technical Potential | 0 | 0 | 0 | 0 | 0 | 0 | 0 | 0 | 0 | 0 | 0 | 0 | 0 | 0 | 0 | 0 | 0 | 0 | 0 | 0 | 0 | 0 | 0 | 0 | 0 | 0 | 0
F3_Industrial_Industrial - ID_New_Space Heating_Natural Gas_Strategic Energy Management_A_Technical Potential | F3 | Industrial | Industrial - ID | New | Space Heating | Natural Gas | Strategic Energy Management | A | Integrated Unit Winter Peak Savings (kW) | Technical Potential | 0 | 0 | 0 | 0 | 0 | 0 | 0 | 0 | 0 | 0 | 0 | 0 | 0 | 0 | 0 | 0 | 0 | 0 | 0 | 0 | 0 | 0 | 0 | 0 | 0 | 0 | 0
F4_Industrial_Industrial - ID_New_Space Heating_Natural Gas_Strategic Energy Management_A_Technical Potential | F4 | Industrial | Industrial - ID | New | Space Heating | Natural Gas | Strategic Energy Management | A | Incremental Energy Savings (MWh or mTherms) | Technical Potential | 0 | 0 | 0 | 0 | 0 | 0 | 0 | 0 | 0 | 0 | 0 | 0 | 0 | 0 | 0 | 0 | 0 | 0 | 0 | 0 | 0 | 0 | 0 | 0 | 0 | 0 | 0
F5_Industrial_Industrial - ID_New_Space Heating_Natural Gas_Strategic Energy Management_A_Technical Potential | F5 | Industrial | Industrial - ID | New | Space Heating | Natural Gas | Strategic Energy Management | A | Incremental Summer Peak Savings (MW) | Technical Potential | 0 | 0 | 0 | 0 | 0 | 0 | 0 | 0 | 0 | 0 | 0 | 0 | 0 | 0 | 0 | 0 | 0 | 0 | 0 | 0 | 0 | 0 | 0 | 0 | 0 | 0 | 0
F6_Industrial_Industrial - ID_New_Space Heating_Natural Gas_Strategic Energy Management_A_Technical Potential | F6 | Industrial | Industrial - ID | New | Space Heating | Natural Gas | Strategic Energy Management | A | Incremental Winter Peak Savings (MW) | Technical Potential | 0 | 0 | 0 | 0 | 0 | 0 | 0 | 0 | 0 | 0 | 0 | 0 | 0 | 0 | 0 | 0 | 0 | 0 | 0 | 0 | 0 | 0 | 0 | 0 | 0 | 0 | 0
F7_Industrial_Industrial - ID_New_Space Heating_Natural Gas_Strategic Energy Management_A_Technical Potential | F7 | Industrial | Industrial - ID | New | Space Heating | Natural Gas | Strategic Energy Management | A | Cumulative Energy Savings (MWh or mTherms) | Technical Potential | 0 | 0 | 0 | 0 | 0 | 0 | 0 | 0 | 0 | 0 | 0 | 0 | 0 | 0 | 0 | 0 | 0 | 0 | 0 | 0 | 0 | 0 | 0 | 0 | 0 | 0 | 0
F8_Industrial_Industrial - ID_New_Space Heating_Natural Gas_Strategic Energy Management_A_Technical Potential | F8 | Industrial | Industrial - ID | New | Space Heating | Natural Gas | Strategic Energy Management | A | Cumulative Summer Peak Savings (MW) | Technical Potential | 0 | 0 | 0 | 0 | 0 | 0 | 0 | 0 | 0 | 0 | 0 | 0 | 0 | 0 | 0 | 0 | 0 | 0 | 0 | 0 | 0 | 0 | 0 | 0 | 0 | 0 | 0
F9_Industrial_Industrial - ID_New_Space Heating_Natural Gas_Strategic Energy Management_A_Technical Potential | F9 | Industrial | Industrial - ID | New | Space Heating | Natural Gas | Strategic Energy Management | A | Cumulative Winter Peak Savings (MW) | Technical Potential | 0 | 0 | 0 | 0 | 0 | 0 | 0 | 0 | 0 | 0 | 0 | 0 | 0 | 0 | 0 | 0 | 0 | 0 | 0 | 0 | 0 | 0 | 0 | 0 | 0 | 0 | 0
F10_Industrial_Industrial - ID_New_Space Heating_Natural Gas_Strategic Energy Management_A_Technical Potential | F10 | Industrial | Industrial - ID | New | Space Heating | Natural Gas | Strategic Energy Management | A | Purchases (Incremental) | Technical Potential | 0 | 0 | 0 | 0 | 0 | 0 | 0 | 0 | 0 | 0 | 0 | 0 | 0 | 0 | 0 | 0 | 0 | 0 | 0 | 0 | 0 | 0 | 0 | 0 | 0 | 0 | 0
F11_Industrial_Industrial - ID_New_Space Heating_Natural Gas_Strategic Energy Management_A_Technical Potential | F11 | Industrial | Industrial - ID | New | Space Heating | Natural Gas | Strategic Energy Management | A | Purchases (Cumulative) | Technical Potential | 0 | 0 | 0 | 0 | 0 | 0 | 0 | 0 | 0 | 0 | 0 | 0 | 0 | 0 | 0 | 0 | 0 | 0 | 0 | 0 | 0 | 0 | 0 | 0 | 0 | 0 | 0
F1_Industrial_Industrial - ID_New_Process_Natural Gas_Strategic Energy Management_A_Technical Potential | F1 | Industrial | Industrial - ID | New | Process | Natural Gas | Strategic Energy Management | A | Integrated Unit Energy Savings (kWh or therms) | Technical Potential | 0 | 0 | 0.11585 | 0.11572 | 0.1153 | 0.11486 | 0.11441 | 0.11396 | 0.11351 | 0.11307 | 0.11262 | 0.11218 | 0.11175 | 0.11131 | 0.11089 | 0.11047 | 0.11005 | 0.10963 | 0.10922 | 0.1088 | 0.10839 | 0.10797 | 0.10833 | 0.10866 | 0.10896 | 0.10923 | 0.10948
F2_Industrial_Industrial - ID_New_Process_Natural Gas_Strategic Energy Management_A_Technical Potential | F2 | Industrial | Industrial - ID | New | Process | Natural Gas | Strategic Energy Management | A | Integrated Unit Summer Peak Savings (kW) | Technical Potential | 0 | 0 | 0 | 0 | 0 | 0 | 0 | 0 | 0 | 0 | 0 | 0 | 0 | 0 | 0 | 0 | 0 | 0 | 0 | 0 | 0 | 0 | 0 | 0 | 0 | 0 | 0
F3_Industrial_Industrial - ID_New_Process_Natural Gas_Strategic Energy Management_A_Technical Potential | F3 | Industrial | Industrial - ID | New | Process | Natural Gas | Strategic Energy Management | A | Integrated Unit Winter Peak Savings (kW) | Technical Potential | 0 | 0 | 0 | 0 | 0 | 0 | 0 | 0 | 0 | 0 | 0 | 0 | 0 | 0 | 0 | 0 | 0 | 0 | 0 | 0 | 0 | 0 | 0 | 0 | 0 | 0 | 0
F4_Industrial_Industrial - ID_New_Process_Natural Gas_Strategic Energy Management_A_Technical Potential | F4 | Industrial | Industrial - ID | New | Process | Natural Gas | Strategic Energy Management | A | Incremental Energy Savings (MWh or mTherms) | Technical Potential | 0 | 0 | 0 | 0 | 0 | 0 | 0 | 0 | 0 | 0 | 0 | 0 | 0 | 0 | 0 | 0 | 0 | 0 | 0 | 0 | 0 | 0 | 0 | 0 | 0 | 0 | 0
F5_Industrial_Industrial - ID_New_Process_Natural Gas_Strategic Energy Management_A_Technical Potential | F5 | Industrial | Industrial - ID | New | Process | Natural Gas | Strategic Energy Management | A | Incremental Summer Peak Savings (MW) | Technical Potential | 0 | 0 | 0 | 0 | 0 | 0 | 0 | 0 | 0 | 0 | 0 | 0 | 0 | 0 | 0 | 0 | 0 | 0 | 0 | 0 | 0 | 0 | 0 | 0 | 0 | 0 | 0
F6_Industrial_Industrial - ID_New_Process_Natural Gas_Strategic Energy Management_A_Technical Potential | F6 | Industrial | Industrial - ID | New | Process | Natural Gas | Strategic Energy Management | A | Incremental Winter Peak Savings (MW) | Technical Potential | 0 | 0 | 0 | 0 | 0 | 0 | 0 | 0 | 0 | 0 | 0 | 0 | 0 | 0 | 0 | 0 | 0 | 0 | 0 | 0 | 0 | 0 | 0 | 0 | 0 | 0 | 0
F7_Industrial_Industrial - ID_New_Process_Natural Gas_Strategic Energy Management_A_Technical Potential | F7 | Industrial | Industrial - ID | New | Process | Natural Gas | Strategic Energy Management | A | Cumulative Energy Savings (MWh or mTherms) | Technical Potential | 0 | 0 | 0 | 0 | 0 | 0 | 0 | 0 | 0 | 0 | 0 | 0 | 0 | 0 | 0 | 0 | 0 | 0 | 0 | 0 | 0 | 0 | 0 | 0 | 0 | 0 | 0
F8_Industrial_Industrial - ID_New_Process_Natural Gas_Strategic Energy Management_A_Technical Potential | F8 | Industrial | Industrial - ID | New | Process | Natural Gas | Strategic Energy Management | A | Cumulative Summer Peak Savings (MW) | Technical Potential | 0 | 0 | 0 | 0 | 0 | 0 | 0 | 0 | 0 | 0 | 0 | 0 | 0 | 0 | 0 | 0 | 0 | 0 | 0 | 0 | 0 | 0 | 0 | 0 | 0 | 0 | 0
F9_Industrial_Industrial - ID_New_Process_Natural Gas_Strategic Energy Management_A_Technical Potential | F9 | Industrial | Industrial - ID | New | Process | Natural Gas | Strategic Energy Management | A | Cumulative Winter Peak Savings (MW) | Technical Potential | 0 | 0 | 0 | 0 | 0 | 0 | 0 | 0 | 0 | 0 | 0 | 0 | 0 | 0 | 0 | 0 | 0 | 0 | 0 | 0 | 0 | 0 | 0 | 0 | 0 | 0 | 0
F10_Industrial_Industrial - ID_New_Process_Natural Gas_Strategic Energy Management_A_Technical Potential | F10 | Industrial | Industrial - ID | New | Process | Natural Gas | Strategic Energy Management | A | Purchases (Incremental) | Technical Potential | 0 | 0 | 0 | 0 | 0 | 0 | 0 | 0 | 0 | 0 | 0 | 0 | 0 | 0 | 0 | 0 | 0 | 0 | 0 | 0 | 0 | 0 | 0 | 0 | 0 | 0 | 0
F11_Industrial_Industrial - ID_New_Process_Natural Gas_Strategic Energy Management_A_Technical Potential | F11 | Industrial | Industrial - ID | New | Process | Natural Gas | Strategic Energy Management | A | Purchases (Cumulative) | Technical Potential | 0 | 0 | 0 | 0 | 0 | 0 | 0 | 0 | 0 | 0 | 0 | 0 | 0 | 0 | 0 | 0 | 0 | 0 | 0 | 0 | 0 | 0 | 0 | 0 | 0 | 0 | 0
F1_Industrial_Industrial - ID_New_Miscellaneous_Natural Gas_Strategic Energy Management_A_Technical Potential | F1 | Industrial | Industrial - ID | New | Miscellaneous | Natural Gas | Strategic Energy Management | A | Integrated Unit Energy Savings (kWh or therms) | Technical Potential | 0 | 0 | 0.025488 | 0.025488 | 0.025488 | 0.025488 | 0.025488 | 0.025488 | 0.025488 | 0.025488 | 0.025488 | 0.025488 | 0.025488 | 0.025488 | 0.025488 | 0.025488 | 0.025488 | 0.025488 | 0.025488 | 0.025488 | 0.025488 | 0.025488 | 0.025488 | 0.025488 | 0.025488 | 0.025488 | 0.025488
F2_Industrial_Industrial - ID_New_Miscellaneous_Natural Gas_Strategic Energy Management_A_Technical Potential | F2 | Industrial | Industrial - ID | New | Miscellaneous | Natural Gas | Strategic Energy Management | A | Integrated Unit Summer Peak Savings (kW) | Technical Potential | 0 | 0 | 0 | 0 | 0 | 0 | 0 | 0 | 0 | 0 | 0 | 0 | 0 | 0 | 0 | 0 | 0 | 0 | 0 | 0 | 0 | 0 | 0 | 0 | 0 | 0 | 0
F3_Industrial_Industrial - ID_New_Miscellaneous_Natural Gas_Strategic Energy Management_A_Technical Potential | F3 | Industrial | Industrial - ID | New | Miscellaneous | Natural Gas | Strategic Energy Management | A | Integrated Unit Winter Peak Savings (kW) | Technical Potential | 0 | 0 | 0 | 0 | 0 | 0 | 0 | 0 | 0 | 0 | 0 | 0 | 0 | 0 | 0 | 0 | 0 | 0 | 0 | 0 | 0 | 0 | 0 | 0 | 0 | 0 | 0
F4_Industrial_Industrial - ID_New_Miscellaneous_Natural Gas_Strategic Energy Management_A_Technical Potential | F4 | Industrial | Industrial - ID | New | Miscellaneous | Natural Gas | Strategic Energy Management | A | Incremental Energy Savings (MWh or mTherms) | Technical Potential | 0 | 0 | 0 | 0 | 0 | 0 | 0 | 0 | 0 | 0 | 0 | 0 | 0 | 0 | 0 | 0 | 0 | 0 | 0 | 0 | 0 | 0 | 0 | 0 | 0 | 0 | 0
F5_Industrial_Industrial - ID_New_Miscellaneous_Natural Gas_Strategic Energy Management_A_Technical Potential | F5 | Industrial | Industrial - ID | New | Miscellaneous | Natural Gas | Strategic Energy Management | A | Incremental Summer Peak Savings (MW) | Technical Potential | 0 | 0 | 0 | 0 | 0 | 0 | 0 | 0 | 0 | 0 | 0 | 0 | 0 | 0 | 0 | 0 | 0 | 0 | 0 | 0 | 0 | 0 | 0 | 0 | 0 | 0 | 0
F6_Industrial_Industrial - ID_New_Miscellaneous_Natural Gas_Strategic Energy Management_A_Technical Potential | F6 | Industrial | Industrial - ID | New | Miscellaneous | Natural Gas | Strategic Energy Management | A | Incremental Winter Peak Savings (MW) | Technical Potential | 0 | 0 | 0 | 0 | 0 | 0 | 0 | 0 | 0 | 0 | 0 | 0 | 0 | 0 | 0 | 0 | 0 | 0 | 0 | 0 | 0 | 0 | 0 | 0 | 0 | 0 | 0
F7_Industrial_Industrial - ID_New_Miscellaneous_Natural Gas_Strategic Energy Management_A_Technical Potential | F7 | Industrial | Industrial - ID | New | Miscellaneous | Natural Gas | Strategic Energy Management | A | Cumulative Energy Savings (MWh or mTherms) | Technical Potential | 0 | 0 | 0 | 0 | 0 | 0 | 0 | 0 | 0 | 0 | 0 | 0 | 0 | 0 | 0 | 0 | 0 | 0 | 0 | 0 | 0 | 0 | 0 | 0 | 0 | 0 | 0
F8_Industrial_Industrial - ID_New_Miscellaneous_Natural Gas_Strategic Energy Management_A_Technical Potential | F8 | Industrial | Industrial - ID | New | Miscellaneous | Natural Gas | Strategic Energy Management | A | Cumulative Summer Peak Savings (MW) | Technical Potential | 0 | 0 | 0 | 0 | 0 | 0 | 0 | 0 | 0 | 0 | 0 | 0 | 0 | 0 | 0 | 0 | 0 | 0 | 0 | 0 | 0 | 0 | 0 | 0 | 0 | 0 | 0
F9_Industrial_Industrial - ID_New_Miscellaneous_Natural Gas_Strategic Energy Management_A_Technical Potential | F9 | Industrial | Industrial - ID | New | Miscellaneous | Natural Gas | Strategic Energy Management | A | Cumulative Winter Peak Savings (MW) | Technical Potential | 0 | 0 | 0 | 0 | 0 | 0 | 0 | 0 | 0 | 0 | 0 | 0 | 0 | 0 | 0 | 0 | 0 | 0 | 0 | 0 | 0 | 0 | 0 | 0 | 0 | 0 | 0
F10_Industrial_Industrial - ID_New_Miscellaneous_Natural Gas_Strategic Energy Management_A_Technical Potential | F10 | Industrial | Industrial - ID | New | Miscellaneous | Natural Gas | Strategic Energy Management | A | Purchases (Incremental) | Technical Potential | 0 | 0 | 0 | 0 | 0 | 0 | 0 | 0 | 0 | 0 | 0 | 0 | 0 | 0 | 0 | 0 | 0 | 0 | 0 | 0 | 0 | 0 | 0 | 0 | 0 | 0 | 0
F11_Industrial_Industrial - ID_New_Miscellaneous_Natural Gas_Strategic Energy Management_A_Technical Potential | F11 | Industrial | Industrial - ID | New | Miscellaneous | Natural Gas | Strategic Energy Management | A | Purchases (Cumulative) | Technical Potential | 0 | 0 | 0 | 0 | 0 | 0 | 0 | 0 | 0 | 0 | 0 | 0 | 0 | 0 | 0 | 0 | 0 | 0 | 0 | 0 | 0 | 0 | 0 | 0 | 0 | 0 | 0
F1_Industrial_Industrial - ID_New_Space Heating_Natural Gas_Retrocommissioning_A_Technical Potential | F1 | Industrial | Industrial - ID | New | Space Heating | Natural Gas | Retrocommissioning | A | Integrated Unit Energy Savings (kWh or therms) | Technical Potential | 0 | 0 | 0.027848 | 0.025606 | 0.025317 | 0.025173 | 0.025072 | 0.024998 | 0.024957 | 0.024936 | 0.02493 | 0.024931 | 0.024933 | 0.024937 | 0.024941 | 0.024943 | 0.024941 | 0.02494 | 0.024964 | 0.02498 | 0.024988 | 0.024989 | 0.025013 | 0.02503 | 0.025004 | 0.024949 | 0.024886
F2_Industrial_Industrial - ID_New_Space Heating_Natural Gas_Retrocommissioning_A_Technical Potential | F2 | Industrial | Industrial - ID | New | Space Heating | Natural Gas | Retrocommissioning | A | Integrated Unit Summer Peak Savings (kW) | Technical Potential | 0 | 0 | 0 | 0 | 0 | 0 | 0 | 0 | 0 | 0 | 0 | 0 | 0 | 0 | 0 | 0 | 0 | 0 | 0 | 0 | 0 | 0 | 0 | 0 | 0 | 0 | 0
F3_Industrial_Industrial - ID_New_Space Heating_Natural Gas_Retrocommissioning_A_Technical Potential | F3 | Industrial | Industrial - ID | New | Space Heating | Natural Gas | Retrocommissioning | A | Integrated Unit Winter Peak Savings (kW) | Technical Potential | 0 | 0 | 0 | 0 | 0 | 0 | 0 | 0 | 0 | 0 | 0 | 0 | 0 | 0 | 0 | 0 | 0 | 0 | 0 | 0 | 0 | 0 | 0 | 0 | 0 | 0 | 0
F4_Industrial_Industrial - ID_New_Space Heating_Natural Gas_Retrocommissioning_A_Technical Potential | F4 | Industrial | Industrial - ID | New | Space Heating | Natural Gas | Retrocommissioning | A | Incremental Energy Savings (MWh or mTherms) | Technical Potential | 0 | 0 | 0 | 0 | 0 | 0 | 0 | 0 | 0 | 0 | 0 | 0 | 0 | 0 | 0 | 0 | 0 | 0 | 0 | 0 | 0 | 0 | 0 | 0 | 0 | 0 | 0
F5_Industrial_Industrial - ID_New_Space Heating_Natural Gas_Retrocommissioning_A_Technical Potential | F5 | Industrial | Industrial - ID | New | Space Heating | Natural Gas | Retrocommissioning | A | Incremental Summer Peak Savings (MW) | Technical Potential | 0 | 0 | 0 | 0 | 0 | 0 | 0 | 0 | 0 | 0 | 0 | 0 | 0 | 0 | 0 | 0 | 0 | 0 | 0 | 0 | 0 | 0 | 0 | 0 | 0 | 0 | 0
F6_Industrial_Industrial - ID_New_Space Heating_Natural Gas_Retrocommissioning_A_Technical Potential | F6 | Industrial | Industrial - ID | New | Space Heating | Natural Gas | Retrocommissioning | A | Incremental Winter Peak Savings (MW) | Technical Potential | 0 | 0 | 0 | 0 | 0 | 0 | 0 | 0 | 0 | 0 | 0 | 0 | 0 | 0 | 0 | 0 | 0 | 0 | 0 | 0 | 0 | 0 | 0 | 0 | 0 | 0 | 0
F7_Industrial_Industrial - ID_New_Space Heating_Natural Gas_Retrocommissioning_A_Technical Potential | F7 | Industrial | Industrial - ID | New | Space Heating | Natural Gas | Retrocommissioning | A | Cumulative Energy Savings (MWh or mTherms) | Technical Potential | 0 | 0 | 0 | 0 | 0 | 0 | 0 | 0 | 0 | 0 | 0 | 0 | 0 | 0 | 0 | 0 | 0 | 0 | 0 | 0 | 0 | 0 | 0 | 0 | 0 | 0 | 0
F8_Industrial_Industrial - ID_New_Space Heating_Natural Gas_Retrocommissioning_A_Technical Potential | F8 | Industrial | Industrial - ID | New | Space Heating | Natural Gas | Retrocommissioning | A | Cumulative Summer Peak Savings (MW) | Technical Potential | 0 | 0 | 0 | 0 | 0 | 0 | 0 | 0 | 0 | 0 | 0 | 0 | 0 | 0 | 0 | 0 | 0 | 0 | 0 | 0 | 0 | 0 | 0 | 0 | 0 | 0 | 0
F9_Industrial_Industrial - ID_New_Space Heating_Natural Gas_Retrocommissioning_A_Technical Potential | F9 | Industrial | Industrial - ID | New | Space Heating | Natural Gas | Retrocommissioning | A | Cumulative Winter Peak Savings (MW) | Technical Potential | 0 | 0 | 0 | 0 | 0 | 0 | 0 | 0 | 0 | 0 | 0 | 0 | 0 | 0 | 0 | 0 | 0 | 0 | 0 | 0 | 0 | 0 | 0 | 0 | 0 | 0 | 0
F10_Industrial_Industrial - ID_New_Space Heating_Natural Gas_Retrocommissioning_A_Technical Potential | F10 | Industrial | Industrial - ID | New | Space Heating | Natural Gas | Retrocommissioning | A | Purchases (Incremental) | Technical Potential | 0 | 0 | 0 | 0 | 0 | 0 | 0 | 0 | 0 | 0 | 0 | 0 | 0 | 0 | 0 | 0 | 0 | 0 | 0 | 0 | 0 | 0 | 0 | 0 | 0 | 0 | 0
F11_Industrial_Industrial - ID_New_Space Heating_Natural Gas_Retrocommissioning_A_Technical Potential | F11 | Industrial | Industrial - ID | New | Space Heating | Natural Gas | Retrocommissioning | A | Purchases (Cumulative) | Technical Potential | 0 | 0 | 0 | 0 | 0 | 0 | 0 | 0 | 0 | 0 | 0 | 0 | 0 | 0 | 0 | 0 | 0 | 0 | 0 | 0 | 0 | 0 | 0 | 0 | 0 | 0 | 0
F1_Industrial_Industrial - ID_New_Process_Natural Gas_Retrocommissioning_A_Technical Potential | F1 | Industrial | Industrial - ID | New | Process | Natural Gas | Retrocommissioning | A | Integrated Unit Energy Savings (kWh or therms) | Technical Potential | 0 | 0 | 0 | 0 | 0 | 0 | 0 | 0 | 0 | 0 | 0 | 0 | 0 | 0 | 0 | 0 | 0 | 0 | 0 | 0 | 0 | 0 | 0 | 0 | 0 | 0 | 0
F2_Industrial_Industrial - ID_New_Process_Natural Gas_Retrocommissioning_A_Technical Potential | F2 | Industrial | Industrial - ID | New | Process | Natural Gas | Retrocommissioning | A | Integrated Unit Summer Peak Savings (kW) | Technical Potential | 0 | 0 | 0 | 0 | 0 | 0 | 0 | 0 | 0 | 0 | 0 | 0 | 0 | 0 | 0 | 0 | 0 | 0 | 0 | 0 | 0 | 0 | 0 | 0 | 0 | 0 | 0
F3_Industrial_Industrial - ID_New_Process_Natural Gas_Retrocommissioning_A_Technical Potential | F3 | Industrial | Industrial - ID | New | Process | Natural Gas | Retrocommissioning | A | Integrated Unit Winter Peak Savings (kW) | Technical Potential | 0 | 0 | 0 | 0 | 0 | 0 | 0 | 0 | 0 | 0 | 0 | 0 | 0 | 0 | 0 | 0 | 0 | 0 | 0 | 0 | 0 | 0 | 0 | 0 | 0 | 0 | 0
F4_Industrial_Industrial - ID_New_Process_Natural Gas_Retrocommissioning_A_Technical Potential | F4 | Industrial | Industrial - ID | New | Process | Natural Gas | Retrocommissioning | A | Incremental Energy Savings (MWh or mTherms) | Technical Potential | 0 | 0 | 0 | 0 | 0 | 0 | 0 | 0 | 0 | 0 | 0 | 0 | 0 | 0 | 0 | 0 | 0 | 0 | 0 | 0 | 0 | 0 | 0 | 0 | 0 | 0 | 0
F5_Industrial_Industrial - ID_New_Process_Natural Gas_Retrocommissioning_A_Technical Potential | F5 | Industrial | Industrial - ID | New | Process | Natural Gas | Retrocommissioning | A | Incremental Summer Peak Savings (MW) | Technical Potential | 0 | 0 | 0 | 0 | 0 | 0 | 0 | 0 | 0 | 0 | 0 | 0 | 0 | 0 | 0 | 0 | 0 | 0 | 0 | 0 | 0 | 0 | 0 | 0 | 0 | 0 | 0
F6_Industrial_Industrial - ID_New_Process_Natural Gas_Retrocommissioning_A_Technical Potential | F6 | Industrial | Industrial - ID | New | Process | Natural Gas | Retrocommissioning | A | Incremental Winter Peak Savings (MW) | Technical Potential | 0 | 0 | 0 | 0 | 0 | 0 | 0 | 0 | 0 | 0 | 0 | 0 | 0 | 0 | 0 | 0 | 0 | 0 | 0 | 0 | 0 | 0 | 0 | 0 | 0 | 0 | 0
F7_Industrial_Industrial - ID_New_Process_Natural Gas_Retrocommissioning_A_Technical Potential | F7 | Industrial | Industrial - ID | New | Process | Natural Gas | Retrocommissioning | A | Cumulative Energy Savings (MWh or mTherms) | Technical Potential | 0 | 0 | 0 | 0 | 0 | 0 | 0 | 0 | 0 | 0 | 0 | 0 | 0 | 0 | 0 | 0 | 0 | 0 | 0 | 0 | 0 | 0 | 0 | 0 | 0 | 0 | 0
F8_Industrial_Industrial - ID_New_Process_Natural Gas_Retrocommissioning_A_Technical Potential | F8 | Industrial | Industrial - ID | New | Process | Natural Gas | Retrocommissioning | A | Cumulative Summer Peak Savings (MW) | Technical Potential | 0 | 0 | 0 | 0 | 0 | 0 | 0 | 0 | 0 | 0 | 0 | 0 | 0 | 0 | 0 | 0 | 0 | 0 | 0 | 0 | 0 | 0 | 0 | 0 | 0 | 0 | 0
F9_Industrial_Industrial - ID_New_Process_Natural Gas_Retrocommissioning_A_Technical Potential | F9 | Industrial | Industrial - ID | New | Process | Natural Gas | Retrocommissioning | A | Cumulative Winter Peak Savings (MW) | Technical Potential | 0 | 0 | 0 | 0 | 0 | 0 | 0 | 0 | 0 | 0 | 0 | 0 | 0 | 0 | 0 | 0 | 0 | 0 | 0 | 0 | 0 | 0 | 0 | 0 | 0 | 0 | 0
F10_Industrial_Industrial - ID_New_Process_Natural Gas_Retrocommissioning_A_Technical Potential | F10 | Industrial | Industrial - ID | New | Process | Natural Gas | Retrocommissioning | A | Purchases (Incremental) | Technical Potential | 0 | 0 | 0 | 0 | 0 | 0 | 0 | 0 | 0 | 0 | 0 | 0 | 0 | 0 | 0 | 0 | 0 | 0 | 0 | 0 | 0 | 0 | 0 | 0 | 0 | 0 | 0
F11_Industrial_Industrial - ID_New_Process_Natural Gas_Retrocommissioning_A_Technical Potential | F11 | Industrial | Industrial - ID | New | Process | Natural Gas | Retrocommissioning | A | Purchases (Cumulative) | Technical Potential | 0 | 0 | 0 | 0 | 0 | 0 | 0 | 0 | 0 | 0 | 0 | 0 | 0 | 0 | 0 | 0 | 0 | 0 | 0 | 0 | 0 | 0 | 0 | 0 | 0 | 0 | 0
F1_Industrial_Industrial - WA_Existing_Space Heating_Natural Gas_Furnace_A_Achievable Technical Potential | F1 | Industrial | Industrial - WA | Existing | Space Heating | Natural Gas | Furnace | A | Integrated Unit Energy Savings (kWh or therms) | Achievable Technical Potential | 0 | 47.696 | 47.5111 | 23.7555 | 23.7555 | 23.7555 | 23.7555 | 23.7555 | 23.7555 | 23.7555 | 23.7555 | 23.7555 | 23.7555 | 23.7555 | 23.7555 | 23.7555 | 23.7555 | 23.7555 | 23.7555 | 23.7555 | 23.7555 | 23.7555 | 23.7555 | 23.7555 | 23.7555 | 23.7555 | 23.7555
F2_Industrial_Industrial - WA_Existing_Space Heating_Natural Gas_Furnace_A_Achievable Technical Potential | F2 | Industrial | Industrial - WA | Existing | Space Heating | Natural Gas | Furnace | A | Integrated Unit Summer Peak Savings (kW) | Achievable Technical Potential | 0 | 0 | 0 | 0 | 0 | 0 | 0 | 0 | 0 | 0 | 0 | 0 | 0 | 0 | 0 | 0 | 0 | 0 | 0 | 0 | 0 | 0 | 0 | 0 | 0 | 0 | 0
F3_Industrial_Industrial - WA_Existing_Space Heating_Natural Gas_Furnace_A_Achievable Technical Potential | F3 | Industrial | Industrial - WA | Existing | Space Heating | Natural Gas | Furnace | A | Integrated Unit Winter Peak Savings (kW) | Achievable Technical Potential | 0 | 0 | 0 | 0 | 0 | 0 | 0 | 0 | 0 | 0 | 0 | 0 | 0 | 0 | 0 | 0 | 0 | 0 | 0 | 0 | 0 | 0 | 0 | 0 | 0 | 0 | 0
F4_Industrial_Industrial - WA_Existing_Space Heating_Natural Gas_Furnace_A_Achievable Technical Potential | F4 | Industrial | Industrial - WA | Existing | Space Heating | Natural Gas | Furnace | A | Incremental Energy Savings (MWh or mTherms) | Achievable Technical Potential | 0 | 0 | 0.0044805 | 0.0063543 | 0.012022 | 0.018964 | 0.026937 | 0.035136 | 0.042711 | 0.049539 | 0.055579 | 0.060841 | 0.065366 | 0.069211 | 0.072439 | 0.075115 | 0.077301 | 0.079055 | 0.079759 | 0.072964 | 0.067339 | 0.062716 | 0.058948 | 0.055906 | 0.053478 | 0.049326 | 0.043732
F5_Industrial_Industrial - WA_Existing_Space Heating_Natural Gas_Furnace_A_Achievable Technical Potential | F5 | Industrial | Industrial - WA | Existing | Space Heating | Natural Gas | Furnace | A | Incremental Summer Peak Savings (MW) | Achievable Technical Potential | 0 | 0 | 0 | 0 | 0 | 0 | 0 | 0 | 0 | 0 | 0 | 0 | 0 | 0 | 0 | 0 | 0 | 0 | 0 | 0 | 0 | 0 | 0 | 0 | 0 | 0 | 0
F6_Industrial_Industrial - WA_Existing_Space Heating_Natural Gas_Furnace_A_Achievable Technical Potential | F6 | Industrial | Industrial - WA | Existing | Space Heating | Natural Gas | Furnace | A | Incremental Winter Peak Savings (MW) | Achievable Technical Potential | 0 | 0 | 0 | 0 | 0 | 0 | 0 | 0 | 0 | 0 | 0 | 0 | 0 | 0 | 0 | 0 | 0 | 0 | 0 | 0 | 0 | 0 | 0 | 0 | 0 | 0 | 0
F7_Industrial_Industrial - WA_Existing_Space Heating_Natural Gas_Furnace_A_Achievable Technical Potential | F7 | Industrial | Industrial - WA | Existing | Space Heating | Natural Gas | Furnace | A | Cumulative Energy Savings (MWh or mTherms) | Achievable Technical Potential | 0 | 0 | 0.0044805 | 0.0063543 | 0.018376 | 0.03734 | 0.064277 | 0.099413 | 0.14212 | 0.19166 | 0.24724 | 0.30808 | 0.37345 | 0.44266 | 0.5151 | 0.59022 | 0.66752 | 0.74657 | 0.82633 | 0.89929 | 0.96663 | 1.0293 | 1.0883 | 1.1442 | 1.1977 | 1.2492 | 1.293
F8_Industrial_Industrial - WA_Existing_Space Heating_Natural Gas_Furnace_A_Achievable Technical Potential | F8 | Industrial | Industrial - WA | Existing | Space Heating | Natural Gas | Furnace | A | Cumulative Summer Peak Savings (MW) | Achievable Technical Potential | 0 | 0 | 0 | 0 | 0 | 0 | 0 | 0 | 0 | 0 | 0 | 0 | 0 | 0 | 0 | 0 | 0 | 0 | 0 | 0 | 0 | 0 | 0 | 0 | 0 | 0 | 0
F9_Industrial_Industrial - WA_Existing_Space Heating_Natural Gas_Furnace_A_Achievable Technical Potential | F9 | Industrial | Industrial - WA | Existing | Space Heating | Natural Gas | Furnace | A | Cumulative Winter Peak Savings (MW) | Achievable Technical Potential | 0 | 0 | 0 | 0 | 0 | 0 | 0 | 0 | 0 | 0 | 0 | 0 | 0 | 0 | 0 | 0 | 0 | 0 | 0 | 0 | 0 | 0 | 0 | 0 | 0 | 0 | 0
F10_Industrial_Industrial - WA_Existing_Space Heating_Natural Gas_Furnace_A_Achievable Technical Potential | F10 | Industrial | Industrial - WA | Existing | Space Heating | Natural Gas | Furnace | A | Purchases (Incremental) | Achievable Technical Potential | 0 | 0 | 0.094305 | 0.26749 | 0.50606 | 0.79829 | 1.1339 | 1.4791 | 1.7979 | 2.0854 | 2.3396 | 2.5611 | 2.7516 | 2.9135 | 3.0494 | 3.162 | 3.254 | 3.3278 | 3.3575 | 3.0714 | 2.8347 | 2.6401 | 2.4814 | 2.3534 | 2.2512 | 2.0764 | 1.8409
F11_Industrial_Industrial - WA_Existing_Space Heating_Natural Gas_Furnace_A_Achievable Technical Potential | F11 | Industrial | Industrial - WA | Existing | Space Heating | Natural Gas | Furnace | A | Purchases (Cumulative) | Achievable Technical Potential | 0 | 0 | 0.094305 | 0.36179 | 0.86785 | 1.6661 | 2.8001 | 4.2791 | 6.0771 | 8.1625 | 10.5021 | 13.0632 | 15.8148 | 18.7283 | 21.7777 | 24.9397 | 28.1937 | 31.5215 | 34.879 | 37.9504 | 40.7851 | 43.4252 | 45.9066 | 48.26 | 50.5112 | 52.5876 | 54.4285
F1_Industrial_Industrial - WA_Existing_Space Heating_Natural Gas_Boiler_A_Achievable Technical Potential | F1 | Industrial | Industrial - WA | Existing | Space Heating | Natural Gas | Boiler | A | Integrated Unit Energy Savings (kWh or therms) | Achievable Technical Potential | 0 | 49.1964 | 49.0056 | 49.0056 | 49.0056 | 49.0056 | 49.0056 | 49.0056 | 49.0056 | 49.0056 | 49.0056 | 49.0056 | 49.0056 | 49.0056 | 49.0056 | 49.0056 | 49.0056 | 49.0056 | 49.0056 | 49.0056 | 49.0056 | 49.0056 | 49.0056 | 49.0056 | 49.0056 | 49.0056 | 49.0056
F2_Industrial_Industrial - WA_Existing_Space Heating_Natural Gas_Boiler_A_Achievable Technical Potential | F2 | Industrial | Industrial - WA | Existing | Space Heating | Natural Gas | Boiler | A | Integrated Unit Summer Peak Savings (kW) | Achievable Technical Potential | 0 | 0 | 0 | 0 | 0 | 0 | 0 | 0 | 0 | 0 | 0 | 0 | 0 | 0 | 0 | 0 | 0 | 0 | 0 | 0 | 0 | 0 | 0 | 0 | 0 | 0 | 0
F3_Industrial_Industrial - WA_Existing_Space Heating_Natural Gas_Boiler_A_Achievable Technical Potential | F3 | Industrial | Industrial - WA | Existing | Space Heating | Natural Gas | Boiler | A | Integrated Unit Winter Peak Savings (kW) | Achievable Technical Potential | 0 | 0 | 0 | 0 | 0 | 0 | 0 | 0 | 0 | 0 | 0 | 0 | 0 | 0 | 0 | 0 | 0 | 0 | 0 | 0 | 0 | 0 | 0 | 0 | 0 | 0 | 0
F4_Industrial_Industrial - WA_Existing_Space Heating_Natural Gas_Boiler_A_Achievable Technical Potential | F4 | Industrial | Industrial - WA | Existing | Space Heating | Natural Gas | Boiler | A | Incremental Energy Savings (MWh or mTherms) | Achievable Technical Potential | 0 | 0 | 0.013721 | 0.02719 | 0.040377 | 0.053261 | 0.065822 | 0.076746 | 0.085043 | 0.091253 | 0.095807 | 0.099048 | 0.10125 | 0.10263 | 0.10337 | 0.10359 | 0.10342 | 0.10293 | 0.10135 | 0.099773 | 0.098201 | 0.096641 | 0.094297 | 0.092137 | 0.090135 | 0.088268 | 0.086518
F5_Industrial_Industrial - WA_Existing_Space Heating_Natural Gas_Boiler_A_Achievable Technical Potential | F5 | Industrial | Industrial - WA | Existing | Space Heating | Natural Gas | Boiler | A | Incremental Summer Peak Savings (MW) | Achievable Technical Potential | 0 | 0 | 0 | 0 | 0 | 0 | 0 | 0 | 0 | 0 | 0 | 0 | 0 | 0 | 0 | 0 | 0 | 0 | 0 | 0 | 0 | 0 | 0 | 0 | 0 | 0 | 0
F6_Industrial_Industrial - WA_Existing_Space Heating_Natural Gas_Boiler_A_Achievable Technical Potential | F6 | Industrial | Industrial - WA | Existing | Space Heating | Natural Gas | Boiler | A | Incremental Winter Peak Savings (MW) | Achievable Technical Potential | 0 | 0 | 0 | 0 | 0 | 0 | 0 | 0 | 0 | 0 | 0 | 0 | 0 | 0 | 0 | 0 | 0 | 0 | 0 | 0 | 0 | 0 | 0 | 0 | 0 | 0 | 0
F7_Industrial_Industrial - WA_Existing_Space Heating_Natural Gas_Boiler_A_Achievable Technical Potential | F7 | Industrial | Industrial - WA | Existing | Space Heating | Natural Gas | Boiler | A | Cumulative Energy Savings (MWh or mTherms) | Achievable Technical Potential | 0 | 0 | 0.013721 | 0.040911 | 0.081288 | 0.13455 | 0.20037 | 0.27712 | 0.36216 | 0.45341 | 0.54922 | 0.64827 | 0.74952 | 0.85215 | 0.95552 | 1.0591 | 1.1625 | 1.2655 | 1.3668 | 1.4666 | 1.5648 | 1.6614 | 1.7557 | 1.8479 | 1.938 | 2.0263 | 2.1128
F8_Industrial_Industrial - WA_Existing_Space Heating_Natural Gas_Boiler_A_Achievable Technical Potential | F8 | Industrial | Industrial - WA | Existing | Space Heating | Natural Gas | Boiler | A | Cumulative Summer Peak Savings (MW) | Achievable Technical Potential | 0 | 0 | 0 | 0 | 0 | 0 | 0 | 0 | 0 | 0 | 0 | 0 | 0 | 0 | 0 | 0 | 0 | 0 | 0 | 0 | 0 | 0 | 0 | 0 | 0 | 0 | 0
F9_Industrial_Industrial - WA_Existing_Space Heating_Natural Gas_Boiler_A_Achievable Technical Potential | F9 | Industrial | Industrial - WA | Existing | Space Heating | Natural Gas | Boiler | A | Cumulative Winter Peak Savings (MW) | Achievable Technical Potential | 0 | 0 | 0 | 0 | 0 | 0 | 0 | 0 | 0 | 0 | 0 | 0 | 0 | 0 | 0 | 0 | 0 | 0 | 0 | 0 | 0 | 0 | 0 | 0 | 0 | 0 | 0
F10_Industrial_Industrial - WA_Existing_Space Heating_Natural Gas_Boiler_A_Achievable Technical Potential | F10 | Industrial | Industrial - WA | Existing | Space Heating | Natural Gas | Boiler | A | Purchases (Incremental) | Achievable Technical Potential | 0 | 0 | 0.27999 | 0.55483 | 0.82393 | 1.0868 | 1.3432 | 1.5661 | 1.7354 | 1.8621 | 1.955 | 2.0211 | 2.0661 | 2.0943 | 2.1093 | 2.1139 | 2.1104 | 2.1004 | 2.0682 | 2.0359 | 2.0039 | 1.972 | 1.9242 | 1.8801 | 1.8393 | 1.8012 | 1.7655
F11_Industrial_Industrial - WA_Existing_Space Heating_Natural Gas_Boiler_A_Achievable Technical Potential | F11 | Industrial | Industrial - WA | Existing | Space Heating | Natural Gas | Boiler | A | Purchases (Cumulative) | Achievable Technical Potential | 0 | 0 | 0.27999 | 0.83482 | 1.6588 | 2.7456 | 4.0887 | 5.6548 | 7.3902 | 9.2523 | 11.2073 | 13.2284 | 15.2945 | 17.3888 | 19.4981 | 21.612 | 23.7224 | 25.8228 | 27.891 | 29.9269 | 31.9308 | 33.9028 | 35.827 | 37.7072 | 39.5464 | 41.3476 | 43.1131
F1_Industrial_Industrial - WA_Existing_Space Heating_Natural Gas_Unit Heater_A_Achievable Technical Potential | F1 | Industrial | Industrial - WA | Existing | Space Heating | Natural Gas | Unit Heater | A | Integrated Unit Energy Savings (kWh or therms) | Achievable Technical Potential | 0 | 191840.798 | 191096.8947 | 191096.8947 | 191096.8947 | 191096.8947 | 191096.8947 | 191096.8947 | 191096.8947 | 191096.8947 | 191096.8947 | 191096.8947 | 191096.8947 | 191096.8947 | 191096.8947 | 191096.8947 | 191096.8947 | 191096.8947 | 191096.8947 | 191096.8947 | 191096.8947 | 191096.8947 | 191096.8947 | 191096.8947 | 191096.8947 | 191096.8947 | 191096.8947
F2_Industrial_Industrial - WA_Existing_Space Heating_Natural Gas_Unit Heater_A_Achievable Technical Potential | F2 | Industrial | Industrial - WA | Existing | Space Heating | Natural Gas | Unit Heater | A | Integrated Unit Summer Peak Savings (kW) | Achievable Technical Potential | 0 | 0 | 0 | 0 | 0 | 0 | 0 | 0 | 0 | 0 | 0 | 0 | 0 | 0 | 0 | 0 | 0 | 0 | 0 | 0 | 0 | 0 | 0 | 0 | 0 | 0 | 0
F3_Industrial_Industrial - WA_Existing_Space Heating_Natural Gas_Unit Heater_A_Achievable Technical Potential | F3 | Industrial | Industrial - WA | Existing | Space Heating | Natural Gas | Unit Heater | A | Integrated Unit Winter Peak Savings (kW) | Achievable Technical Potential | 0 | 0 | 0 | 0 | 0 | 0 | 0 | 0 | 0 | 0 | 0 | 0 | 0 | 0 | 0 | 0 | 0 | 0 | 0 | 0 | 0 | 0 | 0 | 0 | 0 | 0 | 0
F4_Industrial_Industrial - WA_Existing_Space Heating_Natural Gas_Unit Heater_A_Achievable Technical Potential | F4 | Industrial | Industrial - WA | Existing | Space Heating | Natural Gas | Unit Heater | A | Incremental Energy Savings (MWh or mTherms) | Achievable Technical Potential | 0 | 0 | 0.0073182 | 0.01567 | 0.024824 | 0.034581 | 0.044774 | 0.05434 | 0.062344 | 0.068953 | 0.074341 | 0.078671 | 0.082097 | 0.084752 | 0.086756 | 0.088212 | 0.089208 | 0.077447 | 0.064657 | 0.051858 | 0.03912 | 0.026495 | 0.01495 | 0.0053395 | 0 | 0 | 0
F5_Industrial_Industrial - WA_Existing_Space Heating_Natural Gas_Unit Heater_A_Achievable Technical Potential | F5 | Industrial | Industrial - WA | Existing | Space Heating | Natural Gas | Unit Heater | A | Incremental Summer Peak Savings (MW) | Achievable Technical Potential | 0 | 0 | 0 | 0 | 0 | 0 | 0 | 0 | 0 | 0 | 0 | 0 | 0 | 0 | 0 | 0 | 0 | 0 | 0 | 0 | 0 | 0 | 0 | 0 | 0 | 0 | 0
F6_Industrial_Industrial - WA_Existing_Space Heating_Natural Gas_Unit Heater_A_Achievable Technical Potential | F6 | Industrial | Industrial - WA | Existing | Space Heating | Natural Gas | Unit Heater | A | Incremental Winter Peak Savings (MW) | Achievable Technical Potential | 0 | 0 | 0 | 0 | 0 | 0 | 0 | 0 | 0 | 0 | 0 | 0 | 0 | 0 | 0 | 0 | 0 | 0 | 0 | 0 | 0 | 0 | 0 | 0 | 0 | 0 | 0
F7_Industrial_Industrial - WA_Existing_Space Heating_Natural Gas_Unit Heater_A_Achievable Technical Potential | F7 | Industrial | Industrial - WA | Existing | Space Heating | Natural Gas | Unit Heater | A | Cumulative Energy Savings (MWh or mTherms) | Achievable Technical Potential | 0 | 0 | 0.0073182 | 0.022989 | 0.047813 | 0.082394 | 0.12717 | 0.18151 | 0.24385 | 0.3128 | 0.38715 | 0.46582 | 0.54791 | 0.63267 | 0.71942 | 0.80763 | 0.89684 | 0.97429 | 1.0389 | 1.0908 | 1.1299 | 1.1564 | 1.1714 | 1.1767 | 1.1767 | 1.1767 | 1.1767
F8_Industrial_Industrial - WA_Existing_Space Heating_Natural Gas_Unit Heater_A_Achievable Technical Potential | F8 | Industrial | Industrial - WA | Existing | Space Heating | Natural Gas | Unit Heater | A | Cumulative Summer Peak Savings (MW) | Achievable Technical Potential | 0 | 0 | 0 | 0 | 0 | 0 | 0 | 0 | 0 | 0 | 0 | 0 | 0 | 0 | 0 | 0 | 0 | 0 | 0 | 0 | 0 | 0 | 0 | 0 | 0 | 0 | 0
F9_Industrial_Industrial - WA_Existing_Space Heating_Natural Gas_Unit Heater_A_Achievable Technical Potential | F9 | Industrial | Industrial - WA | Existing | Space Heating | Natural Gas | Unit Heater | A | Cumulative Winter Peak Savings (MW) | Achievable Technical Potential | 0 | 0 | 0 | 0 | 0 | 0 | 0 | 0 | 0 | 0 | 0 | 0 | 0 | 0 | 0 | 0 | 0 | 0 | 0 | 0 | 0 | 0 | 0 | 0 | 0 | 0 | 0
F10_Industrial_Industrial - WA_Existing_Space Heating_Natural Gas_Unit Heater_A_Achievable Technical Potential | F10 | Industrial | Industrial - WA | Existing | Space Heating | Natural Gas | Unit Heater | A | Purchases (Incremental) | Achievable Technical Potential | 0 | 0 | 3.8296e-05 | 8.2002e-05 | 0.0001299 | 0.00018096 | 0.0002343 | 0.00028436 | 0.00032624 | 0.00036083 | 0.00038902 | 0.00041168 | 0.00042961 | 0.0004435 | 0.00045399 | 0.00046161 | 0.00046682 | 0.00040528 | 0.00033834 | 0.00027137 | 0.00020471 | 0.00013865 | 7.8235e-05 | 2.7941e-05 | 0 | 0 | 0
F11_Industrial_Industrial - WA_Existing_Space Heating_Natural Gas_Unit Heater_A_Achievable Technical Potential | F11 | Industrial | Industrial - WA | Existing | Space Heating | Natural Gas | Unit Heater | A | Purchases (Cumulative) | Achievable Technical Potential | 0 | 0 | 3.8296e-05 | 0.0001203 | 0.0002502 | 0.00043116 | 0.00066546 | 0.00094982 | 0.0012761 | 0.0016369 | 0.0020259 | 0.0024376 | 0.0028672 | 0.0033107 | 0.0037647 | 0.0042263 | 0.0046931 | 0.0050984 | 0.0054367 | 0.0057081 | 0.0059128 | 0.0060515 | 0.0061297 | 0.0061576 | 0.0061576 | 0.0061576 | 0.0061576
F1_Industrial_Industrial - WA_New_Space Heating_Natural Gas_Furnace_A_Achievable Technical Potential | F1 | Industrial | Industrial - WA | New | Space Heating | Natural Gas | Furnace | A | Integrated Unit Energy Savings (kWh or therms) | Achievable Technical Potential | 0 | 36.5821 | 36.4403 | 18.2201 | 18.2201 | 18.2201 | 18.2201 | 18.2201 | 18.2201 | 18.2201 | 18.2201 | 18.2201 | 18.2201 | 18.2201 | 18.2201 | 18.2201 | 18.2201 | 18.2201 | 18.2201 | 18.2201 | 18.2201 | 18.2201 | 18.2201 | 18.2201 | 18.2201 | 18.2201 | 18.2201
F2_Industrial_Industrial - WA_New_Space Heating_Natural Gas_Furnace_A_Achievable Technical Potential | F2 | Industrial | Industrial - WA | New | Space Heating | Natural Gas | Furnace | A | Integrated Unit Summer Peak Savings (kW) | Achievable Technical Potential | 0 | 0 | 0 | 0 | 0 | 0 | 0 | 0 | 0 | 0 | 0 | 0 | 0 | 0 | 0 | 0 | 0 | 0 | 0 | 0 | 0 | 0 | 0 | 0 | 0 | 0 | 0
F3_Industrial_Industrial - WA_New_Space Heating_Natural Gas_Furnace_A_Achievable Technical Potential | F3 | Industrial | Industrial - WA | New | Space Heating | Natural Gas | Furnace | A | Integrated Unit Winter Peak Savings (kW) | Achievable Technical Potential | 0 | 0 | 0 | 0 | 0 | 0 | 0 | 0 | 0 | 0 | 0 | 0 | 0 | 0 | 0 | 0 | 0 | 0 | 0 | 0 | 0 | 0 | 0 | 0 | 0 | 0 | 0
F4_Industrial_Industrial - WA_New_Space Heating_Natural Gas_Furnace_A_Achievable Technical Potential | F4 | Industrial | Industrial - WA | New | Space Heating | Natural Gas | Furnace | A | Incremental Energy Savings (MWh or mTherms) | Achievable Technical Potential | 0 | 0 | 0.021877 | 0.015838 | 0.01867 | 0.020199 | 0.017405 | 0.02019 | 0.02227 | 0.023798 | 0.024893 | 0.02565 | 0.026143 | 0.02643 | 0.026556 | 0.026558 | 0.026464 | 0.026296 | 0.025854 | 0.034484 | 0.041028 | 0.044925 | 0.047308 | 0.04866 | 0.048785 | 0.037896 | 0.032978
F5_Industrial_Industrial - WA_New_Space Heating_Natural Gas_Furnace_A_Achievable Technical Potential | F5 | Industrial | Industrial - WA | New | Space Heating | Natural Gas | Furnace | A | Incremental Summer Peak Savings (MW) | Achievable Technical Potential | 0 | 0 | 0 | 0 | 0 | 0 | 0 | 0 | 0 | 0 | 0 | 0 | 0 | 0 | 0 | 0 | 0 | 0 | 0 | 0 | 0 | 0 | 0 | 0 | 0 | 0 | 0
F6_Industrial_Industrial - WA_New_Space Heating_Natural Gas_Furnace_A_Achievable Technical Potential | F6 | Industrial | Industrial - WA | New | Space Heating | Natural Gas | Furnace | A | Incremental Winter Peak Savings (MW) | Achievable Technical Potential | 0 | 0 | 0 | 0 | 0 | 0 | 0 | 0 | 0 | 0 | 0 | 0 | 0 | 0 | 0 | 0 | 0 | 0 | 0 | 0 | 0 | 0 | 0 | 0 | 0 | 0 | 0
F7_Industrial_Industrial - WA_New_Space Heating_Natural Gas_Furnace_A_Achievable Technical Potential | F7 | Industrial | Industrial - WA | New | Space Heating | Natural Gas | Furnace | A | Cumulative Energy Savings (MWh or mTherms) | Achievable Technical Potential | 0 | 0 | 0.021877 | 0.015838 | 0.034507 | 0.054706 | 0.072111 | 0.092301 | 0.11457 | 0.13837 | 0.16326 | 0.18891 | 0.21506 | 0.24149 | 0.26804 | 0.2946 | 0.32107 | 0.34736 | 0.37322 | 0.4077 | 0.44873 | 0.49365 | 0.54096 | 0.58962 | 0.63841 | 0.68724 | 0.72022
F8_Industrial_Industrial - WA_New_Space Heating_Natural Gas_Furnace_A_Achievable Technical Potential | F8 | Industrial | Industrial - WA | New | Space Heating | Natural Gas | Furnace | A | Cumulative Summer Peak Savings (MW) | Achievable Technical Potential | 0 | 0 | 0 | 0 | 0 | 0 | 0 | 0 | 0 | 0 | 0 | 0 | 0 | 0 | 0 | 0 | 0 | 0 | 0 | 0 | 0 | 0 | 0 | 0 | 0 | 0 | 0
F9_Industrial_Industrial - WA_New_Space Heating_Natural Gas_Furnace_A_Achievable Technical Potential | F9 | Industrial | Industrial - WA | New | Space Heating | Natural Gas | Furnace | A | Cumulative Winter Peak Savings (MW) | Achievable Technical Potential | 0 | 0 | 0 | 0 | 0 | 0 | 0 | 0 | 0 | 0 | 0 | 0 | 0 | 0 | 0 | 0 | 0 | 0 | 0 | 0 | 0 | 0 | 0 | 0 | 0 | 0 | 0
F10_Industrial_Industrial - WA_New_Space Heating_Natural Gas_Furnace_A_Achievable Technical Potential | F10 | Industrial | Industrial - WA | New | Space Heating | Natural Gas | Furnace | A | Purchases (Incremental) | Achievable Technical Potential | 0 | 0 | 0.60035 | 0.86924 | 1.0247 | 1.1086 | 0.95527 | 1.1081 | 1.2223 | 1.3061 | 1.3663 | 1.4078 | 1.4349 | 1.4506 | 1.4575 | 1.4576 | 1.4525 | 1.4432 | 1.419 | 1.8926 | 2.2518 | 2.4657 | 2.5965 | 2.6707 | 2.6775 | 2.0799 | 1.81
F11_Industrial_Industrial - WA_New_Space Heating_Natural Gas_Furnace_A_Achievable Technical Potential | F11 | Industrial | Industrial - WA | New | Space Heating | Natural Gas | Furnace | A | Purchases (Cumulative) | Achievable Technical Potential | 0 | 0 | 0.60035 | 1.4696 | 2.4943 | 3.6029 | 4.5581 | 5.6662 | 6.8885 | 8.1947 | 9.5609 | 10.9687 | 12.4036 | 13.8542 | 15.3117 | 16.7693 | 18.2218 | 19.6651 | 21.084 | 22.9767 | 25.2285 | 27.6941 | 30.2906 | 32.9613 | 35.6388 | 37.7187 | 39.5287
F1_Industrial_Industrial - WA_New_Space Heating_Natural Gas_Boiler_A_Achievable Technical Potential | F1 | Industrial | Industrial - WA | New | Space Heating | Natural Gas | Boiler | A | Integrated Unit Energy Savings (kWh or therms) | Achievable Technical Potential | 0 | 44.0904 | 43.9194 | 43.9194 | 43.9194 | 43.9194 | 43.9194 | 43.9194 | 43.9194 | 43.9194 | 43.9194 | 43.9194 | 43.9194 | 43.9194 | 43.9194 | 43.9194 | 43.9194 | 43.9194 | 43.9194 | 43.9194 | 43.9194 | 43.9194 | 43.9194 | 43.9194 | 43.9194 | 43.9194 | 43.9194
F2_Industrial_Industrial - WA_New_Space Heating_Natural Gas_Boiler_A_Achievable Technical Potential | F2 | Industrial | Industrial - WA | New | Space Heating | Natural Gas | Boiler | A | Integrated Unit Summer Peak Savings (kW) | Achievable Technical Potential | 0 | 0 | 0 | 0 | 0 | 0 | 0 | 0 | 0 | 0 | 0 | 0 | 0 | 0 | 0 | 0 | 0 | 0 | 0 | 0 | 0 | 0 | 0 | 0 | 0 | 0 | 0
F3_Industrial_Industrial - WA_New_Space Heating_Natural Gas_Boiler_A_Achievable Technical Potential | F3 | Industrial | Industrial - WA | New | Space Heating | Natural Gas | Boiler | A | Integrated Unit Winter Peak Savings (kW) | Achievable Technical Potential | 0 | 0 | 0 | 0 | 0 | 0 | 0 | 0 | 0 | 0 | 0 | 0 | 0 | 0 | 0 | 0 | 0 | 0 | 0 | 0 | 0 | 0 | 0 | 0 | 0 | 0 | 0
F4_Industrial_Industrial - WA_New_Space Heating_Natural Gas_Boiler_A_Achievable Technical Potential | F4 | Industrial | Industrial - WA | New | Space Heating | Natural Gas | Boiler | A | Incremental Energy Savings (MWh or mTherms) | Achievable Technical Potential | 0 | 0 | 0.021039 | 0.030463 | 0.03591 | 0.038851 | 0.033478 | 0.038834 | 0.042835 | 0.045774 | 0.047881 | 0.049337 | 0.050285 | 0.050836 | 0.051079 | 0.051083 | 0.050902 | 0.050579 | 0.049729 | 0.048891 | 0.048067 | 0.047256 | 0.067068 | 0.081845 | 0.090408 | 0.095434 | 0.098077
F5_Industrial_Industrial - WA_New_Space Heating_Natural Gas_Boiler_A_Achievable Technical Potential | F5 | Industrial | Industrial - WA | New | Space Heating | Natural Gas | Boiler | A | Incremental Summer Peak Savings (MW) | Achievable Technical Potential | 0 | 0 | 0 | 0 | 0 | 0 | 0 | 0 | 0 | 0 | 0 | 0 | 0 | 0 | 0 | 0 | 0 | 0 | 0 | 0 | 0 | 0 | 0 | 0 | 0 | 0 | 0
F6_Industrial_Industrial - WA_New_Space Heating_Natural Gas_Boiler_A_Achievable Technical Potential | F6 | Industrial | Industrial - WA | New | Space Heating | Natural Gas | Boiler | A | Incremental Winter Peak Savings (MW) | Achievable Technical Potential | 0 | 0 | 0 | 0 | 0 | 0 | 0 | 0 | 0 | 0 | 0 | 0 | 0 | 0 | 0 | 0 | 0 | 0 | 0 | 0 | 0 | 0 | 0 | 0 | 0 | 0 | 0
F7_Industrial_Industrial - WA_New_Space Heating_Natural Gas_Boiler_A_Achievable Technical Potential | F7 | Industrial | Industrial - WA | New | Space Heating | Natural Gas | Boiler | A | Cumulative Energy Savings (MWh or mTherms) | Achievable Technical Potential | 0 | 0 | 0.021039 | 0.051502 | 0.087412 | 0.12626 | 0.15974 | 0.19857 | 0.24141 | 0.28718 | 0.33506 | 0.3844 | 0.43469 | 0.48552 | 0.5366 | 0.58768 | 0.63859 | 0.68916 | 0.73889 | 0.78778 | 0.83585 | 0.88311 | 0.95017 | 1.032 | 1.1224 | 1.2179 | 1.3159
F8_Industrial_Industrial - WA_New_Space Heating_Natural Gas_Boiler_A_Achievable Technical Potential | F8 | Industrial | Industrial - WA | New | Space Heating | Natural Gas | Boiler | A | Cumulative Summer Peak Savings (MW) | Achievable Technical Potential | 0 | 0 | 0 | 0 | 0 | 0 | 0 | 0 | 0 | 0 | 0 | 0 | 0 | 0 | 0 | 0 | 0 | 0 | 0 | 0 | 0 | 0 | 0 | 0 | 0 | 0 | 0
F9_Industrial_Industrial - WA_New_Space Heating_Natural Gas_Boiler_A_Achievable Technical Potential | F9 | Industrial | Industrial - WA | New | Space Heating | Natural Gas | Boiler | A | Cumulative Winter Peak Savings (MW) | Achievable Technical Potential | 0 | 0 | 0 | 0 | 0 | 0 | 0 | 0 | 0 | 0 | 0 | 0 | 0 | 0 | 0 | 0 | 0 | 0 | 0 | 0 | 0 | 0 | 0 | 0 | 0 | 0 | 0
F10_Industrial_Industrial - WA_New_Space Heating_Natural Gas_Boiler_A_Achievable Technical Potential | F10 | Industrial | Industrial - WA | New | Space Heating | Natural Gas | Boiler | A | Purchases (Incremental) | Achievable Technical Potential | 0 | 0 | 0.47905 | 0.6936 | 0.81762 | 0.88459 | 0.76225 | 0.88421 | 0.97532 | 1.0422 | 1.0902 | 1.1233 | 1.1449 | 1.1575 | 1.163 | 1.1631 | 1.159 | 1.1516 | 1.1323 | 1.1132 | 1.0944 | 1.076 | 1.5271 | 1.8635 | 2.0585 | 2.1729 | 2.2331
F11_Industrial_Industrial - WA_New_Space Heating_Natural Gas_Boiler_A_Achievable Technical Potential | F11 | Industrial | Industrial - WA | New | Space Heating | Natural Gas | Boiler | A | Purchases (Cumulative) | Achievable Technical Potential | 0 | 0 | 0.47905 | 1.1726 | 1.9903 | 2.8749 | 3.6371 | 4.5213 | 5.4966 | 6.5389 | 7.6291 | 8.7524 | 9.8973 | 11.0548 | 12.2178 | 13.3809 | 14.5399 | 15.6916 | 16.8238 | 17.937 | 19.0315 | 20.1074 | 21.6345 | 23.498 | 25.5565 | 27.7294 | 29.9626
F1_Industrial_Industrial - WA_New_Space Heating_Natural Gas_Unit Heater_A_Achievable Technical Potential | F1 | Industrial | Industrial - WA | New | Space Heating | Natural Gas | Unit Heater | A | Integrated Unit Energy Savings (kWh or therms) | Achievable Technical Potential | 0 | 191840.798 | 191096.8947 | 191096.8947 | 191096.8947 | 191096.8947 | 191096.8947 | 191096.8947 | 191096.8947 | 191096.8947 | 191096.8947 | 191096.8947 | 191096.8947 | 191096.8947 | 191096.8947 | 191096.8947 | 191096.8947 | 191096.8947 | 191096.8947 | 191096.8947 | 191096.8947 | 191096.8947 | 191096.8947 | 191096.8947 | 191096.8947 | 191096.8947 | 191096.8947
F2_Industrial_Industrial - WA_New_Space Heating_Natural Gas_Unit Heater_A_Achievable Technical Potential | F2 | Industrial | Industrial - WA | New | Space Heating | Natural Gas | Unit Heater | A | Integrated Unit Summer Peak Savings (kW) | Achievable Technical Potential | 0 | 0 | 0 | 0 | 0 | 0 | 0 | 0 | 0 | 0 | 0 | 0 | 0 | 0 | 0 | 0 | 0 | 0 | 0 | 0 | 0 | 0 | 0 | 0 | 0 | 0 | 0
F3_Industrial_Industrial - WA_New_Space Heating_Natural Gas_Unit Heater_A_Achievable Technical Potential | F3 | Industrial | Industrial - WA | New | Space Heating | Natural Gas | Unit Heater | A | Integrated Unit Winter Peak Savings (kW) | Achievable Technical Potential | 0 | 0 | 0 | 0 | 0 | 0 | 0 | 0 | 0 | 0 | 0 | 0 | 0 | 0 | 0 | 0 | 0 | 0 | 0 | 0 | 0 | 0 | 0 | 0 | 0 | 0 | 0
F4_Industrial_Industrial - WA_New_Space Heating_Natural Gas_Unit Heater_A_Achievable Technical Potential | F4 | Industrial | Industrial - WA | New | Space Heating | Natural Gas | Unit Heater | A | Incremental Energy Savings (MWh or mTherms) | Achievable Technical Potential | 0 | 0 | 0.01519 | 0.021993 | 0.025925 | 0.028049 | 0.024169 | 0.028037 | 0.030925 | 0.033047 | 0.034568 | 0.035619 | 0.036303 | 0.036701 | 0.036877 | 0.03688 | 0.036749 | 0.036203 | 0.04002 | 0.042221 | 0.043677 | 0.049415 | 0.04539 | 0.042248 | 0.039788 | 0.037852 | 0.03632
F5_Industrial_Industrial - WA_New_Space Heating_Natural Gas_Unit Heater_A_Achievable Technical Potential | F5 | Industrial | Industrial - WA | New | Space Heating | Natural Gas | Unit Heater | A | Incremental Summer Peak Savings (MW) | Achievable Technical Potential | 0 | 0 | 0 | 0 | 0 | 0 | 0 | 0 | 0 | 0 | 0 | 0 | 0 | 0 | 0 | 0 | 0 | 0 | 0 | 0 | 0 | 0 | 0 | 0 | 0 | 0 | 0
F6_Industrial_Industrial - WA_New_Space Heating_Natural Gas_Unit Heater_A_Achievable Technical Potential | F6 | Industrial | Industrial - WA | New | Space Heating | Natural Gas | Unit Heater | A | Incremental Winter Peak Savings (MW) | Achievable Technical Potential | 0 | 0 | 0 | 0 | 0 | 0 | 0 | 0 | 0 | 0 | 0 | 0 | 0 | 0 | 0 | 0 | 0 | 0 | 0 | 0 | 0 | 0 | 0 | 0 | 0 | 0 | 0
F7_Industrial_Industrial - WA_New_Space Heating_Natural Gas_Unit Heater_A_Achievable Technical Potential | F7 | Industrial | Industrial - WA | New | Space Heating | Natural Gas | Unit Heater | A | Cumulative Energy Savings (MWh or mTherms) | Achievable Technical Potential | 0 | 0 | 0.01519 | 0.037182 | 0.063108 | 0.091156 | 0.11533 | 0.14336 | 0.17429 | 0.20733 | 0.2419 | 0.27752 | 0.31382 | 0.35053 | 0.3874 | 0.42428 | 0.46103 | 0.49723 | 0.53725 | 0.57948 | 0.62315 | 0.67257 | 0.71796 | 0.76021 | 0.79999 | 0.83785 | 0.87417
F8_Industrial_Industrial - WA_New_Space Heating_Natural Gas_Unit Heater_A_Achievable Technical Potential | F8 | Industrial | Industrial - WA | New | Space Heating | Natural Gas | Unit Heater | A | Cumulative Summer Peak Savings (MW) | Achievable Technical Potential | 0 | 0 | 0 | 0 | 0 | 0 | 0 | 0 | 0 | 0 | 0 | 0 | 0 | 0 | 0 | 0 | 0 | 0 | 0 | 0 | 0 | 0 | 0 | 0 | 0 | 0 | 0
F9_Industrial_Industrial - WA_New_Space Heating_Natural Gas_Unit Heater_A_Achievable Technical Potential | F9 | Industrial | Industrial - WA | New | Space Heating | Natural Gas | Unit Heater | A | Cumulative Winter Peak Savings (MW) | Achievable Technical Potential | 0 | 0 | 0 | 0 | 0 | 0 | 0 | 0 | 0 | 0 | 0 | 0 | 0 | 0 | 0 | 0 | 0 | 0 | 0 | 0 | 0 | 0 | 0 | 0 | 0 | 0 | 0
F10_Industrial_Industrial - WA_New_Space Heating_Natural Gas_Unit Heater_A_Achievable Technical Potential | F10 | Industrial | Industrial - WA | New | Space Heating | Natural Gas | Unit Heater | A | Purchases (Incremental) | Achievable Technical Potential | 0 | 0 | 7.9487e-05 | 0.00011509 | 0.00013567 | 0.00014678 | 0.00012648 | 0.00014671 | 0.00016183 | 0.00017293 | 0.00018089 | 0.00018639 | 0.00018997 | 0.00019206 | 0.00019298 | 0.00019299 | 0.00019231 | 0.00018945 | 0.00020942 | 0.00022094 | 0.00022856 | 0.00025859 | 0.00023753 | 0.00022108 | 0.00020821 | 0.00019808 | 0.00019006
F11_Industrial_Industrial - WA_New_Space Heating_Natural Gas_Unit Heater_A_Achievable Technical Potential | F11 | Industrial | Industrial - WA | New | Space Heating | Natural Gas | Unit Heater | A | Purchases (Cumulative) | Achievable Technical Potential | 0 | 0 | 7.9487e-05 | 0.00019457 | 0.00033024 | 0.00047702 | 0.00060349 | 0.00075021 | 0.00091204 | 0.001085 | 0.0012659 | 0.0014523 | 0.0016422 | 0.0018343 | 0.0020273 | 0.0022203 | 0.0024126 | 0.002602 | 0.0028114 | 0.0030324 | 0.0032609 | 0.0035195 | 0.003757 | 0.0039781 | 0.0041863 | 0.0043844 | 0.0045745
F1_Industrial_Industrial - ID_Existing_Space Heating_Natural Gas_Furnace_A_Achievable Technical Potential | F1 | Industrial | Industrial - ID | Existing | Space Heating | Natural Gas | Furnace | A | Integrated Unit Energy Savings (kWh or therms) | Achievable Technical Potential | 0 | 55.8014 | 55.585 | 27.7925 | 27.7925 | 27.7925 | 27.7925 | 27.7925 | 27.7925 | 27.7925 | 27.7925 | 27.7925 | 27.7925 | 27.7925 | 27.7925 | 27.7925 | 27.7925 | 27.7925 | 27.7925 | 27.7925 | 27.7925 | 27.7925 | 27.7925 | 27.7925 | 27.7925 | 27.7925 | 27.7925
F2_Industrial_Industrial - ID_Existing_Space Heating_Natural Gas_Furnace_A_Achievable Technical Potential | F2 | Industrial | Industrial - ID | Existing | Space Heating | Natural Gas | Furnace | A | Integrated Unit Summer Peak Savings (kW) | Achievable Technical Potential | 0 | 0 | 0 | 0 | 0 | 0 | 0 | 0 | 0 | 0 | 0 | 0 | 0 | 0 | 0 | 0 | 0 | 0 | 0 | 0 | 0 | 0 | 0 | 0 | 0 | 0 | 0
F3_Industrial_Industrial - ID_Existing_Space Heating_Natural Gas_Furnace_A_Achievable Technical Potential | F3 | Industrial | Industrial - ID | Existing | Space Heating | Natural Gas | Furnace | A | Integrated Unit Winter Peak Savings (kW) | Achievable Technical Potential | 0 | 0 | 0 | 0 | 0 | 0 | 0 | 0 | 0 | 0 | 0 | 0 | 0 | 0 | 0 | 0 | 0 | 0 | 0 | 0 | 0 | 0 | 0 | 0 | 0 | 0 | 0
F4_Industrial_Industrial - ID_Existing_Space Heating_Natural Gas_Furnace_A_Achievable Technical Potential | F4 | Industrial | Industrial - ID | Existing | Space Heating | Natural Gas | Furnace | A | Incremental Energy Savings (MWh or mTherms) | Achievable Technical Potential | 0 | 0 | 0.0038526 | 0.0054834 | 0.010374 | 0.016365 | 0.023246 | 0.030321 | 0.036858 | 0.04275 | 0.047962 | 0.052503 | 0.056408 | 0.059726 | 0.062512 | 0.064821 | 0.066707 | 0.06822 | 0.068828 | 0.062964 | 0.05811 | 0.054121 | 0.05087 | 0.048244 | 0.046149 | 0.042566 | 0.037739
F5_Industrial_Industrial - ID_Existing_Space Heating_Natural Gas_Furnace_A_Achievable Technical Potential | F5 | Industrial | Industrial - ID | Existing | Space Heating | Natural Gas | Furnace | A | Incremental Summer Peak Savings (MW) | Achievable Technical Potential | 0 | 0 | 0 | 0 | 0 | 0 | 0 | 0 | 0 | 0 | 0 | 0 | 0 | 0 | 0 | 0 | 0 | 0 | 0 | 0 | 0 | 0 | 0 | 0 | 0 | 0 | 0
F6_Industrial_Industrial - ID_Existing_Space Heating_Natural Gas_Furnace_A_Achievable Technical Potential | F6 | Industrial | Industrial - ID | Existing | Space Heating | Natural Gas | Furnace | A | Incremental Winter Peak Savings (MW) | Achievable Technical Potential | 0 | 0 | 0 | 0 | 0 | 0 | 0 | 0 | 0 | 0 | 0 | 0 | 0 | 0 | 0 | 0 | 0 | 0 | 0 | 0 | 0 | 0 | 0 | 0 | 0 | 0 | 0
F7_Industrial_Industrial - ID_Existing_Space Heating_Natural Gas_Furnace_A_Achievable Technical Potential | F7 | Industrial | Industrial - ID | Existing | Space Heating | Natural Gas | Furnace | A | Cumulative Energy Savings (MWh or mTherms) | Achievable Technical Potential | 0 | 0 | 0.0038526 | 0.0054834 | 0.015858 | 0.032223 | 0.055468 | 0.085789 | 0.12265 | 0.1654 | 0.21336 | 0.26586 | 0.32227 | 0.382 | 0.44451 | 0.50933 | 0.57604 | 0.64426 | 0.71308 | 0.77605 | 0.83416 | 0.88828 | 0.93915 | 0.98739 | 1.0335 | 1.078 | 1.1158
F8_Industrial_Industrial - ID_Existing_Space Heating_Natural Gas_Furnace_A_Achievable Technical Potential | F8 | Industrial | Industrial - ID | Existing | Space Heating | Natural Gas | Furnace | A | Cumulative Summer Peak Savings (MW) | Achievable Technical Potential | 0 | 0 | 0 | 0 | 0 | 0 | 0 | 0 | 0 | 0 | 0 | 0 | 0 | 0 | 0 | 0 | 0 | 0 | 0 | 0 | 0 | 0 | 0 | 0 | 0 | 0 | 0
F9_Industrial_Industrial - ID_Existing_Space Heating_Natural Gas_Furnace_A_Achievable Technical Potential | F9 | Industrial | Industrial - ID | Existing | Space Heating | Natural Gas | Furnace | A | Cumulative Winter Peak Savings (MW) | Achievable Technical Potential | 0 | 0 | 0 | 0 | 0 | 0 | 0 | 0 | 0 | 0 | 0 | 0 | 0 | 0 | 0 | 0 | 0 | 0 | 0 | 0 | 0 | 0 | 0 | 0 | 0 | 0 | 0
F10_Industrial_Industrial - ID_Existing_Space Heating_Natural Gas_Furnace_A_Achievable Technical Potential | F10 | Industrial | Industrial - ID | Existing | Space Heating | Natural Gas | Furnace | A | Purchases (Incremental) | Achievable Technical Potential | 0 | 0 | 0.069309 | 0.1973 | 0.37328 | 0.58882 | 0.8364 | 1.091 | 1.3262 | 1.5382 | 1.7257 | 1.8891 | 2.0296 | 2.149 | 2.2492 | 2.3323 | 2.4002 | 2.4546 | 2.4765 | 2.2655 | 2.0909 | 1.9473 | 1.8303 | 1.7359 | 1.6605 | 1.5316 | 1.3579
F11_Industrial_Industrial - ID_Existing_Space Heating_Natural Gas_Furnace_A_Achievable Technical Potential | F11 | Industrial | Industrial - ID | Existing | Space Heating | Natural Gas | Furnace | A | Purchases (Cumulative) | Achievable Technical Potential | 0 | 0 | 0.069309 | 0.26661 | 0.63988 | 1.2287 | 2.0651 | 3.1561 | 4.4822 | 6.0204 | 7.7462 | 9.6353 | 11.6649 | 13.8139 | 16.0631 | 18.3954 | 20.7956 | 23.2502 | 25.7267 | 27.9922 | 30.0831 | 32.0304 | 33.8607 | 35.5966 | 37.2571 | 38.7886 | 40.1465
F1_Industrial_Industrial - ID_Existing_Space Heating_Natural Gas_Boiler_A_Achievable Technical Potential | F1 | Industrial | Industrial - ID | Existing | Space Heating | Natural Gas | Boiler | A | Integrated Unit Energy Savings (kWh or therms) | Achievable Technical Potential | 0 | 57.5568 | 57.3336 | 57.3336 | 57.3336 | 57.3336 | 57.3336 | 57.3336 | 57.3336 | 57.3336 | 57.3336 | 57.3336 | 57.3336 | 57.3336 | 57.3336 | 57.3336 | 57.3336 | 57.3336 | 57.3336 | 57.3336 | 57.3336 | 57.3336 | 57.3336 | 57.3336 | 57.3336 | 57.3336 | 57.3336
F2_Industrial_Industrial - ID_Existing_Space Heating_Natural Gas_Boiler_A_Achievable Technical Potential | F2 | Industrial | Industrial - ID | Existing | Space Heating | Natural Gas | Boiler | A | Integrated Unit Summer Peak Savings (kW) | Achievable Technical Potential | 0 | 0 | 0 | 0 | 0 | 0 | 0 | 0 | 0 | 0 | 0 | 0 | 0 | 0 | 0 | 0 | 0 | 0 | 0 | 0 | 0 | 0 | 0 | 0 | 0 | 0 | 0
F3_Industrial_Industrial - ID_Existing_Space Heating_Natural Gas_Boiler_A_Achievable Technical Potential | F3 | Industrial | Industrial - ID | Existing | Space Heating | Natural Gas | Boiler | A | Integrated Unit Winter Peak Savings (kW) | Achievable Technical Potential | 0 | 0 | 0 | 0 | 0 | 0 | 0 | 0 | 0 | 0 | 0 | 0 | 0 | 0 | 0 | 0 | 0 | 0 | 0 | 0 | 0 | 0 | 0 | 0 | 0 | 0 | 0
F4_Industrial_Industrial - ID_Existing_Space Heating_Natural Gas_Boiler_A_Achievable Technical Potential | F4 | Industrial | Industrial - ID | Existing | Space Heating | Natural Gas | Boiler | A | Incremental Energy Savings (MWh or mTherms) | Achievable Technical Potential | 0 | 0 | 0.011841 | 0.023463 | 0.034844 | 0.045962 | 0.056801 | 0.066228 | 0.073388 | 0.078747 | 0.082677 | 0.085473 | 0.087374 | 0.088567 | 0.089201 | 0.089396 | 0.089246 | 0.088827 | 0.087462 | 0.086099 | 0.084743 | 0.083397 | 0.081374 | 0.07951 | 0.077782 | 0.076171 | 0.074661
F5_Industrial_Industrial - ID_Existing_Space Heating_Natural Gas_Boiler_A_Achievable Technical Potential | F5 | Industrial | Industrial - ID | Existing | Space Heating | Natural Gas | Boiler | A | Incremental Summer Peak Savings (MW) | Achievable Technical Potential | 0 | 0 | 0 | 0 | 0 | 0 | 0 | 0 | 0 | 0 | 0 | 0 | 0 | 0 | 0 | 0 | 0 | 0 | 0 | 0 | 0 | 0 | 0 | 0 | 0 | 0 | 0
F6_Industrial_Industrial - ID_Existing_Space Heating_Natural Gas_Boiler_A_Achievable Technical Potential | F6 | Industrial | Industrial - ID | Existing | Space Heating | Natural Gas | Boiler | A | Incremental Winter Peak Savings (MW) | Achievable Technical Potential | 0 | 0 | 0 | 0 | 0 | 0 | 0 | 0 | 0 | 0 | 0 | 0 | 0 | 0 | 0 | 0 | 0 | 0 | 0 | 0 | 0 | 0 | 0 | 0 | 0 | 0 | 0
F7_Industrial_Industrial - ID_Existing_Space Heating_Natural Gas_Boiler_A_Achievable Technical Potential | F7 | Industrial | Industrial - ID | Existing | Space Heating | Natural Gas | Boiler | A | Cumulative Energy Savings (MWh or mTherms) | Achievable Technical Potential | 0 | 0 | 0.011841 | 0.035304 | 0.070148 | 0.11611 | 0.17291 | 0.23914 | 0.31253 | 0.39127 | 0.47395 | 0.55942 | 0.6468 | 0.73537 | 0.82457 | 0.91396 | 1.0032 | 1.092 | 1.1795 | 1.2656 | 1.3503 | 1.4337 | 1.5151 | 1.5946 | 1.6724 | 1.7486 | 1.8232
F8_Industrial_Industrial - ID_Existing_Space Heating_Natural Gas_Boiler_A_Achievable Technical Potential | F8 | Industrial | Industrial - ID | Existing | Space Heating | Natural Gas | Boiler | A | Cumulative Summer Peak Savings (MW) | Achievable Technical Potential | 0 | 0 | 0 | 0 | 0 | 0 | 0 | 0 | 0 | 0 | 0 | 0 | 0 | 0 | 0 | 0 | 0 | 0 | 0 | 0 | 0 | 0 | 0 | 0 | 0 | 0 | 0
F9_Industrial_Industrial - ID_Existing_Space Heating_Natural Gas_Boiler_A_Achievable Technical Potential | F9 | Industrial | Industrial - ID | Existing | Space Heating | Natural Gas | Boiler | A | Cumulative Winter Peak Savings (MW) | Achievable Technical Potential | 0 | 0 | 0 | 0 | 0 | 0 | 0 | 0 | 0 | 0 | 0 | 0 | 0 | 0 | 0 | 0 | 0 | 0 | 0 | 0 | 0 | 0 | 0 | 0 | 0 | 0 | 0
F10_Industrial_Industrial - ID_Existing_Space Heating_Natural Gas_Boiler_A_Achievable Technical Potential | F10 | Industrial | Industrial - ID | Existing | Space Heating | Natural Gas | Boiler | A | Purchases (Incremental) | Achievable Technical Potential | 0 | 0 | 0.20652 | 0.40925 | 0.60774 | 0.80166 | 0.99072 | 1.1551 | 1.28 | 1.3735 | 1.442 | 1.4908 | 1.524 | 1.5448 | 1.5558 | 1.5592 | 1.5566 | 1.5493 | 1.5255 | 1.5017 | 1.4781 | 1.4546 | 1.4193 | 1.3868 | 1.3567 | 1.3286 | 1.3022
F11_Industrial_Industrial - ID_Existing_Space Heating_Natural Gas_Boiler_A_Achievable Technical Potential | F11 | Industrial | Industrial - ID | Existing | Space Heating | Natural Gas | Boiler | A | Purchases (Cumulative) | Achievable Technical Potential | 0 | 0 | 0.20652 | 0.61577 | 1.2235 | 2.0252 | 3.0159 | 4.171 | 5.451 | 6.8245 | 8.2666 | 9.7574 | 11.2813 | 12.8261 | 14.3819 | 15.9411 | 17.4978 | 19.0471 | 20.5725 | 22.0743 | 23.5523 | 25.0069 | 26.4262 | 27.813 | 29.1697 | 30.4983 | 31.8005
F1_Industrial_Industrial - ID_Existing_Space Heating_Natural Gas_Unit Heater_A_Achievable Technical Potential | F1 | Industrial | Industrial - ID | Existing | Space Heating | Natural Gas | Unit Heater | A | Integrated Unit Energy Savings (kWh or therms) | Achievable Technical Potential | 0 | 191840.798 | 191096.8947 | 191096.8947 | 191096.8947 | 191096.8947 | 191096.8947 | 191096.8947 | 191096.8947 | 191096.8947 | 191096.8947 | 191096.8947 | 191096.8947 | 191096.8947 | 191096.8947 | 191096.8947 | 191096.8947 | 191096.8947 | 191096.8947 | 191096.8947 | 191096.8947 | 191096.8947 | 191096.8947 | 191096.8947 | 191096.8947 | 191096.8947 | 191096.8947
F2_Industrial_Industrial - ID_Existing_Space Heating_Natural Gas_Unit Heater_A_Achievable Technical Potential | F2 | Industrial | Industrial - ID | Existing | Space Heating | Natural Gas | Unit Heater | A | Integrated Unit Summer Peak Savings (kW) | Achievable Technical Potential | 0 | 0 | 0 | 0 | 0 | 0 | 0 | 0 | 0 | 0 | 0 | 0 | 0 | 0 | 0 | 0 | 0 | 0 | 0 | 0 | 0 | 0 | 0 | 0 | 0 | 0 | 0
F3_Industrial_Industrial - ID_Existing_Space Heating_Natural Gas_Unit Heater_A_Achievable Technical Potential | F3 | Industrial | Industrial - ID | Existing | Space Heating | Natural Gas | Unit Heater | A | Integrated Unit Winter Peak Savings (kW) | Achievable Technical Potential | 0 | 0 | 0 | 0 | 0 | 0 | 0 | 0 | 0 | 0 | 0 | 0 | 0 | 0 | 0 | 0 | 0 | 0 | 0 | 0 | 0 | 0 | 0 | 0 | 0 | 0 | 0
F4_Industrial_Industrial - ID_Existing_Space Heating_Natural Gas_Unit Heater_A_Achievable Technical Potential | F4 | Industrial | Industrial - ID | Existing | Space Heating | Natural Gas | Unit Heater | A | Incremental Energy Savings (MWh or mTherms) | Achievable Technical Potential | 0 | 0 | 0.0063153 | 0.013523 | 0.021422 | 0.029842 | 0.038638 | 0.046893 | 0.0538 | 0.059503 | 0.064153 | 0.06789 | 0.070846 | 0.073137 | 0.074866 | 0.076123 | 0.076982 | 0.066833 | 0.055796 | 0.044751 | 0.033758 | 0.022864 | 0.012901 | 0.0046077 | 0 | 0 | 0
F5_Industrial_Industrial - ID_Existing_Space Heating_Natural Gas_Unit Heater_A_Achievable Technical Potential | F5 | Industrial | Industrial - ID | Existing | Space Heating | Natural Gas | Unit Heater | A | Incremental Summer Peak Savings (MW) | Achievable Technical Potential | 0 | 0 | 0 | 0 | 0 | 0 | 0 | 0 | 0 | 0 | 0 | 0 | 0 | 0 | 0 | 0 | 0 | 0 | 0 | 0 | 0 | 0 | 0 | 0 | 0 | 0 | 0
F6_Industrial_Industrial - ID_Existing_Space Heating_Natural Gas_Unit Heater_A_Achievable Technical Potential | F6 | Industrial | Industrial - ID | Existing | Space Heating | Natural Gas | Unit Heater | A | Incremental Winter Peak Savings (MW) | Achievable Technical Potential | 0 | 0 | 0 | 0 | 0 | 0 | 0 | 0 | 0 | 0 | 0 | 0 | 0 | 0 | 0 | 0 | 0 | 0 | 0 | 0 | 0 | 0 | 0 | 0 | 0 | 0 | 0
F7_Industrial_Industrial - ID_Existing_Space Heating_Natural Gas_Unit Heater_A_Achievable Technical Potential | F7 | Industrial | Industrial - ID | Existing | Space Heating | Natural Gas | Unit Heater | A | Cumulative Energy Savings (MWh or mTherms) | Achievable Technical Potential | 0 | 0 | 0.0063153 | 0.019838 | 0.04126 | 0.071102 | 0.10974 | 0.15663 | 0.21043 | 0.26994 | 0.33409 | 0.40198 | 0.47282 | 0.54596 | 0.62083 | 0.69695 | 0.77393 | 0.84076 | 0.89656 | 0.94131 | 0.97507 | 0.99793 | 1.0108 | 1.0154 | 1.0154 | 1.0154 | 1.0154
F8_Industrial_Industrial - ID_Existing_Space Heating_Natural Gas_Unit Heater_A_Achievable Technical Potential | F8 | Industrial | Industrial - ID | Existing | Space Heating | Natural Gas | Unit Heater | A | Cumulative Summer Peak Savings (MW) | Achievable Technical Potential | 0 | 0 | 0 | 0 | 0 | 0 | 0 | 0 | 0 | 0 | 0 | 0 | 0 | 0 | 0 | 0 | 0 | 0 | 0 | 0 | 0 | 0 | 0 | 0 | 0 | 0 | 0
F9_Industrial_Industrial - ID_Existing_Space Heating_Natural Gas_Unit Heater_A_Achievable Technical Potential | F9 | Industrial | Industrial - ID | Existing | Space Heating | Natural Gas | Unit Heater | A | Cumulative Winter Peak Savings (MW) | Achievable Technical Potential | 0 | 0 | 0 | 0 | 0 | 0 | 0 | 0 | 0 | 0 | 0 | 0 | 0 | 0 | 0 | 0 | 0 | 0 | 0 | 0 | 0 | 0 | 0 | 0 | 0 | 0 | 0
F10_Industrial_Industrial - ID_Existing_Space Heating_Natural Gas_Unit Heater_A_Achievable Technical Potential | F10 | Industrial | Industrial - ID | Existing | Space Heating | Natural Gas | Unit Heater | A | Purchases (Incremental) | Achievable Technical Potential | 0 | 0 | 3.3048e-05 | 7.0764e-05 | 0.0001121 | 0.00015616 | 0.00020219 | 0.00024539 | 0.00028153 | 0.00031138 | 0.00033571 | 0.00035526 | 0.00037073 | 0.00038272 | 0.00039177 | 0.00039835 | 0.00040284 | 0.00034973 | 0.00029198 | 0.00023418 | 0.00017666 | 0.00011964 | 6.7513e-05 | 2.4112e-05 | 0 | 0 | 0
F11_Industrial_Industrial - ID_Existing_Space Heating_Natural Gas_Unit Heater_A_Achievable Technical Potential | F11 | Industrial | Industrial - ID | Existing | Space Heating | Natural Gas | Unit Heater | A | Purchases (Cumulative) | Achievable Technical Potential | 0 | 0 | 3.3048e-05 | 0.00010381 | 0.00021591 | 0.00037207 | 0.00057426 | 0.00081965 | 0.0011012 | 0.0014126 | 0.0017483 | 0.0021035 | 0.0024743 | 0.002857 | 0.0032488 | 0.0036471 | 0.0040499 | 0.0043997 | 0.0046917 | 0.0049258 | 0.0051025 | 0.0052221 | 0.0052897 | 0.0053138 | 0.0053138 | 0.0053138 | 0.0053138
F1_Industrial_Industrial - ID_New_Space Heating_Natural Gas_Furnace_A_Achievable Technical Potential | F1 | Industrial | Industrial - ID | New | Space Heating | Natural Gas | Furnace | A | Integrated Unit Energy Savings (kWh or therms) | Achievable Technical Potential | 0 | 42.7988 | 42.6329 | 21.3164 | 21.3164 | 21.3164 | 21.3164 | 21.3164 | 21.3164 | 21.3164 | 21.3164 | 21.3164 | 21.3164 | 21.3164 | 21.3164 | 21.3164 | 21.3164 | 21.3164 | 21.3164 | 21.3164 | 21.3164 | 21.3164 | 21.3164 | 21.3164 | 21.3164 | 21.3164 | 21.3164
F2_Industrial_Industrial - ID_New_Space Heating_Natural Gas_Furnace_A_Achievable Technical Potential | F2 | Industrial | Industrial - ID | New | Space Heating | Natural Gas | Furnace | A | Integrated Unit Summer Peak Savings (kW) | Achievable Technical Potential | 0 | 0 | 0 | 0 | 0 | 0 | 0 | 0 | 0 | 0 | 0 | 0 | 0 | 0 | 0 | 0 | 0 | 0 | 0 | 0 | 0 | 0 | 0 | 0 | 0 | 0 | 0
F3_Industrial_Industrial - ID_New_Space Heating_Natural Gas_Furnace_A_Achievable Technical Potential | F3 | Industrial | Industrial - ID | New | Space Heating | Natural Gas | Furnace | A | Integrated Unit Winter Peak Savings (kW) | Achievable Technical Potential | 0 | 0 | 0 | 0 | 0 | 0 | 0 | 0 | 0 | 0 | 0 | 0 | 0 | 0 | 0 | 0 | 0 | 0 | 0 | 0 | 0 | 0 | 0 | 0 | 0 | 0 | 0
F4_Industrial_Industrial - ID_New_Space Heating_Natural Gas_Furnace_A_Achievable Technical Potential | F4 | Industrial | Industrial - ID | New | Space Heating | Natural Gas | Furnace | A | Incremental Energy Savings (MWh or mTherms) | Achievable Technical Potential | 0 | 0 | 0.0008424 | 0.006364 | 0.0090701 | 0.01204 | 0.014638 | 0.016973 | 0.018713 | 0.019987 | 0.020897 | 0.021522 | 0.021925 | 0.022154 | 0.022248 | 0.022239 | 0.022148 | 0.021996 | 0.021614 | 0.021346 | 0.021263 | 0.0231 | 0.024663 | 0.026074 | 0.027299 | 0.027952 | 0.022945
F5_Industrial_Industrial - ID_New_Space Heating_Natural Gas_Furnace_A_Achievable Technical Potential | F5 | Industrial | Industrial - ID | New | Space Heating | Natural Gas | Furnace | A | Incremental Summer Peak Savings (MW) | Achievable Technical Potential | 0 | 0 | 0 | 0 | 0 | 0 | 0 | 0 | 0 | 0 | 0 | 0 | 0 | 0 | 0 | 0 | 0 | 0 | 0 | 0 | 0 | 0 | 0 | 0 | 0 | 0 | 0
F6_Industrial_Industrial - ID_New_Space Heating_Natural Gas_Furnace_A_Achievable Technical Potential | F6 | Industrial | Industrial - ID | New | Space Heating | Natural Gas | Furnace | A | Incremental Winter Peak Savings (MW) | Achievable Technical Potential | 0 | 0 | 0 | 0 | 0 | 0 | 0 | 0 | 0 | 0 | 0 | 0 | 0 | 0 | 0 | 0 | 0 | 0 | 0 | 0 | 0 | 0 | 0 | 0 | 0 | 0 | 0
F7_Industrial_Industrial - ID_New_Space Heating_Natural Gas_Furnace_A_Achievable Technical Potential | F7 | Industrial | Industrial - ID | New | Space Heating | Natural Gas | Furnace | A | Cumulative Energy Savings (MWh or mTherms) | Achievable Technical Potential | 0 | 0 | 0.0008424 | 0.006364 | 0.015434 | 0.027474 | 0.042112 | 0.059084 | 0.077797 | 0.097784 | 0.11868 | 0.1402 | 0.16213 | 0.18428 | 0.20653 | 0.22877 | 0.25092 | 0.27291 | 0.29453 | 0.31587 | 0.33714 | 0.36024 | 0.3849 | 0.41097 | 0.43827 | 0.46664 | 0.48959
F8_Industrial_Industrial - ID_New_Space Heating_Natural Gas_Furnace_A_Achievable Technical Potential | F8 | Industrial | Industrial - ID | New | Space Heating | Natural Gas | Furnace | A | Cumulative Summer Peak Savings (MW) | Achievable Technical Potential | 0 | 0 | 0 | 0 | 0 | 0 | 0 | 0 | 0 | 0 | 0 | 0 | 0 | 0 | 0 | 0 | 0 | 0 | 0 | 0 | 0 | 0 | 0 | 0 | 0 | 0 | 0
F9_Industrial_Industrial - ID_New_Space Heating_Natural Gas_Furnace_A_Achievable Technical Potential | F9 | Industrial | Industrial - ID | New | Space Heating | Natural Gas | Furnace | A | Cumulative Winter Peak Savings (MW) | Achievable Technical Potential | 0 | 0 | 0 | 0 | 0 | 0 | 0 | 0 | 0 | 0 | 0 | 0 | 0 | 0 | 0 | 0 | 0 | 0 | 0 | 0 | 0 | 0 | 0 | 0 | 0 | 0 | 0
F10_Industrial_Industrial - ID_New_Space Heating_Natural Gas_Furnace_A_Achievable Technical Potential | F10 | Industrial | Industrial - ID | New | Space Heating | Natural Gas | Furnace | A | Purchases (Incremental) | Achievable Technical Potential | 0 | 0 | 0.019759 | 0.29855 | 0.4255 | 0.56481 | 0.6867 | 0.79622 | 0.87785 | 0.93763 | 0.98032 | 1.0096 | 1.0285 | 1.0393 | 1.0437 | 1.0433 | 1.039 | 1.0319 | 1.014 | 1.0014 | 0.9975 | 1.0837 | 1.157 | 1.2232 | 1.2806 | 1.3113 | 1.0764
F11_Industrial_Industrial - ID_New_Space Heating_Natural Gas_Furnace_A_Achievable Technical Potential | F11 | Industrial | Industrial - ID | New | Space Heating | Natural Gas | Furnace | A | Purchases (Cumulative) | Achievable Technical Potential | 0 | 0 | 0.019759 | 0.31831 | 0.74381 | 1.3086 | 1.9953 | 2.7915 | 3.6694 | 4.607 | 5.5873 | 6.597 | 7.6255 | 8.6648 | 9.7085 | 10.7518 | 11.7908 | 12.8227 | 13.8366 | 14.838 | 15.8355 | 16.9192 | 18.0762 | 19.2994 | 20.58 | 21.8913 | 22.9677
F1_Industrial_Industrial - ID_New_Space Heating_Natural Gas_Boiler_A_Achievable Technical Potential | F1 | Industrial | Industrial - ID | New | Space Heating | Natural Gas | Boiler | A | Integrated Unit Energy Savings (kWh or therms) | Achievable Technical Potential | 0 | 51.583 | 51.383 | 51.383 | 51.383 | 51.383 | 51.383 | 51.383 | 51.383 | 51.383 | 51.383 | 51.383 | 51.383 | 51.383 | 51.383 | 51.383 | 51.383 | 51.383 | 51.383 | 51.383 | 51.383 | 51.383 | 51.383 | 51.383 | 51.383 | 51.383 | 51.383
F2_Industrial_Industrial - ID_New_Space Heating_Natural Gas_Boiler_A_Achievable Technical Potential | F2 | Industrial | Industrial - ID | New | Space Heating | Natural Gas | Boiler | A | Integrated Unit Summer Peak Savings (kW) | Achievable Technical Potential | 0 | 0 | 0 | 0 | 0 | 0 | 0 | 0 | 0 | 0 | 0 | 0 | 0 | 0 | 0 | 0 | 0 | 0 | 0 | 0 | 0 | 0 | 0 | 0 | 0 | 0 | 0
F3_Industrial_Industrial - ID_New_Space Heating_Natural Gas_Boiler_A_Achievable Technical Potential | F3 | Industrial | Industrial - ID | New | Space Heating | Natural Gas | Boiler | A | Integrated Unit Winter Peak Savings (kW) | Achievable Technical Potential | 0 | 0 | 0 | 0 | 0 | 0 | 0 | 0 | 0 | 0 | 0 | 0 | 0 | 0 | 0 | 0 | 0 | 0 | 0 | 0 | 0 | 0 | 0 | 0 | 0 | 0 | 0
F4_Industrial_Industrial - ID_New_Space Heating_Natural Gas_Boiler_A_Achievable Technical Potential | F4 | Industrial | Industrial - ID | New | Space Heating | Natural Gas | Boiler | A | Incremental Energy Savings (MWh or mTherms) | Achievable Technical Potential | 0 | 0 | 0.00081015 | 0.012241 | 0.017446 | 0.023157 | 0.028155 | 0.032646 | 0.035992 | 0.038444 | 0.040194 | 0.041396 | 0.04217 | 0.042611 | 0.042793 | 0.042774 | 0.0426 | 0.042307 | 0.041573 | 0.04085 | 0.040138 | 0.039439 | 0.038997 | 0.03897 | 0.043296 | 0.046927 | 0.050159
F5_Industrial_Industrial - ID_New_Space Heating_Natural Gas_Boiler_A_Achievable Technical Potential | F5 | Industrial | Industrial - ID | New | Space Heating | Natural Gas | Boiler | A | Incremental Summer Peak Savings (MW) | Achievable Technical Potential | 0 | 0 | 0 | 0 | 0 | 0 | 0 | 0 | 0 | 0 | 0 | 0 | 0 | 0 | 0 | 0 | 0 | 0 | 0 | 0 | 0 | 0 | 0 | 0 | 0 | 0 | 0
F6_Industrial_Industrial - ID_New_Space Heating_Natural Gas_Boiler_A_Achievable Technical Potential | F6 | Industrial | Industrial - ID | New | Space Heating | Natural Gas | Boiler | A | Incremental Winter Peak Savings (MW) | Achievable Technical Potential | 0 | 0 | 0 | 0 | 0 | 0 | 0 | 0 | 0 | 0 | 0 | 0 | 0 | 0 | 0 | 0 | 0 | 0 | 0 | 0 | 0 | 0 | 0 | 0 | 0 | 0 | 0
F7_Industrial_Industrial - ID_New_Space Heating_Natural Gas_Boiler_A_Achievable Technical Potential | F7 | Industrial | Industrial - ID | New | Space Heating | Natural Gas | Boiler | A | Cumulative Energy Savings (MWh or mTherms) | Achievable Technical Potential | 0 | 0 | 0.00081015 | 0.013051 | 0.030497 | 0.053654 | 0.081809 | 0.11445 | 0.15045 | 0.18889 | 0.22908 | 0.27048 | 0.31265 | 0.35526 | 0.39806 | 0.44083 | 0.48343 | 0.52574 | 0.56731 | 0.60816 | 0.6483 | 0.68774 | 0.72674 | 0.76571 | 0.809 | 0.85593 | 0.90609
F8_Industrial_Industrial - ID_New_Space Heating_Natural Gas_Boiler_A_Achievable Technical Potential | F8 | Industrial | Industrial - ID | New | Space Heating | Natural Gas | Boiler | A | Cumulative Summer Peak Savings (MW) | Achievable Technical Potential | 0 | 0 | 0 | 0 | 0 | 0 | 0 | 0 | 0 | 0 | 0 | 0 | 0 | 0 | 0 | 0 | 0 | 0 | 0 | 0 | 0 | 0 | 0 | 0 | 0 | 0 | 0
F9_Industrial_Industrial - ID_New_Space Heating_Natural Gas_Boiler_A_Achievable Technical Potential | F9 | Industrial | Industrial - ID | New | Space Heating | Natural Gas | Boiler | A | Cumulative Winter Peak Savings (MW) | Achievable Technical Potential | 0 | 0 | 0 | 0 | 0 | 0 | 0 | 0 | 0 | 0 | 0 | 0 | 0 | 0 | 0 | 0 | 0 | 0 | 0 | 0 | 0 | 0 | 0 | 0 | 0 | 0 | 0
F10_Industrial_Industrial - ID_New_Space Heating_Natural Gas_Boiler_A_Achievable Technical Potential | F10 | Industrial | Industrial - ID | New | Space Heating | Natural Gas | Boiler | A | Purchases (Incremental) | Achievable Technical Potential | 0 | 0 | 0.015767 | 0.23823 | 0.33952 | 0.45068 | 0.54795 | 0.63534 | 0.70047 | 0.74818 | 0.78224 | 0.80564 | 0.82071 | 0.82929 | 0.83283 | 0.83246 | 0.82907 | 0.82337 | 0.80908 | 0.79501 | 0.78116 | 0.76755 | 0.75894 | 0.75843 | 0.84262 | 0.91328 | 0.97617
F11_Industrial_Industrial - ID_New_Space Heating_Natural Gas_Boiler_A_Achievable Technical Potential | F11 | Industrial | Industrial - ID | New | Space Heating | Natural Gas | Boiler | A | Purchases (Cumulative) | Achievable Technical Potential | 0 | 0 | 0.015767 | 0.25399 | 0.59351 | 1.0442 | 1.5921 | 2.2275 | 2.928 | 3.6761 | 4.4584 | 5.264 | 6.0847 | 6.914 | 7.7468 | 8.5793 | 9.4084 | 10.2317 | 11.0408 | 11.8358 | 12.617 | 13.3846 | 14.1435 | 14.9019 | 15.7445 | 16.6578 | 17.634
F1_Industrial_Industrial - ID_New_Space Heating_Natural Gas_Unit Heater_A_Achievable Technical Potential | F1 | Industrial | Industrial - ID | New | Space Heating | Natural Gas | Unit Heater | A | Integrated Unit Energy Savings (kWh or therms) | Achievable Technical Potential | 0 | 191840.798 | 191096.8947 | 191096.8947 | 191096.8947 | 191096.8947 | 191096.8947 | 191096.8947 | 191096.8947 | 191096.8947 | 191096.8947 | 191096.8947 | 191096.8947 | 191096.8947 | 191096.8947 | 191096.8947 | 191096.8947 | 191096.8947 | 191096.8947 | 191096.8947 | 191096.8947 | 191096.8947 | 191096.8947 | 191096.8947 | 191096.8947 | 191096.8947 | 191096.8947
F2_Industrial_Industrial - ID_New_Space Heating_Natural Gas_Unit Heater_A_Achievable Technical Potential | F2 | Industrial | Industrial - ID | New | Space Heating | Natural Gas | Unit Heater | A | Integrated Unit Summer Peak Savings (kW) | Achievable Technical Potential | 0 | 0 | 0 | 0 | 0 | 0 | 0 | 0 | 0 | 0 | 0 | 0 | 0 | 0 | 0 | 0 | 0 | 0 | 0 | 0 | 0 | 0 | 0 | 0 | 0 | 0 | 0
F3_Industrial_Industrial - ID_New_Space Heating_Natural Gas_Unit Heater_A_Achievable Technical Potential | F3 | Industrial | Industrial - ID | New | Space Heating | Natural Gas | Unit Heater | A | Integrated Unit Winter Peak Savings (kW) | Achievable Technical Potential | 0 | 0 | 0 | 0 | 0 | 0 | 0 | 0 | 0 | 0 | 0 | 0 | 0 | 0 | 0 | 0 | 0 | 0 | 0 | 0 | 0 | 0 | 0 | 0 | 0 | 0 | 0
F4_Industrial_Industrial - ID_New_Space Heating_Natural Gas_Unit Heater_A_Achievable Technical Potential | F4 | Industrial | Industrial - ID | New | Space Heating | Natural Gas | Unit Heater | A | Incremental Energy Savings (MWh or mTherms) | Achievable Technical Potential | 0 | 0 | 0.0005849 | 0.0088373 | 0.012595 | 0.016719 | 0.020327 | 0.023569 | 0.025985 | 0.027755 | 0.029018 | 0.029886 | 0.030445 | 0.030764 | 0.030895 | 0.030881 | 0.030756 | 0.030136 | 0.021822 | 0.021145 | 0.0196 | 0.018283 | 0.016992 | 0.016254 | 0.015916 | 0.015863 | 0.016005
F5_Industrial_Industrial - ID_New_Space Heating_Natural Gas_Unit Heater_A_Achievable Technical Potential | F5 | Industrial | Industrial - ID | New | Space Heating | Natural Gas | Unit Heater | A | Incremental Summer Peak Savings (MW) | Achievable Technical Potential | 0 | 0 | 0 | 0 | 0 | 0 | 0 | 0 | 0 | 0 | 0 | 0 | 0 | 0 | 0 | 0 | 0 | 0 | 0 | 0 | 0 | 0 | 0 | 0 | 0 | 0 | 0
F6_Industrial_Industrial - ID_New_Space Heating_Natural Gas_Unit Heater_A_Achievable Technical Potential | F6 | Industrial | Industrial - ID | New | Space Heating | Natural Gas | Unit Heater | A | Incremental Winter Peak Savings (MW) | Achievable Technical Potential | 0 | 0 | 0 | 0 | 0 | 0 | 0 | 0 | 0 | 0 | 0 | 0 | 0 | 0 | 0 | 0 | 0 | 0 | 0 | 0 | 0 | 0 | 0 | 0 | 0 | 0 | 0
F7_Industrial_Industrial - ID_New_Space Heating_Natural Gas_Unit Heater_A_Achievable Technical Potential | F7 | Industrial | Industrial - ID | New | Space Heating | Natural Gas | Unit Heater | A | Cumulative Energy Savings (MWh or mTherms) | Achievable Technical Potential | 0 | 0 | 0.0005849 | 0.0094222 | 0.022017 | 0.038736 | 0.059063 | 0.082632 | 0.10862 | 0.13637 | 0.16539 | 0.19528 | 0.22572 | 0.25648 | 0.28738 | 0.31826 | 0.34902 | 0.37915 | 0.40098 | 0.42212 | 0.44172 | 0.46 | 0.477 | 0.49325 | 0.50917 | 0.52503 | 0.54103
F8_Industrial_Industrial - ID_New_Space Heating_Natural Gas_Unit Heater_A_Achievable Technical Potential | F8 | Industrial | Industrial - ID | New | Space Heating | Natural Gas | Unit Heater | A | Cumulative Summer Peak Savings (MW) | Achievable Technical Potential | 0 | 0 | 0 | 0 | 0 | 0 | 0 | 0 | 0 | 0 | 0 | 0 | 0 | 0 | 0 | 0 | 0 | 0 | 0 | 0 | 0 | 0 | 0 | 0 | 0 | 0 | 0
F9_Industrial_Industrial - ID_New_Space Heating_Natural Gas_Unit Heater_A_Achievable Technical Potential | F9 | Industrial | Industrial - ID | New | Space Heating | Natural Gas | Unit Heater | A | Cumulative Winter Peak Savings (MW) | Achievable Technical Potential | 0 | 0 | 0 | 0 | 0 | 0 | 0 | 0 | 0 | 0 | 0 | 0 | 0 | 0 | 0 | 0 | 0 | 0 | 0 | 0 | 0 | 0 | 0 | 0 | 0 | 0 | 0
F10_Industrial_Industrial - ID_New_Space Heating_Natural Gas_Unit Heater_A_Achievable Technical Potential | F10 | Industrial | Industrial - ID | New | Space Heating | Natural Gas | Unit Heater | A | Purchases (Incremental) | Achievable Technical Potential | 0 | 0 | 3.0607e-06 | 4.6245e-05 | 6.5909e-05 | 8.7488e-05 | 0.00010637 | 0.00012333 | 0.00013598 | 0.00014524 | 0.00015185 | 0.00015639 | 0.00015932 | 0.00016098 | 0.00016167 | 0.0001616 | 0.00016094 | 0.0001577 | 0.00011419 | 0.00011065 | 0.00010257 | 9.5674e-05 | 8.8918e-05 | 8.5055e-05 | 8.3289e-05 | 8.3009e-05 | 8.3752e-05
F11_Industrial_Industrial - ID_New_Space Heating_Natural Gas_Unit Heater_A_Achievable Technical Potential | F11 | Industrial | Industrial - ID | New | Space Heating | Natural Gas | Unit Heater | A | Purchases (Cumulative) | Achievable Technical Potential | 0 | 0 | 3.0607e-06 | 4.9306e-05 | 0.00011522 | 0.0002027 | 0.00030907 | 0.00043241 | 0.00056839 | 0.00071362 | 0.00086548 | 0.0010219 | 0.0011812 | 0.0013422 | 0.0015038 | 0.0016654 | 0.0018264 | 0.0019841 | 0.0020983 | 0.0022089 | 0.0023115 | 0.0024072 | 0.0024961 | 0.0025811 | 0.0026644 | 0.0027474 | 0.0028312
F1_Industrial_Industrial - WA_Existing_Space Heating_Natural Gas_Insulation - Ceiling_A_Achievable Technical Potential | F1 | Industrial | Industrial - WA | Existing | Space Heating | Natural Gas | Insulation - Ceiling | A | Integrated Unit Energy Savings (kWh or therms) | Achievable Technical Potential | 0 | 0 | 0.084123 | 0.083492 | 0.08281 | 0.082075 | 0.081282 | 0.080555 | 0.079773 | 0.07894 | 0.078063 | 0.077152 | 0.07622 | 0.075297 | 0.074379 | 0.073477 | 0.072602 | 0.071909 | 0.071256 | 0.070651 | 0.070087 | 0.069564 | 0.069141 | 0.068733 | 0.068335 | 0.067944 | 0.067563
F2_Industrial_Industrial - WA_Existing_Space Heating_Natural Gas_Insulation - Ceiling_A_Achievable Technical Potential | F2 | Industrial | Industrial - WA | Existing | Space Heating | Natural Gas | Insulation - Ceiling | A | Integrated Unit Summer Peak Savings (kW) | Achievable Technical Potential | 0 | 0 | 0 | 0 | 0 | 0 | 0 | 0 | 0 | 0 | 0 | 0 | 0 | 0 | 0 | 0 | 0 | 0 | 0 | 0 | 0 | 0 | 0 | 0 | 0 | 0 | 0
F3_Industrial_Industrial - WA_Existing_Space Heating_Natural Gas_Insulation - Ceiling_A_Achievable Technical Potential | F3 | Industrial | Industrial - WA | Existing | Space Heating | Natural Gas | Insulation - Ceiling | A | Integrated Unit Winter Peak Savings (kW) | Achievable Technical Potential | 0 | 0 | 0 | 0 | 0 | 0 | 0 | 0 | 0 | 0 | 0 | 0 | 0 | 0 | 0 | 0 | 0 | 0 | 0 | 0 | 0 | 0 | 0 | 0 | 0 | 0 | 0
F4_Industrial_Industrial - WA_Existing_Space Heating_Natural Gas_Insulation - Ceiling_A_Achievable Technical Potential | F4 | Industrial | Industrial - WA | Existing | Space Heating | Natural Gas | Insulation - Ceiling | A | Incremental Energy Savings (MWh or mTherms) | Achievable Technical Potential | 0 | 0 | 0.01112 | 0.021682 | 0.037524 | 0.059453 | 0.087829 | 0.12251 | 0.16219 | 0.20448 | 0.24578 | 0.28151 | 0.30664 | 0.3167 | 0.30873 | 0.28255 | 0.24123 | 0.19419 | 0.14461 | 0.097551 | 0.060761 | 0.038653 | 0 | 0 | 0 | 0 | 0
F5_Industrial_Industrial - WA_Existing_Space Heating_Natural Gas_Insulation - Ceiling_A_Achievable Technical Potential | F5 | Industrial | Industrial - WA | Existing | Space Heating | Natural Gas | Insulation - Ceiling | A | Incremental Summer Peak Savings (MW) | Achievable Technical Potential | 0 | 0 | 0 | 0 | 0 | 0 | 0 | 0 | 0 | 0 | 0 | 0 | 0 | 0 | 0 | 0 | 0 | 0 | 0 | 0 | 0 | 0 | 0 | 0 | 0 | 0 | 0
F6_Industrial_Industrial - WA_Existing_Space Heating_Natural Gas_Insulation - Ceiling_A_Achievable Technical Potential | F6 | Industrial | Industrial - WA | Existing | Space Heating | Natural Gas | Insulation - Ceiling | A | Incremental Winter Peak Savings (MW) | Achievable Technical Potential | 0 | 0 | 0 | 0 | 0 | 0 | 0 | 0 | 0 | 0 | 0 | 0 | 0 | 0 | 0 | 0 | 0 | 0 | 0 | 0 | 0 | 0 | 0 | 0 | 0 | 0 | 0
F7_Industrial_Industrial - WA_Existing_Space Heating_Natural Gas_Insulation - Ceiling_A_Achievable Technical Potential | F7 | Industrial | Industrial - WA | Existing | Space Heating | Natural Gas | Insulation - Ceiling | A | Cumulative Energy Savings (MWh or mTherms) | Achievable Technical Potential | 0 | 0 | 0.01112 | 0.032719 | 0.069975 | 0.12881 | 0.21539 | 0.33598 | 0.49491 | 0.69422 | 0.93228 | 1.2029 | 1.495 | 1.7936 | 2.0805 | 2.3378 | 2.5512 | 2.721 | 2.8409 | 2.9143 | 2.9519 | 2.9685 | 2.9504 | 2.933 | 2.9161 | 2.8994 | 2.8831
F8_Industrial_Industrial - WA_Existing_Space Heating_Natural Gas_Insulation - Ceiling_A_Achievable Technical Potential | F8 | Industrial | Industrial - WA | Existing | Space Heating | Natural Gas | Insulation - Ceiling | A | Cumulative Summer Peak Savings (MW) | Achievable Technical Potential | 0 | 0 | 0 | 0 | 0 | 0 | 0 | 0 | 0 | 0 | 0 | 0 | 0 | 0 | 0 | 0 | 0 | 0 | 0 | 0 | 0 | 0 | 0 | 0 | 0 | 0 | 0
F9_Industrial_Industrial - WA_Existing_Space Heating_Natural Gas_Insulation - Ceiling_A_Achievable Technical Potential | F9 | Industrial | Industrial - WA | Existing | Space Heating | Natural Gas | Insulation - Ceiling | A | Cumulative Winter Peak Savings (MW) | Achievable Technical Potential | 0 | 0 | 0 | 0 | 0 | 0 | 0 | 0 | 0 | 0 | 0 | 0 | 0 | 0 | 0 | 0 | 0 | 0 | 0 | 0 | 0 | 0 | 0 | 0 | 0 | 0 | 0
F10_Industrial_Industrial - WA_Existing_Space Heating_Natural Gas_Insulation - Ceiling_A_Achievable Technical Potential | F10 | Industrial | Industrial - WA | Existing | Space Heating | Natural Gas | Insulation - Ceiling | A | Purchases (Incremental) | Achievable Technical Potential | 0 | 0 | 132.1914 | 259.686 | 453.1345 | 724.377 | 1080.5462 | 1520.8907 | 2033.1595 | 2590.2658 | 3148.476 | 3648.7873 | 4023.1212 | 4206.053 | 4150.7919 | 3845.3589 | 3322.6386 | 2700.4098 | 2029.4155 | 1380.7562 | 866.9403 | 555.6476 | 0 | 0 | 0 | 0 | 0
F11_Industrial_Industrial - WA_Existing_Space Heating_Natural Gas_Insulation - Ceiling_A_Achievable Technical Potential | F11 | Industrial | Industrial - WA | Existing | Space Heating | Natural Gas | Insulation - Ceiling | A | Purchases (Cumulative) | Achievable Technical Potential | 0 | 0 | 132.1914 | 391.8774 | 845.0119 | 1569.3888 | 2649.935 | 4170.8257 | 6203.9852 | 8794.2511 | 11942.7271 | 15591.5144 | 19614.6355 | 23820.6886 | 27971.4804 | 31816.8393 | 35139.4779 | 37839.8877 | 39869.3032 | 41250.0594 | 42116.9997 | 42672.6473 | 42672.6473 | 42672.6473 | 42672.6473 | 42672.6473 | 42672.6473
F1_Industrial_Industrial - WA_Existing_Space Heating_Natural Gas_Insulation - Wall Cavity_A_Achievable Technical Potential | F1 | Industrial | Industrial - WA | Existing | Space Heating | Natural Gas | Insulation - Wall Cavity | A | Integrated Unit Energy Savings (kWh or therms) | Achievable Technical Potential | 0 | 0 | 0.12189 | 0.1211 | 0.12025 | 0.11935 | 0.11839 | 0.11756 | 0.1167 | 0.1158 | 0.1149 | 0.11398 | 0.11308 | 0.11218 | 0.11129 | 0.11041 | 0.10952 | 0.10887 | 0.10821 | 0.10758 | 0.10697 | 0.10639 | 0.10585 | 0.10533 | 0.10483 | 0.10433 | 0.10386
F2_Industrial_Industrial - WA_Existing_Space Heating_Natural Gas_Insulation - Wall Cavity_A_Achievable Technical Potential | F2 | Industrial | Industrial - WA | Existing | Space Heating | Natural Gas | Insulation - Wall Cavity | A | Integrated Unit Summer Peak Savings (kW) | Achievable Technical Potential | 0 | 0 | 0 | 0 | 0 | 0 | 0 | 0 | 0 | 0 | 0 | 0 | 0 | 0 | 0 | 0 | 0 | 0 | 0 | 0 | 0 | 0 | 0 | 0 | 0 | 0 | 0
F3_Industrial_Industrial - WA_Existing_Space Heating_Natural Gas_Insulation - Wall Cavity_A_Achievable Technical Potential | F3 | Industrial | Industrial - WA | Existing | Space Heating | Natural Gas | Insulation - Wall Cavity | A | Integrated Unit Winter Peak Savings (kW) | Achievable Technical Potential | 0 | 0 | 0 | 0 | 0 | 0 | 0 | 0 | 0 | 0 | 0 | 0 | 0 | 0 | 0 | 0 | 0 | 0 | 0 | 0 | 0 | 0 | 0 | 0 | 0 | 0 | 0
F4_Industrial_Industrial - WA_Existing_Space Heating_Natural Gas_Insulation - Wall Cavity_A_Achievable Technical Potential | F4 | Industrial | Industrial - WA | Existing | Space Heating | Natural Gas | Insulation - Wall Cavity | A | Incremental Energy Savings (MWh or mTherms) | Achievable Technical Potential | 0 | 0 | 0.013357 | 0.026069 | 0.04517 | 0.071665 | 0.10604 | 0.14821 | 0.19668 | 0.24865 | 0.29987 | 0.34476 | 0.3771 | 0.39112 | 0.38292 | 0.35193 | 0.30166 | 0.2437 | 0.18205 | 0.12313 | 0.076873 | 0.049004 | 0 | 0 | 0 | 0 | 0
F5_Industrial_Industrial - WA_Existing_Space Heating_Natural Gas_Insulation - Wall Cavity_A_Achievable Technical Potential | F5 | Industrial | Industrial - WA | Existing | Space Heating | Natural Gas | Insulation - Wall Cavity | A | Incremental Summer Peak Savings (MW) | Achievable Technical Potential | 0 | 0 | 0 | 0 | 0 | 0 | 0 | 0 | 0 | 0 | 0 | 0 | 0 | 0 | 0 | 0 | 0 | 0 | 0 | 0 | 0 | 0 | 0 | 0 | 0 | 0 | 0
F6_Industrial_Industrial - WA_Existing_Space Heating_Natural Gas_Insulation - Wall Cavity_A_Achievable Technical Potential | F6 | Industrial | Industrial - WA | Existing | Space Heating | Natural Gas | Insulation - Wall Cavity | A | Incremental Winter Peak Savings (MW) | Achievable Technical Potential | 0 | 0 | 0 | 0 | 0 | 0 | 0 | 0 | 0 | 0 | 0 | 0 | 0 | 0 | 0 | 0 | 0 | 0 | 0 | 0 | 0 | 0 | 0 | 0 | 0 | 0 | 0
F7_Industrial_Industrial - WA_Existing_Space Heating_Natural Gas_Insulation - Wall Cavity_A_Achievable Technical Potential | F7 | Industrial | Industrial - WA | Existing | Space Heating | Natural Gas | Insulation - Wall Cavity | A | Cumulative Energy Savings (MWh or mTherms) | Achievable Technical Potential | 0 | 0 | 0.013357 | 0.039339 | 0.084233 | 0.15526 | 0.26006 | 0.40645 | 0.60014 | 0.8442 | 1.1374 | 1.4732 | 1.8385 | 2.2151 | 2.5804 | 2.9119 | 3.1903 | 3.4148 | 3.5764 | 3.6787 | 3.7346 | 3.7634 | 3.7442 | 3.7258 | 3.708 | 3.6906 | 3.6738
F8_Industrial_Industrial - WA_Existing_Space Heating_Natural Gas_Insulation - Wall Cavity_A_Achievable Technical Potential | F8 | Industrial | Industrial - WA | Existing | Space Heating | Natural Gas | Insulation - Wall Cavity | A | Cumulative Summer Peak Savings (MW) | Achievable Technical Potential | 0 | 0 | 0 | 0 | 0 | 0 | 0 | 0 | 0 | 0 | 0 | 0 | 0 | 0 | 0 | 0 | 0 | 0 | 0 | 0 | 0 | 0 | 0 | 0 | 0 | 0 | 0
F9_Industrial_Industrial - WA_Existing_Space Heating_Natural Gas_Insulation - Wall Cavity_A_Achievable Technical Potential | F9 | Industrial | Industrial - WA | Existing | Space Heating | Natural Gas | Insulation - Wall Cavity | A | Cumulative Winter Peak Savings (MW) | Achievable Technical Potential | 0 | 0 | 0 | 0 | 0 | 0 | 0 | 0 | 0 | 0 | 0 | 0 | 0 | 0 | 0 | 0 | 0 | 0 | 0 | 0 | 0 | 0 | 0 | 0 | 0 | 0 | 0
F10_Industrial_Industrial - WA_Existing_Space Heating_Natural Gas_Insulation - Wall Cavity_A_Achievable Technical Potential | F10 | Industrial | Industrial - WA | Existing | Space Heating | Natural Gas | Insulation - Wall Cavity | A | Purchases (Incremental) | Achievable Technical Potential | 0 | 0 | 109.5788 | 215.2642 | 375.6215 | 600.4653 | 895.7083 | 1260.7277 | 1685.368 | 2147.1759 | 2609.8989 | 3024.6271 | 3334.9276 | 3486.5672 | 3440.759 | 3187.5733 | 2754.2693 | 2238.4787 | 1682.2644 | 1144.5645 | 718.6418 | 460.5988 | 0 | 0 | 0 | 0 | 0
F11_Industrial_Industrial - WA_Existing_Space Heating_Natural Gas_Insulation - Wall Cavity_A_Achievable Technical Potential | F11 | Industrial | Industrial - WA | Existing | Space Heating | Natural Gas | Insulation - Wall Cavity | A | Purchases (Cumulative) | Achievable Technical Potential | 0 | 0 | 109.5788 | 324.843 | 700.4644 | 1300.9298 | 2196.6381 | 3457.3658 | 5142.7339 | 7289.9098 | 9899.8087 | 12924.4359 | 16259.3635 | 19745.9307 | 23186.6896 | 26374.2629 | 29128.5322 | 31367.011 | 33049.2754 | 34193.8399 | 34912.4817 | 35373.0805 | 35373.0805 | 35373.0805 | 35373.0805 | 35373.0805 | 35373.0805
F1_Industrial_Industrial - WA_Existing_Space Heating_Natural Gas_Insulation - Ducting_A_Achievable Technical Potential | F1 | Industrial | Industrial - WA | Existing | Space Heating | Natural Gas | Insulation - Ducting | A | Integrated Unit Energy Savings (kWh or therms) | Achievable Technical Potential | 0 | 0 | 0.0067223 | 0.0066595 | 0.0065891 | 0.0065147 | 0.0064326 | 0.0063529 | 0.0062668 | 0.0061748 | 0.0060784 | 0.0059771 | 0.0058733 | 0.005769 | 0.0056649 | 0.0055629 | 0.0054645 | 0.0053821 | 0.0053048 | 0.0052348 | 0.0051709 | 0.0051124 | 0.0050644 | 0.0050186 | 0.0049745 | 0.0049318 | 0.0048906
F2_Industrial_Industrial - WA_Existing_Space Heating_Natural Gas_Insulation - Ducting_A_Achievable Technical Potential | F2 | Industrial | Industrial - WA | Existing | Space Heating | Natural Gas | Insulation - Ducting | A | Integrated Unit Summer Peak Savings (kW) | Achievable Technical Potential | 0 | 0 | 0 | 0 | 0 | 0 | 0 | 0 | 0 | 0 | 0 | 0 | 0 | 0 | 0 | 0 | 0 | 0 | 0 | 0 | 0 | 0 | 0 | 0 | 0 | 0 | 0
F3_Industrial_Industrial - WA_Existing_Space Heating_Natural Gas_Insulation - Ducting_A_Achievable Technical Potential | F3 | Industrial | Industrial - WA | Existing | Space Heating | Natural Gas | Insulation - Ducting | A | Integrated Unit Winter Peak Savings (kW) | Achievable Technical Potential | 0 | 0 | 0 | 0 | 0 | 0 | 0 | 0 | 0 | 0 | 0 | 0 | 0 | 0 | 0 | 0 | 0 | 0 | 0 | 0 | 0 | 0 | 0 | 0 | 0 | 0 | 0
F4_Industrial_Industrial - WA_Existing_Space Heating_Natural Gas_Insulation - Ducting_A_Achievable Technical Potential | F4 | Industrial | Industrial - WA | Existing | Space Heating | Natural Gas | Insulation - Ducting | A | Incremental Energy Savings (MWh or mTherms) | Achievable Technical Potential | 0 | 0 | 5.7407e-05 | 0.00011172 | 0.00019289 | 0.00030486 | 0.00044903 | 0.00062418 | 0.00082312 | 0.0010333 | 0.0012363 | 0.0014089 | 0.0015265 | 0.0015676 | 0.001519 | 0.0013819 | 0.0011729 | 0.00093891 | 0.00069548 | 0.00046694 | 0.0002896 | 0.00018351 | 0 | 0 | 0 | 0 | 0
F5_Industrial_Industrial - WA_Existing_Space Heating_Natural Gas_Insulation - Ducting_A_Achievable Technical Potential | F5 | Industrial | Industrial - WA | Existing | Space Heating | Natural Gas | Insulation - Ducting | A | Incremental Summer Peak Savings (MW) | Achievable Technical Potential | 0 | 0 | 0 | 0 | 0 | 0 | 0 | 0 | 0 | 0 | 0 | 0 | 0 | 0 | 0 | 0 | 0 | 0 | 0 | 0 | 0 | 0 | 0 | 0 | 0 | 0 | 0
F6_Industrial_Industrial - WA_Existing_Space Heating_Natural Gas_Insulation - Ducting_A_Achievable Technical Potential | F6 | Industrial | Industrial - WA | Existing | Space Heating | Natural Gas | Insulation - Ducting | A | Incremental Winter Peak Savings (MW) | Achievable Technical Potential | 0 | 0 | 0 | 0 | 0 | 0 | 0 | 0 | 0 | 0 | 0 | 0 | 0 | 0 | 0 | 0 | 0 | 0 | 0 | 0 | 0 | 0 | 0 | 0 | 0 | 0 | 0
F7_Industrial_Industrial - WA_Existing_Space Heating_Natural Gas_Insulation - Ducting_A_Achievable Technical Potential | F7 | Industrial | Industrial - WA | Existing | Space Heating | Natural Gas | Insulation - Ducting | A | Cumulative Energy Savings (MWh or mTherms) | Achievable Technical Potential | 0 | 0 | 5.7407e-05 | 0.00016859 | 0.0003597 | 0.0006605 | 0.0011012 | 0.0017117 | 0.0025117 | 0.0035081 | 0.0046896 | 0.0060204 | 0.0074423 | 0.0088777 | 0.010237 | 0.011434 | 0.012405 | 0.013157 | 0.013663 | 0.01395 | 0.014069 | 0.014093 | 0.013961 | 0.013835 | 0.013713 | 0.013596 | 0.013482
F8_Industrial_Industrial - WA_Existing_Space Heating_Natural Gas_Insulation - Ducting_A_Achievable Technical Potential | F8 | Industrial | Industrial - WA | Existing | Space Heating | Natural Gas | Insulation - Ducting | A | Cumulative Summer Peak Savings (MW) | Achievable Technical Potential | 0 | 0 | 0 | 0 | 0 | 0 | 0 | 0 | 0 | 0 | 0 | 0 | 0 | 0 | 0 | 0 | 0 | 0 | 0 | 0 | 0 | 0 | 0 | 0 | 0 | 0 | 0
F9_Industrial_Industrial - WA_Existing_Space Heating_Natural Gas_Insulation - Ducting_A_Achievable Technical Potential | F9 | Industrial | Industrial - WA | Existing | Space Heating | Natural Gas | Insulation - Ducting | A | Cumulative Winter Peak Savings (MW) | Achievable Technical Potential | 0 | 0 | 0 | 0 | 0 | 0 | 0 | 0 | 0 | 0 | 0 | 0 | 0 | 0 | 0 | 0 | 0 | 0 | 0 | 0 | 0 | 0 | 0 | 0 | 0 | 0 | 0
F10_Industrial_Industrial - WA_Existing_Space Heating_Natural Gas_Insulation - Ducting_A_Achievable Technical Potential | F10 | Industrial | Industrial - WA | Existing | Space Heating | Natural Gas | Insulation - Ducting | A | Purchases (Incremental) | Achievable Technical Potential | 0 | 0 | 8.5398 | 16.7762 | 29.2734 | 46.7961 | 69.8054 | 98.2525 | 131.346 | 167.3361 | 203.3976 | 235.7187 | 259.9013 | 271.7191 | 268.1491 | 248.4176 | 214.6488 | 174.4517 | 131.1041 | 89.1995 | 56.006 | 35.8959 | 0 | 0 | 0 | 0 | 0
F11_Industrial_Industrial - WA_Existing_Space Heating_Natural Gas_Insulation - Ducting_A_Achievable Technical Potential | F11 | Industrial | Industrial - WA | Existing | Space Heating | Natural Gas | Insulation - Ducting | A | Purchases (Cumulative) | Achievable Technical Potential | 0 | 0 | 8.5398 | 25.316 | 54.5894 | 101.3855 | 171.1909 | 269.4433 | 400.7894 | 568.1255 | 771.5231 | 1007.2417 | 1267.1431 | 1538.8622 | 1807.0113 | 2055.4289 | 2270.0777 | 2444.5294 | 2575.6335 | 2664.833 | 2720.839 | 2756.7349 | 2756.7349 | 2756.7349 | 2756.7349 | 2756.7349 | 2756.7349
F1_Industrial_Industrial - WA_Existing_Space Heating_Natural Gas_Ducting - Repair and Sealing_A_Achievable Technical Potential | F1 | Industrial | Industrial - WA | Existing | Space Heating | Natural Gas | Ducting - Repair and Sealing | A | Integrated Unit Energy Savings (kWh or therms) | Achievable Technical Potential | 0 | 0 | 0.27497 | 0.27321 | 0.27123 | 0.26906 | 0.26669 | 0.26458 | 0.26235 | 0.26004 | 0.25767 | 0.25528 | 0.25288 | 0.25049 | 0.24808 | 0.24565 | 0.24317 | 0.24114 | 0.23907 | 0.23706 | 0.23511 | 0.23327 | 0.23153 | 0.22989 | 0.22834 | 0.22685 | 0.22543
F2_Industrial_Industrial - WA_Existing_Space Heating_Natural Gas_Ducting - Repair and Sealing_A_Achievable Technical Potential | F2 | Industrial | Industrial - WA | Existing | Space Heating | Natural Gas | Ducting - Repair and Sealing | A | Integrated Unit Summer Peak Savings (kW) | Achievable Technical Potential | 0 | 0 | 0 | 0 | 0 | 0 | 0 | 0 | 0 | 0 | 0 | 0 | 0 | 0 | 0 | 0 | 0 | 0 | 0 | 0 | 0 | 0 | 0 | 0 | 0 | 0 | 0
F3_Industrial_Industrial - WA_Existing_Space Heating_Natural Gas_Ducting - Repair and Sealing_A_Achievable Technical Potential | F3 | Industrial | Industrial - WA | Existing | Space Heating | Natural Gas | Ducting - Repair and Sealing | A | Integrated Unit Winter Peak Savings (kW) | Achievable Technical Potential | 0 | 0 | 0 | 0 | 0 | 0 | 0 | 0 | 0 | 0 | 0 | 0 | 0 | 0 | 0 | 0 | 0 | 0 | 0 | 0 | 0 | 0 | 0 | 0 | 0 | 0 | 0
F4_Industrial_Industrial - WA_Existing_Space Heating_Natural Gas_Ducting - Repair and Sealing_A_Achievable Technical Potential | F4 | Industrial | Industrial - WA | Existing | Space Heating | Natural Gas | Ducting - Repair and Sealing | A | Incremental Energy Savings (MWh or mTherms) | Achievable Technical Potential | 0 | 0 | 0.0041093 | 0.0080211 | 0.013895 | 0.022034 | 0.032579 | 0.045493 | 0.060303 | 0.076149 | 0.091716 | 0.1053 | 0.11502 | 0.11911 | 0.11642 | 0.10679 | 0.091344 | 0.073618 | 0.05485 | 0.037005 | 0.01953 | 0.0078049 | 0 | 0 | 0 | 0 | 0
F5_Industrial_Industrial - WA_Existing_Space Heating_Natural Gas_Ducting - Repair and Sealing_A_Achievable Technical Potential | F5 | Industrial | Industrial - WA | Existing | Space Heating | Natural Gas | Ducting - Repair and Sealing | A | Incremental Summer Peak Savings (MW) | Achievable Technical Potential | 0 | 0 | 0 | 0 | 0 | 0 | 0 | 0 | 0 | 0 | 0 | 0 | 0 | 0 | 0 | 0 | 0 | 0 | 0 | 0 | 0 | 0 | 0 | 0 | 0 | 0 | 0
F6_Industrial_Industrial - WA_Existing_Space Heating_Natural Gas_Ducting - Repair and Sealing_A_Achievable Technical Potential | F6 | Industrial | Industrial - WA | Existing | Space Heating | Natural Gas | Ducting - Repair and Sealing | A | Incremental Winter Peak Savings (MW) | Achievable Technical Potential | 0 | 0 | 0 | 0 | 0 | 0 | 0 | 0 | 0 | 0 | 0 | 0 | 0 | 0 | 0 | 0 | 0 | 0 | 0 | 0 | 0 | 0 | 0 | 0 | 0 | 0 | 0
F7_Industrial_Industrial - WA_Existing_Space Heating_Natural Gas_Ducting - Repair and Sealing_A_Achievable Technical Potential | F7 | Industrial | Industrial - WA | Existing | Space Heating | Natural Gas | Ducting - Repair and Sealing | A | Cumulative Energy Savings (MWh or mTherms) | Achievable Technical Potential | 0 | 0 | 0.0041093 | 0.012104 | 0.025911 | 0.047737 | 0.079897 | 0.12476 | 0.18401 | 0.25853 | 0.34789 | 0.44997 | 0.56076 | 0.67456 | 0.78451 | 0.88361 | 0.96604 | 1.0316 | 1.0776 | 1.1055 | 1.116 | 1.115 | 1.1067 | 1.0989 | 1.0915 | 1.0843 | 1.0775
F8_Industrial_Industrial - WA_Existing_Space Heating_Natural Gas_Ducting - Repair and Sealing_A_Achievable Technical Potential | F8 | Industrial | Industrial - WA | Existing | Space Heating | Natural Gas | Ducting - Repair and Sealing | A | Cumulative Summer Peak Savings (MW) | Achievable Technical Potential | 0 | 0 | 0 | 0 | 0 | 0 | 0 | 0 | 0 | 0 | 0 | 0 | 0 | 0 | 0 | 0 | 0 | 0 | 0 | 0 | 0 | 0 | 0 | 0 | 0 | 0 | 0
F9_Industrial_Industrial - WA_Existing_Space Heating_Natural Gas_Ducting - Repair and Sealing_A_Achievable Technical Potential | F9 | Industrial | Industrial - WA | Existing | Space Heating | Natural Gas | Ducting - Repair and Sealing | A | Cumulative Winter Peak Savings (MW) | Achievable Technical Potential | 0 | 0 | 0 | 0 | 0 | 0 | 0 | 0 | 0 | 0 | 0 | 0 | 0 | 0 | 0 | 0 | 0 | 0 | 0 | 0 | 0 | 0 | 0 | 0 | 0 | 0 | 0
F10_Industrial_Industrial - WA_Existing_Space Heating_Natural Gas_Ducting - Repair and Sealing_A_Achievable Technical Potential | F10 | Industrial | Industrial - WA | Existing | Space Heating | Natural Gas | Ducting - Repair and Sealing | A | Purchases (Incremental) | Achievable Technical Potential | 0 | 0 | 14.9447 | 29.3584 | 51.2284 | 81.8933 | 122.1594 | 171.9418 | 229.8555 | 292.8383 | 355.9458 | 412.5077 | 454.8274 | 475.5084 | 469.261 | 434.7307 | 375.6355 | 305.2904 | 229.4322 | 156.0991 | 83.0658 | 33.4595 | 0 | 0 | 0 | 0 | 0
F11_Industrial_Industrial - WA_Existing_Space Heating_Natural Gas_Ducting - Repair and Sealing_A_Achievable Technical Potential | F11 | Industrial | Industrial - WA | Existing | Space Heating | Natural Gas | Ducting - Repair and Sealing | A | Purchases (Cumulative) | Achievable Technical Potential | 0 | 0 | 14.9447 | 44.3031 | 95.5314 | 177.4247 | 299.5841 | 471.5259 | 701.3814 | 994.2196 | 1350.1654 | 1762.6731 | 2217.5004 | 2693.0088 | 3162.2698 | 3597.0005 | 3972.636 | 4277.9264 | 4507.3586 | 4663.4577 | 4746.5236 | 4779.983 | 4779.983 | 4779.983 | 4779.983 | 4779.983 | 4779.983
F1_Industrial_Industrial - WA_Existing_Space Heating_Natural Gas_Building Shell - Air Sealing (Infiltration Control)_A_Achievable Technical Potential | F1 | Industrial | Industrial - WA | Existing | Space Heating | Natural Gas | Building Shell - Air Sealing (Infiltration Control) | A | Integrated Unit Energy Savings (kWh or therms) | Achievable Technical Potential | 0 | 0 | 63.3961 | 63.0575 | 62.6981 | 62.3211 | 61.9286 | 61.6197 | 61.304 | 60.9837 | 60.6612 | 60.3374 | 60.0118 | 59.6824 | 59.3462 | 58.9992 | 58.6382 | 58.3631 | 58.0774 | 57.7922 | 57.5068 | 57.2345 | 56.9768 | 56.732 | 56.497 | 56.2679 | 56.0474
F2_Industrial_Industrial - WA_Existing_Space Heating_Natural Gas_Building Shell - Air Sealing (Infiltration Control)_A_Achievable Technical Potential | F2 | Industrial | Industrial - WA | Existing | Space Heating | Natural Gas | Building Shell - Air Sealing (Infiltration Control) | A | Integrated Unit Summer Peak Savings (kW) | Achievable Technical Potential | 0 | 0 | 0 | 0 | 0 | 0 | 0 | 0 | 0 | 0 | 0 | 0 | 0 | 0 | 0 | 0 | 0 | 0 | 0 | 0 | 0 | 0 | 0 | 0 | 0 | 0 | 0
F3_Industrial_Industrial - WA_Existing_Space Heating_Natural Gas_Building Shell - Air Sealing (Infiltration Control)_A_Achievable Technical Potential | F3 | Industrial | Industrial - WA | Existing | Space Heating | Natural Gas | Building Shell - Air Sealing (Infiltration Control) | A | Integrated Unit Winter Peak Savings (kW) | Achievable Technical Potential | 0 | 0 | 0 | 0 | 0 | 0 | 0 | 0 | 0 | 0 | 0 | 0 | 0 | 0 | 0 | 0 | 0 | 0 | 0 | 0 | 0 | 0 | 0 | 0 | 0 | 0 | 0
F4_Industrial_Industrial - WA_Existing_Space Heating_Natural Gas_Building Shell - Air Sealing (Infiltration Control)_A_Achievable Technical Potential | F4 | Industrial | Industrial - WA | Existing | Space Heating | Natural Gas | Building Shell - Air Sealing (Infiltration Control) | A | Incremental Energy Savings (MWh or mTherms) | Achievable Technical Potential | 0 | 0 | 0.00070396 | 0.0013755 | 0.0023865 | 0.0037921 | 0.005621 | 0.0078722 | 0.01047 | 0.013269 | 0.016043 | 0.018493 | 0.019614 | 0.019784 | 0.018433 | 0.015467 | 0.011044 | 0.0057826 | 0 | 0 | 0 | 0 | 0 | 0 | 0 | 0 | 0
F5_Industrial_Industrial - WA_Existing_Space Heating_Natural Gas_Building Shell - Air Sealing (Infiltration Control)_A_Achievable Technical Potential | F5 | Industrial | Industrial - WA | Existing | Space Heating | Natural Gas | Building Shell - Air Sealing (Infiltration Control) | A | Incremental Summer Peak Savings (MW) | Achievable Technical Potential | 0 | 0 | 0 | 0 | 0 | 0 | 0 | 0 | 0 | 0 | 0 | 0 | 0 | 0 | 0 | 0 | 0 | 0 | 0 | 0 | 0 | 0 | 0 | 0 | 0 | 0 | 0
F6_Industrial_Industrial - WA_Existing_Space Heating_Natural Gas_Building Shell - Air Sealing (Infiltration Control)_A_Achievable Technical Potential | F6 | Industrial | Industrial - WA | Existing | Space Heating | Natural Gas | Building Shell - Air Sealing (Infiltration Control) | A | Incremental Winter Peak Savings (MW) | Achievable Technical Potential | 0 | 0 | 0 | 0 | 0 | 0 | 0 | 0 | 0 | 0 | 0 | 0 | 0 | 0 | 0 | 0 | 0 | 0 | 0 | 0 | 0 | 0 | 0 | 0 | 0 | 0 | 0
F7_Industrial_Industrial - WA_Existing_Space Heating_Natural Gas_Building Shell - Air Sealing (Infiltration Control)_A_Achievable Technical Potential | F7 | Industrial | Industrial - WA | Existing | Space Heating | Natural Gas | Building Shell - Air Sealing (Infiltration Control) | A | Cumulative Energy Savings (MWh or mTherms) | Achievable Technical Potential | 0 | 0 | 0.00070396 | 0.0020757 | 0.0044504 | 0.0082157 | 0.013785 | 0.021588 | 0.031948 | 0.04505 | 0.060855 | 0.079023 | 0.098211 | 0.11746 | 0.13523 | 0.1499 | 0.16003 | 0.16506 | 0.16425 | 0.16345 | 0.16264 | 0.16187 | 0.16114 | 0.16045 | 0.15978 | 0.15914 | 0.15851
F8_Industrial_Industrial - WA_Existing_Space Heating_Natural Gas_Building Shell - Air Sealing (Infiltration Control)_A_Achievable Technical Potential | F8 | Industrial | Industrial - WA | Existing | Space Heating | Natural Gas | Building Shell - Air Sealing (Infiltration Control) | A | Cumulative Summer Peak Savings (MW) | Achievable Technical Potential | 0 | 0 | 0 | 0 | 0 | 0 | 0 | 0 | 0 | 0 | 0 | 0 | 0 | 0 | 0 | 0 | 0 | 0 | 0 | 0 | 0 | 0 | 0 | 0 | 0 | 0 | 0
F9_Industrial_Industrial - WA_Existing_Space Heating_Natural Gas_Building Shell - Air Sealing (Infiltration Control)_A_Achievable Technical Potential | F9 | Industrial | Industrial - WA | Existing | Space Heating | Natural Gas | Building Shell - Air Sealing (Infiltration Control) | A | Cumulative Winter Peak Savings (MW) | Achievable Technical Potential | 0 | 0 | 0 | 0 | 0 | 0 | 0 | 0 | 0 | 0 | 0 | 0 | 0 | 0 | 0 | 0 | 0 | 0 | 0 | 0 | 0 | 0 | 0 | 0 | 0 | 0 | 0
F10_Industrial_Industrial - WA_Existing_Space Heating_Natural Gas_Building Shell - Air Sealing (Infiltration Control)_A_Achievable Technical Potential | F10 | Industrial | Industrial - WA | Existing | Space Heating | Natural Gas | Building Shell - Air Sealing (Infiltration Control) | A | Purchases (Incremental) | Achievable Technical Potential | 0 | 0 | 0.011104 | 0.021814 | 0.038063 | 0.060848 | 0.090766 | 0.12775 | 0.17079 | 0.21758 | 0.26447 | 0.3065 | 0.32684 | 0.33149 | 0.3106 | 0.26216 | 0.18834 | 0.09908 | 0 | 0 | 0 | 0 | 0 | 0 | 0 | 0 | 0
F11_Industrial_Industrial - WA_Existing_Space Heating_Natural Gas_Building Shell - Air Sealing (Infiltration Control)_A_Achievable Technical Potential | F11 | Industrial | Industrial - WA | Existing | Space Heating | Natural Gas | Building Shell - Air Sealing (Infiltration Control) | A | Purchases (Cumulative) | Achievable Technical Potential | 0 | 0 | 0.011104 | 0.032918 | 0.070981 | 0.13183 | 0.22259 | 0.35035 | 0.52113 | 0.73872 | 1.0032 | 1.3097 | 1.6365 | 1.968 | 2.2786 | 2.5408 | 2.7291 | 2.8282 | 2.8282 | 2.8282 | 2.8282 | 2.8282 | 2.8282 | 2.8282 | 2.8282 | 2.8282 | 2.8282
F1_Industrial_Industrial - WA_Existing_Space Heating_Natural Gas_Ventilation - Demand Controlled_A_Achievable Technical Potential | F1 | Industrial | Industrial - WA | Existing | Space Heating | Natural Gas | Ventilation - Demand Controlled | A | Integrated Unit Energy Savings (kWh or therms) | Achievable Technical Potential | 0 | 0 | 0.050699 | 0.050314 | 0.049875 | 0.04938 | 0.048826 | 0.048287 | 0.04769 | 0.047036 | 0.046332 | 0.045587 | 0.044812 | 0.044032 | 0.043252 | 0.042487 | 0.041748 | 0.041129 | 0.040549 | 0.040024 | 0.039546 | 0.039109 | 0.038753 | 0.038413 | 0.038086 | 0.03777 | 0.037465
F2_Industrial_Industrial - WA_Existing_Space Heating_Natural Gas_Ventilation - Demand Controlled_A_Achievable Technical Potential | F2 | Industrial | Industrial - WA | Existing | Space Heating | Natural Gas | Ventilation - Demand Controlled | A | Integrated Unit Summer Peak Savings (kW) | Achievable Technical Potential | 0 | 0 | 0 | 0 | 0 | 0 | 0 | 0 | 0 | 0 | 0 | 0 | 0 | 0 | 0 | 0 | 0 | 0 | 0 | 0 | 0 | 0 | 0 | 0 | 0 | 0 | 0
F3_Industrial_Industrial - WA_Existing_Space Heating_Natural Gas_Ventilation - Demand Controlled_A_Achievable Technical Potential | F3 | Industrial | Industrial - WA | Existing | Space Heating | Natural Gas | Ventilation - Demand Controlled | A | Integrated Unit Winter Peak Savings (kW) | Achievable Technical Potential | 0 | 0 | 0 | 0 | 0 | 0 | 0 | 0 | 0 | 0 | 0 | 0 | 0 | 0 | 0 | 0 | 0 | 0 | 0 | 0 | 0 | 0 | 0 | 0 | 0 | 0 | 0
F4_Industrial_Industrial - WA_Existing_Space Heating_Natural Gas_Ventilation - Demand Controlled_A_Achievable Technical Potential | F4 | Industrial | Industrial - WA | Existing | Space Heating | Natural Gas | Ventilation - Demand Controlled | A | Incremental Energy Savings (MWh or mTherms) | Achievable Technical Potential | 0 | 0 | 0.073864 | 0.07204 | 0.07018 | 0.068286 | 0.066356 | 0.058043 | 0.045069 | 0.034948 | 0.027065 | 0.020936 | 0 | 0 | 0 | 0 | 0 | 0 | 0 | 0 | 0 | 0 | 0 | 0 | 0 | 0 | 0
F5_Industrial_Industrial - WA_Existing_Space Heating_Natural Gas_Ventilation - Demand Controlled_A_Achievable Technical Potential | F5 | Industrial | Industrial - WA | Existing | Space Heating | Natural Gas | Ventilation - Demand Controlled | A | Incremental Summer Peak Savings (MW) | Achievable Technical Potential | 0 | 0 | 0 | 0 | 0 | 0 | 0 | 0 | 0 | 0 | 0 | 0 | 0 | 0 | 0 | 0 | 0 | 0 | 0 | 0 | 0 | 0 | 0 | 0 | 0 | 0 | 0
F6_Industrial_Industrial - WA_Existing_Space Heating_Natural Gas_Ventilation - Demand Controlled_A_Achievable Technical Potential | F6 | Industrial | Industrial - WA | Existing | Space Heating | Natural Gas | Ventilation - Demand Controlled | A | Incremental Winter Peak Savings (MW) | Achievable Technical Potential | 0 | 0 | 0 | 0 | 0 | 0 | 0 | 0 | 0 | 0 | 0 | 0 | 0 | 0 | 0 | 0 | 0 | 0 | 0 | 0 | 0 | 0 | 0 | 0 | 0 | 0 | 0
F7_Industrial_Industrial - WA_Existing_Space Heating_Natural Gas_Ventilation - Demand Controlled_A_Achievable Technical Potential | F7 | Industrial | Industrial - WA | Existing | Space Heating | Natural Gas | Ventilation - Demand Controlled | A | Cumulative Energy Savings (MWh or mTherms) | Achievable Technical Potential | 0 | 0 | 0.073864 | 0.14534 | 0.21425 | 0.28042 | 0.34363 | 0.39788 | 0.43802 | 0.46697 | 0.48704 | 0.50014 | 0.49164 | 0.48309 | 0.47453 | 0.46613 | 0.45803 | 0.45124 | 0.44487 | 0.43911 | 0.43387 | 0.42907 | 0.42516 | 0.42144 | 0.41785 | 0.41439 | 0.41104
F8_Industrial_Industrial - WA_Existing_Space Heating_Natural Gas_Ventilation - Demand Controlled_A_Achievable Technical Potential | F8 | Industrial | Industrial - WA | Existing | Space Heating | Natural Gas | Ventilation - Demand Controlled | A | Cumulative Summer Peak Savings (MW) | Achievable Technical Potential | 0 | 0 | 0 | 0 | 0 | 0 | 0 | 0 | 0 | 0 | 0 | 0 | 0 | 0 | 0 | 0 | 0 | 0 | 0 | 0 | 0 | 0 | 0 | 0 | 0 | 0 | 0
F9_Industrial_Industrial - WA_Existing_Space Heating_Natural Gas_Ventilation - Demand Controlled_A_Achievable Technical Potential | F9 | Industrial | Industrial - WA | Existing | Space Heating | Natural Gas | Ventilation - Demand Controlled | A | Cumulative Winter Peak Savings (MW) | Achievable Technical Potential | 0 | 0 | 0 | 0 | 0 | 0 | 0 | 0 | 0 | 0 | 0 | 0 | 0 | 0 | 0 | 0 | 0 | 0 | 0 | 0 | 0 | 0 | 0 | 0 | 0 | 0 | 0
F10_Industrial_Industrial - WA_Existing_Space Heating_Natural Gas_Ventilation - Demand Controlled_A_Achievable Technical Potential | F10 | Industrial | Industrial - WA | Existing | Space Heating | Natural Gas | Ventilation - Demand Controlled | A | Purchases (Incremental) | Achievable Technical Potential | 0 | 0 | 1456.9334 | 1431.8139 | 1407.1274 | 1382.8666 | 1359.0241 | 1202.0334 | 945.0469 | 743.0024 | 584.1536 | 459.2656 | 0 | 0 | 0 | 0 | 0 | 0 | 0 | 0 | 0 | 0 | 0 | 0 | 0 | 0 | 0
F11_Industrial_Industrial - WA_Existing_Space Heating_Natural Gas_Ventilation - Demand Controlled_A_Achievable Technical Potential | F11 | Industrial | Industrial - WA | Existing | Space Heating | Natural Gas | Ventilation - Demand Controlled | A | Purchases (Cumulative) | Achievable Technical Potential | 0 | 0 | 1456.9334 | 2888.7472 | 4295.8747 | 5678.7412 | 7037.7653 | 8239.7987 | 9184.8456 | 9927.848 | 10512.0016 | 10971.2672 | 10971.2672 | 10971.2672 | 10971.2672 | 10971.2672 | 10971.2672 | 10971.2672 | 10971.2672 | 10971.2672 | 10971.2672 | 10971.2672 | 10971.2672 | 10971.2672 | 10971.2672 | 10971.2672 | 10971.2672
F1_Industrial_Industrial - WA_Existing_Space Heating_Natural Gas_Destratification Fans (HVLS)_A_Achievable Technical Potential | F1 | Industrial | Industrial - WA | Existing | Space Heating | Natural Gas | Destratification Fans (HVLS) | A | Integrated Unit Energy Savings (kWh or therms) | Achievable Technical Potential | 0 | 0 | 122691.0926 | 122239.4334 | 121749.3613 | 121227.2116 | 120676.4344 | 120290.783 | 119894.3323 | 119491.2641 | 119086.1036 | 118680.8655 | 118274.6167 | 117863.4504 | 117441.0664 | 117000.0129 | 116533.4048 | 116044.8392 | 115535.7172 | 115028.2594 | 114520.7517 | 114039.7004 | 113588.6375 | 113163.7577 | 112758.9055 | 112366.714 | 111992.3399
F2_Industrial_Industrial - WA_Existing_Space Heating_Natural Gas_Destratification Fans (HVLS)_A_Achievable Technical Potential | F2 | Industrial | Industrial - WA | Existing | Space Heating | Natural Gas | Destratification Fans (HVLS) | A | Integrated Unit Summer Peak Savings (kW) | Achievable Technical Potential | 0 | 0 | 0 | 0 | 0 | 0 | 0 | 0 | 0 | 0 | 0 | 0 | 0 | 0 | 0 | 0 | 0 | 0 | 0 | 0 | 0 | 0 | 0 | 0 | 0 | 0 | 0
F3_Industrial_Industrial - WA_Existing_Space Heating_Natural Gas_Destratification Fans (HVLS)_A_Achievable Technical Potential | F3 | Industrial | Industrial - WA | Existing | Space Heating | Natural Gas | Destratification Fans (HVLS) | A | Integrated Unit Winter Peak Savings (kW) | Achievable Technical Potential | 0 | 0 | 0 | 0 | 0 | 0 | 0 | 0 | 0 | 0 | 0 | 0 | 0 | 0 | 0 | 0 | 0 | 0 | 0 | 0 | 0 | 0 | 0 | 0 | 0 | 0 | 0
F4_Industrial_Industrial - WA_Existing_Space Heating_Natural Gas_Destratification Fans (HVLS)_A_Achievable Technical Potential | F4 | Industrial | Industrial - WA | Existing | Space Heating | Natural Gas | Destratification Fans (HVLS) | A | Incremental Energy Savings (MWh or mTherms) | Achievable Technical Potential | 0 | 0 | 0.27266 | 0.26697 | 0.26132 | 0.25571 | 0.25016 | 0.24506 | 0.24004 | 0.23511 | 0.23027 | 0.22553 | 0.22089 | 0.21632 | 0.21183 | 0.2074 | 0.20301 | 0 | 0 | 0 | 0 | 0 | 0 | 0 | 0 | 0 | 0
F5_Industrial_Industrial - WA_Existing_Space Heating_Natural Gas_Destratification Fans (HVLS)_A_Achievable Technical Potential | F5 | Industrial | Industrial - WA | Existing | Space Heating | Natural Gas | Destratification Fans (HVLS) | A | Incremental Summer Peak Savings (MW) | Achievable Technical Potential | 0 | 0 | 0 | 0 | 0 | 0 | 0 | 0 | 0 | 0 | 0 | 0 | 0 | 0 | 0 | 0 | 0 | 0 | 0 | 0 | 0 | 0 | 0 | 0 | 0 | 0 | 0
F6_Industrial_Industrial - WA_Existing_Space Heating_Natural Gas_Destratification Fans (HVLS)_A_Achievable Technical Potential | F6 | Industrial | Industrial - WA | Existing | Space Heating | Natural Gas | Destratification Fans (HVLS) | A | Incremental Winter Peak Savings (MW) | Achievable Technical Potential | 0 | 0 | 0 | 0 | 0 | 0 | 0 | 0 | 0 | 0 | 0 | 0 | 0 | 0 | 0 | 0 | 0 | 0 | 0 | 0 | 0 | 0 | 0 | 0 | 0 | 0 | 0
F7_Industrial_Industrial - WA_Existing_Space Heating_Natural Gas_Destratification Fans (HVLS)_A_Achievable Technical Potential | F7 | Industrial | Industrial - WA | Existing | Space Heating | Natural Gas | Destratification Fans (HVLS) | A | Cumulative Energy Savings (MWh or mTherms) | Achievable Technical Potential | 0 | 0 | 0.27266 | 0.53863 | 0.79779 | 1.0501 | 1.2955 | 1.5364 | 1.7714 | 2.0005 | 2.224 | 2.442 | 2.6545 | 2.8616 | 3.0632 | 3.2591 | 3.4491 | 3.4346 | 3.4196 | 3.4045 | 3.3895 | 3.3753 | 3.3619 | 3.3493 | 3.3374 | 3.3258 | 3.3147
F8_Industrial_Industrial - WA_Existing_Space Heating_Natural Gas_Destratification Fans (HVLS)_A_Achievable Technical Potential | F8 | Industrial | Industrial - WA | Existing | Space Heating | Natural Gas | Destratification Fans (HVLS) | A | Cumulative Summer Peak Savings (MW) | Achievable Technical Potential | 0 | 0 | 0 | 0 | 0 | 0 | 0 | 0 | 0 | 0 | 0 | 0 | 0 | 0 | 0 | 0 | 0 | 0 | 0 | 0 | 0 | 0 | 0 | 0 | 0 | 0 | 0
F9_Industrial_Industrial - WA_Existing_Space Heating_Natural Gas_Destratification Fans (HVLS)_A_Achievable Technical Potential | F9 | Industrial | Industrial - WA | Existing | Space Heating | Natural Gas | Destratification Fans (HVLS) | A | Cumulative Winter Peak Savings (MW) | Achievable Technical Potential | 0 | 0 | 0 | 0 | 0 | 0 | 0 | 0 | 0 | 0 | 0 | 0 | 0 | 0 | 0 | 0 | 0 | 0 | 0 | 0 | 0 | 0 | 0 | 0 | 0 | 0 | 0
F10_Industrial_Industrial - WA_Existing_Space Heating_Natural Gas_Destratification Fans (HVLS)_A_Achievable Technical Potential | F10 | Industrial | Industrial - WA | Existing | Space Heating | Natural Gas | Destratification Fans (HVLS) | A | Purchases (Incremental) | Achievable Technical Potential | 0 | 0 | 0.0022223 | 0.002184 | 0.0021464 | 0.0021094 | 0.002073 | 0.0020372 | 0.0020021 | 0.0019676 | 0.0019337 | 0.0019003 | 0.0018676 | 0.0018354 | 0.0018037 | 0.0017726 | 0.0017421 | 0 | 0 | 0 | 0 | 0 | 0 | 0 | 0 | 0 | 0
F11_Industrial_Industrial - WA_Existing_Space Heating_Natural Gas_Destratification Fans (HVLS)_A_Achievable Technical Potential | F11 | Industrial | Industrial - WA | Existing | Space Heating | Natural Gas | Destratification Fans (HVLS) | A | Purchases (Cumulative) | Achievable Technical Potential | 0 | 0 | 0.0022223 | 0.0044063 | 0.0065527 | 0.0086621 | 0.010735 | 0.012772 | 0.014774 | 0.016742 | 0.018676 | 0.020576 | 0.022444 | 0.024279 | 0.026083 | 0.027855 | 0.029597 | 0.029597 | 0.029597 | 0.029597 | 0.029597 | 0.029597 | 0.029597 | 0.029597 | 0.029597 | 0.029597 | 0.029597
F1_Industrial_Industrial - WA_Existing_Space Heating_Natural Gas_Condensing RTU_A_Achievable Technical Potential | F1 | Industrial | Industrial - WA | Existing | Space Heating | Natural Gas | Condensing RTU | A | Integrated Unit Energy Savings (kWh or therms) | Achievable Technical Potential | 0 | 0 | 0.081464 | 0.080703 | 0.079851 | 0.078949 | 0.077953 | 0.076987 | 0.075943 | 0.074828 | 0.073659 | 0.072431 | 0.071172 | 0.069907 | 0.068644 | 0.067407 | 0.066214 | 0.065215 | 0.064278 | 0.063429 | 0.062655 | 0.061945 | 0.061364 | 0.060809 | 0.060274 | 0.059757 | 0.059257
F2_Industrial_Industrial - WA_Existing_Space Heating_Natural Gas_Condensing RTU_A_Achievable Technical Potential | F2 | Industrial | Industrial - WA | Existing | Space Heating | Natural Gas | Condensing RTU | A | Integrated Unit Summer Peak Savings (kW) | Achievable Technical Potential | 0 | 0 | 0 | 0 | 0 | 0 | 0 | 0 | 0 | 0 | 0 | 0 | 0 | 0 | 0 | 0 | 0 | 0 | 0 | 0 | 0 | 0 | 0 | 0 | 0 | 0 | 0
F3_Industrial_Industrial - WA_Existing_Space Heating_Natural Gas_Condensing RTU_A_Achievable Technical Potential | F3 | Industrial | Industrial - WA | Existing | Space Heating | Natural Gas | Condensing RTU | A | Integrated Unit Winter Peak Savings (kW) | Achievable Technical Potential | 0 | 0 | 0 | 0 | 0 | 0 | 0 | 0 | 0 | 0 | 0 | 0 | 0 | 0 | 0 | 0 | 0 | 0 | 0 | 0 | 0 | 0 | 0 | 0 | 0 | 0 | 0
F4_Industrial_Industrial - WA_Existing_Space Heating_Natural Gas_Condensing RTU_A_Achievable Technical Potential | F4 | Industrial | Industrial - WA | Existing | Space Heating | Natural Gas | Condensing RTU | A | Incremental Energy Savings (MWh or mTherms) | Achievable Technical Potential | 0 | 0 | 0.011665 | 0.013945 | 0.016593 | 0.018716 | 0.020715 | 0.012482 | 0.011876 | 0.0091794 | 0.0050823 | 0 | 0 | 0 | 0 | 0 | 0 | 0 | 0 | 0 | 0 | 0 | 0 | 0 | 0 | 0 | 0
F5_Industrial_Industrial - WA_Existing_Space Heating_Natural Gas_Condensing RTU_A_Achievable Technical Potential | F5 | Industrial | Industrial - WA | Existing | Space Heating | Natural Gas | Condensing RTU | A | Incremental Summer Peak Savings (MW) | Achievable Technical Potential | 0 | 0 | 0 | 0 | 0 | 0 | 0 | 0 | 0 | 0 | 0 | 0 | 0 | 0 | 0 | 0 | 0 | 0 | 0 | 0 | 0 | 0 | 0 | 0 | 0 | 0 | 0
F6_Industrial_Industrial - WA_Existing_Space Heating_Natural Gas_Condensing RTU_A_Achievable Technical Potential | F6 | Industrial | Industrial - WA | Existing | Space Heating | Natural Gas | Condensing RTU | A | Incremental Winter Peak Savings (MW) | Achievable Technical Potential | 0 | 0 | 0 | 0 | 0 | 0 | 0 | 0 | 0 | 0 | 0 | 0 | 0 | 0 | 0 | 0 | 0 | 0 | 0 | 0 | 0 | 0 | 0 | 0 | 0 | 0 | 0
F7_Industrial_Industrial - WA_Existing_Space Heating_Natural Gas_Condensing RTU_A_Achievable Technical Potential | F7 | Industrial | Industrial - WA | Existing | Space Heating | Natural Gas | Condensing RTU | A | Cumulative Energy Savings (MWh or mTherms) | Achievable Technical Potential | 0 | 0 | 0.011665 | 0.025501 | 0.041825 | 0.060068 | 0.080025 | 0.091515 | 0.10215 | 0.10983 | 0.1132 | 0.11131 | 0.10937 | 0.10743 | 0.10549 | 0.10359 | 0.10176 | 0.10022 | 0.09878 | 0.097476 | 0.096286 | 0.095195 | 0.094302 | 0.093449 | 0.092628 | 0.091832 | 0.091064
F8_Industrial_Industrial - WA_Existing_Space Heating_Natural Gas_Condensing RTU_A_Achievable Technical Potential | F8 | Industrial | Industrial - WA | Existing | Space Heating | Natural Gas | Condensing RTU | A | Cumulative Summer Peak Savings (MW) | Achievable Technical Potential | 0 | 0 | 0 | 0 | 0 | 0 | 0 | 0 | 0 | 0 | 0 | 0 | 0 | 0 | 0 | 0 | 0 | 0 | 0 | 0 | 0 | 0 | 0 | 0 | 0 | 0 | 0
F9_Industrial_Industrial - WA_Existing_Space Heating_Natural Gas_Condensing RTU_A_Achievable Technical Potential | F9 | Industrial | Industrial - WA | Existing | Space Heating | Natural Gas | Condensing RTU | A | Cumulative Winter Peak Savings (MW) | Achievable Technical Potential | 0 | 0 | 0 | 0 | 0 | 0 | 0 | 0 | 0 | 0 | 0 | 0 | 0 | 0 | 0 | 0 | 0 | 0 | 0 | 0 | 0 | 0 | 0 | 0 | 0 | 0 | 0
F10_Industrial_Industrial - WA_Existing_Space Heating_Natural Gas_Condensing RTU_A_Achievable Technical Potential | F10 | Industrial | Industrial - WA | Existing | Space Heating | Natural Gas | Condensing RTU | A | Purchases (Incremental) | Achievable Technical Potential | 0 | 0 | 143.1963 | 172.7908 | 207.7997 | 237.0637 | 265.7391 | 162.1281 | 156.3799 | 122.6736 | 68.9982 | 0 | 0 | 0 | 0 | 0 | 0 | 0 | 0 | 0 | 0 | 0 | 0 | 0 | 0 | 0 | 0
F11_Industrial_Industrial - WA_Existing_Space Heating_Natural Gas_Condensing RTU_A_Achievable Technical Potential | F11 | Industrial | Industrial - WA | Existing | Space Heating | Natural Gas | Condensing RTU | A | Purchases (Cumulative) | Achievable Technical Potential | 0 | 0 | 143.1963 | 315.987 | 523.7868 | 760.8505 | 1026.5896 | 1188.7177 | 1345.0976 | 1467.7712 | 1536.7694 | 1536.7694 | 1536.7694 | 1536.7694 | 1536.7694 | 1536.7694 | 1536.7694 | 1536.7694 | 1536.7694 | 1536.7694 | 1536.7694 | 1536.7694 | 1536.7694 | 1536.7694 | 1536.7694 | 1536.7694 | 1536.7694
F1_Industrial_Industrial - WA_Existing_Space Heating_Natural Gas_Industrial Air Curtains_A_Achievable Technical Potential | F1 | Industrial | Industrial - WA | Existing | Space Heating | Natural Gas | Industrial Air Curtains | A | Integrated Unit Energy Savings (kWh or therms) | Achievable Technical Potential | 0 | 0 | -0.018166 | -0.018127 | -0.018081 | -0.01803 | -0.017973 | -0.01791 | -0.017843 | -0.017772 | -0.017697 | -0.017618 | -0.017538 | -0.017454 | -0.017369 | -0.017283 | -0.017195 | -0.017108 | -0.017021 | -0.01694 | -0.016864 | -0.016792 | -0.016724 | -0.01666 | -0.0166 | -0.016541 | -0.016485
F2_Industrial_Industrial - WA_Existing_Space Heating_Natural Gas_Industrial Air Curtains_A_Achievable Technical Potential | F2 | Industrial | Industrial - WA | Existing | Space Heating | Natural Gas | Industrial Air Curtains | A | Integrated Unit Summer Peak Savings (kW) | Achievable Technical Potential | 0 | 0 | 0 | 0 | 0 | 0 | 0 | 0 | 0 | 0 | 0 | 0 | 0 | 0 | 0 | 0 | 0 | 0 | 0 | 0 | 0 | 0 | 0 | 0 | 0 | 0 | 0
F3_Industrial_Industrial - WA_Existing_Space Heating_Natural Gas_Industrial Air Curtains_A_Achievable Technical Potential | F3 | Industrial | Industrial - WA | Existing | Space Heating | Natural Gas | Industrial Air Curtains | A | Integrated Unit Winter Peak Savings (kW) | Achievable Technical Potential | 0 | 0 | 0 | 0 | 0 | 0 | 0 | 0 | 0 | 0 | 0 | 0 | 0 | 0 | 0 | 0 | 0 | 0 | 0 | 0 | 0 | 0 | 0 | 0 | 0 | 0 | 0
F4_Industrial_Industrial - WA_Existing_Space Heating_Natural Gas_Industrial Air Curtains_A_Achievable Technical Potential | F4 | Industrial | Industrial - WA | Existing | Space Heating | Natural Gas | Industrial Air Curtains | A | Incremental Energy Savings (MWh or mTherms) | Achievable Technical Potential | 0 | 0 | -0.0057633 | -0.011297 | -0.019664 | -0.031345 | -0.046609 | -0.065375 | -0.087066 | -0.11048 | -0.13372 | -0.15429 | -0.16933 | -0.17619 | -0.17303 | -0.1595 | -0.13712 | -0.10545 | -0.072296 | -0.037714 | -0.0057699 | 0 | 0 | 0 | 0 | 0 | 0
F5_Industrial_Industrial - WA_Existing_Space Heating_Natural Gas_Industrial Air Curtains_A_Achievable Technical Potential | F5 | Industrial | Industrial - WA | Existing | Space Heating | Natural Gas | Industrial Air Curtains | A | Incremental Summer Peak Savings (MW) | Achievable Technical Potential | 0 | 0 | 0 | 0 | 0 | 0 | 0 | 0 | 0 | 0 | 0 | 0 | 0 | 0 | 0 | 0 | 0 | 0 | 0 | 0 | 0 | 0 | 0 | 0 | 0 | 0 | 0
F6_Industrial_Industrial - WA_Existing_Space Heating_Natural Gas_Industrial Air Curtains_A_Achievable Technical Potential | F6 | Industrial | Industrial - WA | Existing | Space Heating | Natural Gas | Industrial Air Curtains | A | Incremental Winter Peak Savings (MW) | Achievable Technical Potential | 0 | 0 | 0 | 0 | 0 | 0 | 0 | 0 | 0 | 0 | 0 | 0 | 0 | 0 | 0 | 0 | 0 | 0 | 0 | 0 | 0 | 0 | 0 | 0 | 0 | 0 | 0
F7_Industrial_Industrial - WA_Existing_Space Heating_Natural Gas_Industrial Air Curtains_A_Achievable Technical Potential | F7 | Industrial | Industrial - WA | Existing | Space Heating | Natural Gas | Industrial Air Curtains | A | Cumulative Energy Savings (MWh or mTherms) | Achievable Technical Potential | 0 | 0 | -0.0057633 | -0.017048 | -0.036669 | -0.06791 | -0.1143 | -0.17928 | -0.26567 | -0.37509 | -0.50723 | -0.65927 | -0.82558 | -0.99787 | -1.166 | -1.3197 | -1.4501 | -1.5482 | -1.6127 | -1.6427 | -1.6411 | -1.6341 | -1.6275 | -1.6213 | -1.6154 | -1.6097 | -1.6042
F8_Industrial_Industrial - WA_Existing_Space Heating_Natural Gas_Industrial Air Curtains_A_Achievable Technical Potential | F8 | Industrial | Industrial - WA | Existing | Space Heating | Natural Gas | Industrial Air Curtains | A | Cumulative Summer Peak Savings (MW) | Achievable Technical Potential | 0 | 0 | 0 | 0 | 0 | 0 | 0 | 0 | 0 | 0 | 0 | 0 | 0 | 0 | 0 | 0 | 0 | 0 | 0 | 0 | 0 | 0 | 0 | 0 | 0 | 0 | 0
F9_Industrial_Industrial - WA_Existing_Space Heating_Natural Gas_Industrial Air Curtains_A_Achievable Technical Potential | F9 | Industrial | Industrial - WA | Existing | Space Heating | Natural Gas | Industrial Air Curtains | A | Cumulative Winter Peak Savings (MW) | Achievable Technical Potential | 0 | 0 | 0 | 0 | 0 | 0 | 0 | 0 | 0 | 0 | 0 | 0 | 0 | 0 | 0 | 0 | 0 | 0 | 0 | 0 | 0 | 0 | 0 | 0 | 0 | 0 | 0
F10_Industrial_Industrial - WA_Existing_Space Heating_Natural Gas_Industrial Air Curtains_A_Achievable Technical Potential | F10 | Industrial | Industrial - WA | Existing | Space Heating | Natural Gas | Industrial Air Curtains | A | Purchases (Incremental) | Achievable Technical Potential | 0 | 0 | 317.2593 | 623.2464 | 1087.5228 | 1738.5048 | 2593.3108 | 3650.1377 | 4879.5829 | 6216.638 | 7556.3424 | 8757.0895 | 9655.4908 | 10094.5273 | 9961.9004 | 9228.8614 | 7974.3327 | 6163.7242 | 4247.3508 | 2226.292 | 342.1519 | 0 | 0 | 0 | 0 | 0 | 0
F11_Industrial_Industrial - WA_Existing_Space Heating_Natural Gas_Industrial Air Curtains_A_Achievable Technical Potential | F11 | Industrial | Industrial - WA | Existing | Space Heating | Natural Gas | Industrial Air Curtains | A | Purchases (Cumulative) | Achievable Technical Potential | 0 | 0 | 317.2593 | 940.5057 | 2028.0284 | 3766.5332 | 6359.844 | 10009.9817 | 14889.5646 | 21106.2026 | 28662.545 | 37419.6345 | 47075.1253 | 57169.6526 | 67131.5531 | 76360.4144 | 84334.7471 | 90498.4713 | 94745.8221 | 96972.1141 | 97314.266 | 97314.266 | 97314.266 | 97314.266 | 97314.266 | 97314.266 | 97314.266
F1_Industrial_Industrial - WA_Existing_Space Heating_Natural Gas_HVAC - Energy Recovery Ventilator_A_Achievable Technical Potential | F1 | Industrial | Industrial - WA | Existing | Space Heating | Natural Gas | HVAC - Energy Recovery Ventilator | A | Integrated Unit Energy Savings (kWh or therms) | Achievable Technical Potential | 0 | 0 | 0.20571 | 0.2043 | 0.20276 | 0.2011 | 0.19929 | 0.19765 | 0.19587 | 0.19396 | 0.19195 | 0.18985 | 0.1877 | 0.18557 | 0.18345 | 0.18138 | 0.17937 | 0.1778 | 0.17634 | 0.17499 | 0.17375 | 0.17261 | 0.1716 | 0.17064 | 0.1697 | 0.16877 | 0.16788
F2_Industrial_Industrial - WA_Existing_Space Heating_Natural Gas_HVAC - Energy Recovery Ventilator_A_Achievable Technical Potential | F2 | Industrial | Industrial - WA | Existing | Space Heating | Natural Gas | HVAC - Energy Recovery Ventilator | A | Integrated Unit Summer Peak Savings (kW) | Achievable Technical Potential | 0 | 0 | 0 | 0 | 0 | 0 | 0 | 0 | 0 | 0 | 0 | 0 | 0 | 0 | 0 | 0 | 0 | 0 | 0 | 0 | 0 | 0 | 0 | 0 | 0 | 0 | 0
F3_Industrial_Industrial - WA_Existing_Space Heating_Natural Gas_HVAC - Energy Recovery Ventilator_A_Achievable Technical Potential | F3 | Industrial | Industrial - WA | Existing | Space Heating | Natural Gas | HVAC - Energy Recovery Ventilator | A | Integrated Unit Winter Peak Savings (kW) | Achievable Technical Potential | 0 | 0 | 0 | 0 | 0 | 0 | 0 | 0 | 0 | 0 | 0 | 0 | 0 | 0 | 0 | 0 | 0 | 0 | 0 | 0 | 0 | 0 | 0 | 0 | 0 | 0 | 0
F4_Industrial_Industrial - WA_Existing_Space Heating_Natural Gas_HVAC - Energy Recovery Ventilator_A_Achievable Technical Potential | F4 | Industrial | Industrial - WA | Existing | Space Heating | Natural Gas | HVAC - Energy Recovery Ventilator | A | Incremental Energy Savings (MWh or mTherms) | Achievable Technical Potential | 0 | 0 | 0.10604 | 0.1035 | 0.10095 | 0.098393 | 0.095828 | 0.093399 | 0.090962 | 0.088524 | 0.086095 | 0.083686 | 0.081312 | 0.079004 | 0.076755 | 0.074578 | 0.072479 | 0.070609 | 0.068819 | 0.067117 | 0.065491 | 0.063939 | 0 | 0 | 0 | 0 | 0
F5_Industrial_Industrial - WA_Existing_Space Heating_Natural Gas_HVAC - Energy Recovery Ventilator_A_Achievable Technical Potential | F5 | Industrial | Industrial - WA | Existing | Space Heating | Natural Gas | HVAC - Energy Recovery Ventilator | A | Incremental Summer Peak Savings (MW) | Achievable Technical Potential | 0 | 0 | 0 | 0 | 0 | 0 | 0 | 0 | 0 | 0 | 0 | 0 | 0 | 0 | 0 | 0 | 0 | 0 | 0 | 0 | 0 | 0 | 0 | 0 | 0 | 0 | 0
F6_Industrial_Industrial - WA_Existing_Space Heating_Natural Gas_HVAC - Energy Recovery Ventilator_A_Achievable Technical Potential | F6 | Industrial | Industrial - WA | Existing | Space Heating | Natural Gas | HVAC - Energy Recovery Ventilator | A | Incremental Winter Peak Savings (MW) | Achievable Technical Potential | 0 | 0 | 0 | 0 | 0 | 0 | 0 | 0 | 0 | 0 | 0 | 0 | 0 | 0 | 0 | 0 | 0 | 0 | 0 | 0 | 0 | 0 | 0 | 0 | 0 | 0 | 0
F7_Industrial_Industrial - WA_Existing_Space Heating_Natural Gas_HVAC - Energy Recovery Ventilator_A_Achievable Technical Potential | F7 | Industrial | Industrial - WA | Existing | Space Heating | Natural Gas | HVAC - Energy Recovery Ventilator | A | Cumulative Energy Savings (MWh or mTherms) | Achievable Technical Potential | 0 | 0 | 0.10604 | 0.20881 | 0.30819 | 0.40405 | 0.49625 | 0.58555 | 0.67125 | 0.75324 | 0.83151 | 0.90611 | 0.97717 | 1.0451 | 1.1099 | 1.1719 | 1.2314 | 1.2913 | 1.3495 | 1.4063 | 1.4618 | 1.5161 | 1.5073 | 1.4988 | 1.4906 | 1.4825 | 1.4746
F8_Industrial_Industrial - WA_Existing_Space Heating_Natural Gas_HVAC - Energy Recovery Ventilator_A_Achievable Technical Potential | F8 | Industrial | Industrial - WA | Existing | Space Heating | Natural Gas | HVAC - Energy Recovery Ventilator | A | Cumulative Summer Peak Savings (MW) | Achievable Technical Potential | 0 | 0 | 0 | 0 | 0 | 0 | 0 | 0 | 0 | 0 | 0 | 0 | 0 | 0 | 0 | 0 | 0 | 0 | 0 | 0 | 0 | 0 | 0 | 0 | 0 | 0 | 0
F9_Industrial_Industrial - WA_Existing_Space Heating_Natural Gas_HVAC - Energy Recovery Ventilator_A_Achievable Technical Potential | F9 | Industrial | Industrial - WA | Existing | Space Heating | Natural Gas | HVAC - Energy Recovery Ventilator | A | Cumulative Winter Peak Savings (MW) | Achievable Technical Potential | 0 | 0 | 0 | 0 | 0 | 0 | 0 | 0 | 0 | 0 | 0 | 0 | 0 | 0 | 0 | 0 | 0 | 0 | 0 | 0 | 0 | 0 | 0 | 0 | 0 | 0 | 0
F10_Industrial_Industrial - WA_Existing_Space Heating_Natural Gas_HVAC - Energy Recovery Ventilator_A_Achievable Technical Potential | F10 | Industrial | Industrial - WA | Existing | Space Heating | Natural Gas | HVAC - Energy Recovery Ventilator | A | Purchases (Incremental) | Achievable Technical Potential | 0 | 0 | 515.4871 | 506.5994 | 497.865 | 489.2811 | 480.8452 | 472.5548 | 464.4073 | 456.4002 | 448.5313 | 440.798 | 433.198 | 425.7291 | 418.3889 | 411.1753 | 404.0861 | 397.1191 | 390.2722 | 383.5434 | 376.9306 | 370.4318 | 0 | 0 | 0 | 0 | 0
F11_Industrial_Industrial - WA_Existing_Space Heating_Natural Gas_HVAC - Energy Recovery Ventilator_A_Achievable Technical Potential | F11 | Industrial | Industrial - WA | Existing | Space Heating | Natural Gas | HVAC - Energy Recovery Ventilator | A | Purchases (Cumulative) | Achievable Technical Potential | 0 | 0 | 515.4871 | 1022.0866 | 1519.9515 | 2009.2326 | 2490.0778 | 2962.6325 | 3427.0398 | 3883.4401 | 4331.9713 | 4772.7693 | 5205.9673 | 5631.6964 | 6050.0853 | 6461.2606 | 6865.3467 | 7262.4658 | 7652.738 | 8036.2814 | 8413.212 | 8783.6437 | 8783.6437 | 8783.6437 | 8783.6437 | 8783.6437 | 8783.6437
F1_Industrial_Industrial - WA_Existing_Space Heating_Natural Gas_Thermostat - Connected_A_Achievable Technical Potential | F1 | Industrial | Industrial - WA | Existing | Space Heating | Natural Gas | Thermostat - Connected | A | Integrated Unit Energy Savings (kWh or therms) | Achievable Technical Potential | 0 | 0 | 7346.0046 | 7330.5382 | 7312.9188 | 7293.5193 | 7272.5407 | 7250.3285 | 7227.4769 | 7204.2381 | 7180.8847 | 7157.5385 | 7134.1432 | 7110.4634 | 7086.1189 | 7060.6597 | 7033.67 | 7005.3663 | 6975.8325 | 6946.41 | 6916.9955 | 6889.1903 | 6863.2087 | 6838.8221 | 6815.6593 | 6793.2759 | 6771.9843
F2_Industrial_Industrial - WA_Existing_Space Heating_Natural Gas_Thermostat - Connected_A_Achievable Technical Potential | F2 | Industrial | Industrial - WA | Existing | Space Heating | Natural Gas | Thermostat - Connected | A | Integrated Unit Summer Peak Savings (kW) | Achievable Technical Potential | 0 | 0 | 0 | 0 | 0 | 0 | 0 | 0 | 0 | 0 | 0 | 0 | 0 | 0 | 0 | 0 | 0 | 0 | 0 | 0 | 0 | 0 | 0 | 0 | 0 | 0 | 0
F3_Industrial_Industrial - WA_Existing_Space Heating_Natural Gas_Thermostat - Connected_A_Achievable Technical Potential | F3 | Industrial | Industrial - WA | Existing | Space Heating | Natural Gas | Thermostat - Connected | A | Integrated Unit Winter Peak Savings (kW) | Achievable Technical Potential | 0 | 0 | 0 | 0 | 0 | 0 | 0 | 0 | 0 | 0 | 0 | 0 | 0 | 0 | 0 | 0 | 0 | 0 | 0 | 0 | 0 | 0 | 0 | 0 | 0 | 0 | 0
F4_Industrial_Industrial - WA_Existing_Space Heating_Natural Gas_Thermostat - Connected_A_Achievable Technical Potential | F4 | Industrial | Industrial - WA | Existing | Space Heating | Natural Gas | Thermostat - Connected | A | Incremental Energy Savings (MWh or mTherms) | Achievable Technical Potential | 0 | 0 | 0.25891 | 0.25391 | 0.24893 | 0.24399 | 0.23909 | 0 | 0 | 0 | 0 | 0 | 0 | 0 | 0 | 0 | 0 | 0 | 0 | 0 | 0 | 0 | 0 | 0 | 0 | 0 | 0
F5_Industrial_Industrial - WA_Existing_Space Heating_Natural Gas_Thermostat - Connected_A_Achievable Technical Potential | F5 | Industrial | Industrial - WA | Existing | Space Heating | Natural Gas | Thermostat - Connected | A | Incremental Summer Peak Savings (MW) | Achievable Technical Potential | 0 | 0 | 0 | 0 | 0 | 0 | 0 | 0 | 0 | 0 | 0 | 0 | 0 | 0 | 0 | 0 | 0 | 0 | 0 | 0 | 0 | 0 | 0 | 0 | 0 | 0 | 0
F6_Industrial_Industrial - WA_Existing_Space Heating_Natural Gas_Thermostat - Connected_A_Achievable Technical Potential | F6 | Industrial | Industrial - WA | Existing | Space Heating | Natural Gas | Thermostat - Connected | A | Incremental Winter Peak Savings (MW) | Achievable Technical Potential | 0 | 0 | 0 | 0 | 0 | 0 | 0 | 0 | 0 | 0 | 0 | 0 | 0 | 0 | 0 | 0 | 0 | 0 | 0 | 0 | 0 | 0 | 0 | 0 | 0 | 0 | 0
F7_Industrial_Industrial - WA_Existing_Space Heating_Natural Gas_Thermostat - Connected_A_Achievable Technical Potential | F7 | Industrial | Industrial - WA | Existing | Space Heating | Natural Gas | Thermostat - Connected | A | Cumulative Energy Savings (MWh or mTherms) | Achievable Technical Potential | 0 | 0 | 0.25891 | 0.51227 | 0.75997 | 1.0019 | 1.2382 | 1.2344 | 1.2305 | 1.2265 | 1.2225 | 1.2186 | 1.2146 | 1.2106 | 1.2064 | 1.2021 | 1.1975 | 1.1927 | 1.1876 | 1.1826 | 1.1776 | 1.1729 | 1.1685 | 1.1643 | 1.1604 | 1.1566 | 1.1529
F8_Industrial_Industrial - WA_Existing_Space Heating_Natural Gas_Thermostat - Connected_A_Achievable Technical Potential | F8 | Industrial | Industrial - WA | Existing | Space Heating | Natural Gas | Thermostat - Connected | A | Cumulative Summer Peak Savings (MW) | Achievable Technical Potential | 0 | 0 | 0 | 0 | 0 | 0 | 0 | 0 | 0 | 0 | 0 | 0 | 0 | 0 | 0 | 0 | 0 | 0 | 0 | 0 | 0 | 0 | 0 | 0 | 0 | 0 | 0
F9_Industrial_Industrial - WA_Existing_Space Heating_Natural Gas_Thermostat - Connected_A_Achievable Technical Potential | F9 | Industrial | Industrial - WA | Existing | Space Heating | Natural Gas | Thermostat - Connected | A | Cumulative Winter Peak Savings (MW) | Achievable Technical Potential | 0 | 0 | 0 | 0 | 0 | 0 | 0 | 0 | 0 | 0 | 0 | 0 | 0 | 0 | 0 | 0 | 0 | 0 | 0 | 0 | 0 | 0 | 0 | 0 | 0 | 0 | 0
F10_Industrial_Industrial - WA_Existing_Space Heating_Natural Gas_Thermostat - Connected_A_Achievable Technical Potential | F10 | Industrial | Industrial - WA | Existing | Space Heating | Natural Gas | Thermostat - Connected | A | Purchases (Incremental) | Achievable Technical Potential | 0 | 0 | 0.035245 | 0.034637 | 0.03404 | 0.033453 | 0.032876 | 0 | 0 | 0 | 0 | 0 | 0 | 0 | 0 | 0 | 0 | 0 | 0 | 0 | 0 | 0 | 0 | 0 | 0 | 0 | 0
F11_Industrial_Industrial - WA_Existing_Space Heating_Natural Gas_Thermostat - Connected_A_Achievable Technical Potential | F11 | Industrial | Industrial - WA | Existing | Space Heating | Natural Gas | Thermostat - Connected | A | Purchases (Cumulative) | Achievable Technical Potential | 0 | 0 | 0.035245 | 0.069882 | 0.10392 | 0.13737 | 0.17025 | 0.17025 | 0.17025 | 0.17025 | 0.17025 | 0.17025 | 0.17025 | 0.17025 | 0.17025 | 0.17025 | 0.17025 | 0.17025 | 0.17025 | 0.17025 | 0.17025 | 0.17025 | 0.17025 | 0.17025 | 0.17025 | 0.17025 | 0.17025
F1_Industrial_Industrial - WA_Existing_Space Heating_Natural Gas_Gas Boiler - Maintenance_A_Achievable Technical Potential | F1 | Industrial | Industrial - WA | Existing | Space Heating | Natural Gas | Gas Boiler - Maintenance | A | Integrated Unit Energy Savings (kWh or therms) | Achievable Technical Potential | 0 | 0 | 0.6915 | 0.68511 | 0.67835 | 0.67119 | 0.66352 | 0.6564 | 0.64884 | 0.64083 | 0.63239 | 0.62359 | 0.61466 | 0.60579 | 0.59702 | 0.58854 | 0.58049 | 0.5742 | 0.56849 | 0.56336 | 0.55871 | 0.55445 | 0.55117 | 0.54796 | 0.54481 | 0.54166 | 0.53856
F2_Industrial_Industrial - WA_Existing_Space Heating_Natural Gas_Gas Boiler - Maintenance_A_Achievable Technical Potential | F2 | Industrial | Industrial - WA | Existing | Space Heating | Natural Gas | Gas Boiler - Maintenance | A | Integrated Unit Summer Peak Savings (kW) | Achievable Technical Potential | 0 | 0 | 0 | 0 | 0 | 0 | 0 | 0 | 0 | 0 | 0 | 0 | 0 | 0 | 0 | 0 | 0 | 0 | 0 | 0 | 0 | 0 | 0 | 0 | 0 | 0 | 0
F3_Industrial_Industrial - WA_Existing_Space Heating_Natural Gas_Gas Boiler - Maintenance_A_Achievable Technical Potential | F3 | Industrial | Industrial - WA | Existing | Space Heating | Natural Gas | Gas Boiler - Maintenance | A | Integrated Unit Winter Peak Savings (kW) | Achievable Technical Potential | 0 | 0 | 0 | 0 | 0 | 0 | 0 | 0 | 0 | 0 | 0 | 0 | 0 | 0 | 0 | 0 | 0 | 0 | 0 | 0 | 0 | 0 | 0 | 0 | 0 | 0 | 0
F4_Industrial_Industrial - WA_Existing_Space Heating_Natural Gas_Gas Boiler - Maintenance_A_Achievable Technical Potential | F4 | Industrial | Industrial - WA | Existing | Space Heating | Natural Gas | Gas Boiler - Maintenance | A | Incremental Energy Savings (MWh or mTherms) | Achievable Technical Potential | 0 | 0 | 0.028903 | 0.019726 | 0.013288 | 0 | 0 | 0 | 0 | 0 | 0 | 0 | 0 | 0 | 0 | 0 | 0 | 0 | 0 | 0 | 0 | 0 | 0 | 0 | 0 | 0 | 0
F5_Industrial_Industrial - WA_Existing_Space Heating_Natural Gas_Gas Boiler - Maintenance_A_Achievable Technical Potential | F5 | Industrial | Industrial - WA | Existing | Space Heating | Natural Gas | Gas Boiler - Maintenance | A | Incremental Summer Peak Savings (MW) | Achievable Technical Potential | 0 | 0 | 0 | 0 | 0 | 0 | 0 | 0 | 0 | 0 | 0 | 0 | 0 | 0 | 0 | 0 | 0 | 0 | 0 | 0 | 0 | 0 | 0 | 0 | 0 | 0 | 0
F6_Industrial_Industrial - WA_Existing_Space Heating_Natural Gas_Gas Boiler - Maintenance_A_Achievable Technical Potential | F6 | Industrial | Industrial - WA | Existing | Space Heating | Natural Gas | Gas Boiler - Maintenance | A | Incremental Winter Peak Savings (MW) | Achievable Technical Potential | 0 | 0 | 0 | 0 | 0 | 0 | 0 | 0 | 0 | 0 | 0 | 0 | 0 | 0 | 0 | 0 | 0 | 0 | 0 | 0 | 0 | 0 | 0 | 0 | 0 | 0 | 0
F7_Industrial_Industrial - WA_Existing_Space Heating_Natural Gas_Gas Boiler - Maintenance_A_Achievable Technical Potential | F7 | Industrial | Industrial - WA | Existing | Space Heating | Natural Gas | Gas Boiler - Maintenance | A | Cumulative Energy Savings (MWh or mTherms) | Achievable Technical Potential | 0 | 0 | 0.028903 | 0.048362 | 0.061173 | 0.060526 | 0.059835 | 0.059193 | 0.058511 | 0.057789 | 0.057027 | 0.056235 | 0.055429 | 0.054629 | 0.053838 | 0.053073 | 0.052348 | 0.05178 | 0.051265 | 0.050802 | 0.050383 | 0.049999 | 0.049703 | 0.049414 | 0.04913 | 0.048846 | 0.048567
F8_Industrial_Industrial - WA_Existing_Space Heating_Natural Gas_Gas Boiler - Maintenance_A_Achievable Technical Potential | F8 | Industrial | Industrial - WA | Existing | Space Heating | Natural Gas | Gas Boiler - Maintenance | A | Cumulative Summer Peak Savings (MW) | Achievable Technical Potential | 0 | 0 | 0 | 0 | 0 | 0 | 0 | 0 | 0 | 0 | 0 | 0 | 0 | 0 | 0 | 0 | 0 | 0 | 0 | 0 | 0 | 0 | 0 | 0 | 0 | 0 | 0
F9_Industrial_Industrial - WA_Existing_Space Heating_Natural Gas_Gas Boiler - Maintenance_A_Achievable Technical Potential | F9 | Industrial | Industrial - WA | Existing | Space Heating | Natural Gas | Gas Boiler - Maintenance | A | Cumulative Winter Peak Savings (MW) | Achievable Technical Potential | 0 | 0 | 0 | 0 | 0 | 0 | 0 | 0 | 0 | 0 | 0 | 0 | 0 | 0 | 0 | 0 | 0 | 0 | 0 | 0 | 0 | 0 | 0 | 0 | 0 | 0 | 0
F10_Industrial_Industrial - WA_Existing_Space Heating_Natural Gas_Gas Boiler - Maintenance_A_Achievable Technical Potential | F10 | Industrial | Industrial - WA | Existing | Space Heating | Natural Gas | Gas Boiler - Maintenance | A | Purchases (Incremental) | Achievable Technical Potential | 0 | 0 | 41.798 | 28.792 | 19.5881 | 0 | 0 | 0 | 0 | 0 | 0 | 0 | 0 | 0 | 0 | 0 | 0 | 0 | 0 | 0 | 0 | 0 | 0 | 0 | 0 | 0 | 0
F11_Industrial_Industrial - WA_Existing_Space Heating_Natural Gas_Gas Boiler - Maintenance_A_Achievable Technical Potential | F11 | Industrial | Industrial - WA | Existing | Space Heating | Natural Gas | Gas Boiler - Maintenance | A | Purchases (Cumulative) | Achievable Technical Potential | 0 | 0 | 41.798 | 70.5899 | 90.178 | 90.178 | 90.178 | 90.178 | 90.178 | 90.178 | 90.178 | 90.178 | 90.178 | 90.178 | 90.178 | 90.178 | 90.178 | 90.178 | 90.178 | 90.178 | 90.178 | 90.178 | 90.178 | 90.178 | 90.178 | 90.178 | 90.178
F1_Industrial_Industrial - WA_Existing_Space Heating_Natural Gas_Gas Furnace - Maintenance_A_Achievable Technical Potential | F1 | Industrial | Industrial - WA | Existing | Space Heating | Natural Gas | Gas Furnace - Maintenance | A | Integrated Unit Energy Savings (kWh or therms) | Achievable Technical Potential | 0 | 0 | 0.69449 | 0.68844 | 0.68166 | 0.67419 | 0.66592 | 0.65791 | 0.64924 | 0.63989 | 0.62994 | 0.61948 | 0.60876 | 0.59799 | 0.58724 | 0.5767 | 0.56654 | 0.55804 | 0.55006 | 0.54285 | 0.53626 | 0.53023 | 0.5253 | 0.52058 | 0.51605 | 0.51166 | 0.50743
F2_Industrial_Industrial - WA_Existing_Space Heating_Natural Gas_Gas Furnace - Maintenance_A_Achievable Technical Potential | F2 | Industrial | Industrial - WA | Existing | Space Heating | Natural Gas | Gas Furnace - Maintenance | A | Integrated Unit Summer Peak Savings (kW) | Achievable Technical Potential | 0 | 0 | 0 | 0 | 0 | 0 | 0 | 0 | 0 | 0 | 0 | 0 | 0 | 0 | 0 | 0 | 0 | 0 | 0 | 0 | 0 | 0 | 0 | 0 | 0 | 0 | 0
F3_Industrial_Industrial - WA_Existing_Space Heating_Natural Gas_Gas Furnace - Maintenance_A_Achievable Technical Potential | F3 | Industrial | Industrial - WA | Existing | Space Heating | Natural Gas | Gas Furnace - Maintenance | A | Integrated Unit Winter Peak Savings (kW) | Achievable Technical Potential | 0 | 0 | 0 | 0 | 0 | 0 | 0 | 0 | 0 | 0 | 0 | 0 | 0 | 0 | 0 | 0 | 0 | 0 | 0 | 0 | 0 | 0 | 0 | 0 | 0 | 0 | 0
F4_Industrial_Industrial - WA_Existing_Space Heating_Natural Gas_Gas Furnace - Maintenance_A_Achievable Technical Potential | F4 | Industrial | Industrial - WA | Existing | Space Heating | Natural Gas | Gas Furnace - Maintenance | A | Incremental Energy Savings (MWh or mTherms) | Achievable Technical Potential | 0 | 0 | 0.01819 | 0.01242 | 0.0083668 | 0 | 0 | 0 | 0 | 0 | 0 | 0 | 0 | 0 | 0 | 0 | 0 | 0 | 0 | 0 | 0 | 0 | 0 | 0 | 0 | 0 | 0
F5_Industrial_Industrial - WA_Existing_Space Heating_Natural Gas_Gas Furnace - Maintenance_A_Achievable Technical Potential | F5 | Industrial | Industrial - WA | Existing | Space Heating | Natural Gas | Gas Furnace - Maintenance | A | Incremental Summer Peak Savings (MW) | Achievable Technical Potential | 0 | 0 | 0 | 0 | 0 | 0 | 0 | 0 | 0 | 0 | 0 | 0 | 0 | 0 | 0 | 0 | 0 | 0 | 0 | 0 | 0 | 0 | 0 | 0 | 0 | 0 | 0
F6_Industrial_Industrial - WA_Existing_Space Heating_Natural Gas_Gas Furnace - Maintenance_A_Achievable Technical Potential | F6 | Industrial | Industrial - WA | Existing | Space Heating | Natural Gas | Gas Furnace - Maintenance | A | Incremental Winter Peak Savings (MW) | Achievable Technical Potential | 0 | 0 | 0 | 0 | 0 | 0 | 0 | 0 | 0 | 0 | 0 | 0 | 0 | 0 | 0 | 0 | 0 | 0 | 0 | 0 | 0 | 0 | 0 | 0 | 0 | 0 | 0
F7_Industrial_Industrial - WA_Existing_Space Heating_Natural Gas_Gas Furnace - Maintenance_A_Achievable Technical Potential | F7 | Industrial | Industrial - WA | Existing | Space Heating | Natural Gas | Gas Furnace - Maintenance | A | Cumulative Energy Savings (MWh or mTherms) | Achievable Technical Potential | 0 | 0 | 0.01819 | 0.030451 | 0.038519 | 0.038096 | 0.037629 | 0.037176 | 0.036686 | 0.036158 | 0.035596 | 0.035005 | 0.034399 | 0.033791 | 0.033183 | 0.032588 | 0.032013 | 0.031533 | 0.031082 | 0.030674 | 0.030302 | 0.029961 | 0.029683 | 0.029416 | 0.02916 | 0.028912 | 0.028673
F8_Industrial_Industrial - WA_Existing_Space Heating_Natural Gas_Gas Furnace - Maintenance_A_Achievable Technical Potential | F8 | Industrial | Industrial - WA | Existing | Space Heating | Natural Gas | Gas Furnace - Maintenance | A | Cumulative Summer Peak Savings (MW) | Achievable Technical Potential | 0 | 0 | 0 | 0 | 0 | 0 | 0 | 0 | 0 | 0 | 0 | 0 | 0 | 0 | 0 | 0 | 0 | 0 | 0 | 0 | 0 | 0 | 0 | 0 | 0 | 0 | 0
F9_Industrial_Industrial - WA_Existing_Space Heating_Natural Gas_Gas Furnace - Maintenance_A_Achievable Technical Potential | F9 | Industrial | Industrial - WA | Existing | Space Heating | Natural Gas | Gas Furnace - Maintenance | A | Cumulative Winter Peak Savings (MW) | Achievable Technical Potential | 0 | 0 | 0 | 0 | 0 | 0 | 0 | 0 | 0 | 0 | 0 | 0 | 0 | 0 | 0 | 0 | 0 | 0 | 0 | 0 | 0 | 0 | 0 | 0 | 0 | 0 | 0
F10_Industrial_Industrial - WA_Existing_Space Heating_Natural Gas_Gas Furnace - Maintenance_A_Achievable Technical Potential | F10 | Industrial | Industrial - WA | Existing | Space Heating | Natural Gas | Gas Furnace - Maintenance | A | Purchases (Incremental) | Achievable Technical Potential | 0 | 0 | 26.1911 | 18.0414 | 12.2741 | 0 | 0 | 0 | 0 | 0 | 0 | 0 | 0 | 0 | 0 | 0 | 0 | 0 | 0 | 0 | 0 | 0 | 0 | 0 | 0 | 0 | 0
F11_Industrial_Industrial - WA_Existing_Space Heating_Natural Gas_Gas Furnace - Maintenance_A_Achievable Technical Potential | F11 | Industrial | Industrial - WA | Existing | Space Heating | Natural Gas | Gas Furnace - Maintenance | A | Purchases (Cumulative) | Achievable Technical Potential | 0 | 0 | 26.1911 | 44.2325 | 56.5067 | 56.5067 | 56.5067 | 56.5067 | 56.5067 | 56.5067 | 56.5067 | 56.5067 | 56.5067 | 56.5067 | 56.5067 | 56.5067 | 56.5067 | 56.5067 | 56.5067 | 56.5067 | 56.5067 | 56.5067 | 56.5067 | 56.5067 | 56.5067 | 56.5067 | 56.5067
F1_Industrial_Industrial - WA_Existing_Space Heating_Natural Gas_Gas Furnace - Tube Inserts_A_Achievable Technical Potential | F1 | Industrial | Industrial - WA | Existing | Space Heating | Natural Gas | Gas Furnace - Tube Inserts | A | Integrated Unit Energy Savings (kWh or therms) | Achievable Technical Potential | 0 | 0 | 0 | 0 | 0 | 0 | 0 | 0 | 0 | 0 | 0 | 0 | 0 | 0 | 0 | 0 | 0 | 0 | 0 | 0 | 0 | 0 | 0 | 0 | 0 | 0 | 0
F2_Industrial_Industrial - WA_Existing_Space Heating_Natural Gas_Gas Furnace - Tube Inserts_A_Achievable Technical Potential | F2 | Industrial | Industrial - WA | Existing | Space Heating | Natural Gas | Gas Furnace - Tube Inserts | A | Integrated Unit Summer Peak Savings (kW) | Achievable Technical Potential | 0 | 0 | 0 | 0 | 0 | 0 | 0 | 0 | 0 | 0 | 0 | 0 | 0 | 0 | 0 | 0 | 0 | 0 | 0 | 0 | 0 | 0 | 0 | 0 | 0 | 0 | 0
F3_Industrial_Industrial - WA_Existing_Space Heating_Natural Gas_Gas Furnace - Tube Inserts_A_Achievable Technical Potential | F3 | Industrial | Industrial - WA | Existing | Space Heating | Natural Gas | Gas Furnace - Tube Inserts | A | Integrated Unit Winter Peak Savings (kW) | Achievable Technical Potential | 0 | 0 | 0 | 0 | 0 | 0 | 0 | 0 | 0 | 0 | 0 | 0 | 0 | 0 | 0 | 0 | 0 | 0 | 0 | 0 | 0 | 0 | 0 | 0 | 0 | 0 | 0
F4_Industrial_Industrial - WA_Existing_Space Heating_Natural Gas_Gas Furnace - Tube Inserts_A_Achievable Technical Potential | F4 | Industrial | Industrial - WA | Existing | Space Heating | Natural Gas | Gas Furnace - Tube Inserts | A | Incremental Energy Savings (MWh or mTherms) | Achievable Technical Potential | 0 | 0 | 0 | 0 | 0 | 0 | 0 | 0 | 0 | 0 | 0 | 0 | 0 | 0 | 0 | 0 | 0 | 0 | 0 | 0 | 0 | 0 | 0 | 0 | 0 | 0 | 0
F5_Industrial_Industrial - WA_Existing_Space Heating_Natural Gas_Gas Furnace - Tube Inserts_A_Achievable Technical Potential | F5 | Industrial | Industrial - WA | Existing | Space Heating | Natural Gas | Gas Furnace - Tube Inserts | A | Incremental Summer Peak Savings (MW) | Achievable Technical Potential | 0 | 0 | 0 | 0 | 0 | 0 | 0 | 0 | 0 | 0 | 0 | 0 | 0 | 0 | 0 | 0 | 0 | 0 | 0 | 0 | 0 | 0 | 0 | 0 | 0 | 0 | 0
F6_Industrial_Industrial - WA_Existing_Space Heating_Natural Gas_Gas Furnace - Tube Inserts_A_Achievable Technical Potential | F6 | Industrial | Industrial - WA | Existing | Space Heating | Natural Gas | Gas Furnace - Tube Inserts | A | Incremental Winter Peak Savings (MW) | Achievable Technical Potential | 0 | 0 | 0 | 0 | 0 | 0 | 0 | 0 | 0 | 0 | 0 | 0 | 0 | 0 | 0 | 0 | 0 | 0 | 0 | 0 | 0 | 0 | 0 | 0 | 0 | 0 | 0
F7_Industrial_Industrial - WA_Existing_Space Heating_Natural Gas_Gas Furnace - Tube Inserts_A_Achievable Technical Potential | F7 | Industrial | Industrial - WA | Existing | Space Heating | Natural Gas | Gas Furnace - Tube Inserts | A | Cumulative Energy Savings (MWh or mTherms) | Achievable Technical Potential | 0 | 0 | 0 | 0 | 0 | 0 | 0 | 0 | 0 | 0 | 0 | 0 | 0 | 0 | 0 | 0 | 0 | 0 | 0 | 0 | 0 | 0 | 0 | 0 | 0 | 0 | 0
F8_Industrial_Industrial - WA_Existing_Space Heating_Natural Gas_Gas Furnace - Tube Inserts_A_Achievable Technical Potential | F8 | Industrial | Industrial - WA | Existing | Space Heating | Natural Gas | Gas Furnace - Tube Inserts | A | Cumulative Summer Peak Savings (MW) | Achievable Technical Potential | 0 | 0 | 0 | 0 | 0 | 0 | 0 | 0 | 0 | 0 | 0 | 0 | 0 | 0 | 0 | 0 | 0 | 0 | 0 | 0 | 0 | 0 | 0 | 0 | 0 | 0 | 0
F9_Industrial_Industrial - WA_Existing_Space Heating_Natural Gas_Gas Furnace - Tube Inserts_A_Achievable Technical Potential | F9 | Industrial | Industrial - WA | Existing | Space Heating | Natural Gas | Gas Furnace - Tube Inserts | A | Cumulative Winter Peak Savings (MW) | Achievable Technical Potential | 0 | 0 | 0 | 0 | 0 | 0 | 0 | 0 | 0 | 0 | 0 | 0 | 0 | 0 | 0 | 0 | 0 | 0 | 0 | 0 | 0 | 0 | 0 | 0 | 0 | 0 | 0
F10_Industrial_Industrial - WA_Existing_Space Heating_Natural Gas_Gas Furnace - Tube Inserts_A_Achievable Technical Potential | F10 | Industrial | Industrial - WA | Existing | Space Heating | Natural Gas | Gas Furnace - Tube Inserts | A | Purchases (Incremental) | Achievable Technical Potential | 0 | 0 | 0 | 0 | 0 | 0 | 0 | 0 | 0 | 0 | 0 | 0 | 0 | 0 | 0 | 0 | 0 | 0 | 0 | 0 | 0 | 0 | 0 | 0 | 0 | 0 | 0
F11_Industrial_Industrial - WA_Existing_Space Heating_Natural Gas_Gas Furnace - Tube Inserts_A_Achievable Technical Potential | F11 | Industrial | Industrial - WA | Existing | Space Heating | Natural Gas | Gas Furnace - Tube Inserts | A | Purchases (Cumulative) | Achievable Technical Potential | 0 | 0 | 0 | 0 | 0 | 0 | 0 | 0 | 0 | 0 | 0 | 0 | 0 | 0 | 0 | 0 | 0 | 0 | 0 | 0 | 0 | 0 | 0 | 0 | 0 | 0 | 0
F1_Industrial_Industrial - WA_Existing_Space Heating_Natural Gas_Gas Boiler - Burner Control Optimization_A_Achievable Technical Potential | F1 | Industrial | Industrial - WA | Existing | Space Heating | Natural Gas | Gas Boiler - Burner Control Optimization | A | Integrated Unit Energy Savings (kWh or therms) | Achievable Technical Potential | 0 | 0 | 0.33491 | 0.33256 | 0.33013 | 0.32764 | 0.32509 | 0.323 | 0.3209 | 0.31883 | 0.31679 | 0.31482 | 0.31291 | 0.31107 | 0.30926 | 0.30746 | 0.30564 | 0.30441 | 0.30316 | 0.30189 | 0.30059 | 0.29935 | 0.29815 | 0.297 | 0.29589 | 0.29479 | 0.29371
F2_Industrial_Industrial - WA_Existing_Space Heating_Natural Gas_Gas Boiler - Burner Control Optimization_A_Achievable Technical Potential | F2 | Industrial | Industrial - WA | Existing | Space Heating | Natural Gas | Gas Boiler - Burner Control Optimization | A | Integrated Unit Summer Peak Savings (kW) | Achievable Technical Potential | 0 | 0 | 0 | 0 | 0 | 0 | 0 | 0 | 0 | 0 | 0 | 0 | 0 | 0 | 0 | 0 | 0 | 0 | 0 | 0 | 0 | 0 | 0 | 0 | 0 | 0 | 0
F3_Industrial_Industrial - WA_Existing_Space Heating_Natural Gas_Gas Boiler - Burner Control Optimization_A_Achievable Technical Potential | F3 | Industrial | Industrial - WA | Existing | Space Heating | Natural Gas | Gas Boiler - Burner Control Optimization | A | Integrated Unit Winter Peak Savings (kW) | Achievable Technical Potential | 0 | 0 | 0 | 0 | 0 | 0 | 0 | 0 | 0 | 0 | 0 | 0 | 0 | 0 | 0 | 0 | 0 | 0 | 0 | 0 | 0 | 0 | 0 | 0 | 0 | 0 | 0
F4_Industrial_Industrial - WA_Existing_Space Heating_Natural Gas_Gas Boiler - Burner Control Optimization_A_Achievable Technical Potential | F4 | Industrial | Industrial - WA | Existing | Space Heating | Natural Gas | Gas Boiler - Burner Control Optimization | A | Incremental Energy Savings (MWh or mTherms) | Achievable Technical Potential | 0 | 0 | 0.0028007 | 0.0042962 | 0.0083827 | 0.014308 | 0.021703 | 0.029668 | 0.036868 | 0.041998 | 0.044165 | 0.043133 | 0.039324 | 0.033616 | 0.027048 | 0.020554 | 0.014796 | 0.010138 | 0.0066146 | 0.0041194 | 0 | 0 | 0 | 0 | 0 | 0 | 0
F5_Industrial_Industrial - WA_Existing_Space Heating_Natural Gas_Gas Boiler - Burner Control Optimization_A_Achievable Technical Potential | F5 | Industrial | Industrial - WA | Existing | Space Heating | Natural Gas | Gas Boiler - Burner Control Optimization | A | Incremental Summer Peak Savings (MW) | Achievable Technical Potential | 0 | 0 | 0 | 0 | 0 | 0 | 0 | 0 | 0 | 0 | 0 | 0 | 0 | 0 | 0 | 0 | 0 | 0 | 0 | 0 | 0 | 0 | 0 | 0 | 0 | 0 | 0
F6_Industrial_Industrial - WA_Existing_Space Heating_Natural Gas_Gas Boiler - Burner Control Optimization_A_Achievable Technical Potential | F6 | Industrial | Industrial - WA | Existing | Space Heating | Natural Gas | Gas Boiler - Burner Control Optimization | A | Incremental Winter Peak Savings (MW) | Achievable Technical Potential | 0 | 0 | 0 | 0 | 0 | 0 | 0 | 0 | 0 | 0 | 0 | 0 | 0 | 0 | 0 | 0 | 0 | 0 | 0 | 0 | 0 | 0 | 0 | 0 | 0 | 0 | 0
F7_Industrial_Industrial - WA_Existing_Space Heating_Natural Gas_Gas Boiler - Burner Control Optimization_A_Achievable Technical Potential | F7 | Industrial | Industrial - WA | Existing | Space Heating | Natural Gas | Gas Boiler - Burner Control Optimization | A | Cumulative Energy Savings (MWh or mTherms) | Achievable Technical Potential | 0 | 0 | 0.0028007 | 0.0070773 | 0.015408 | 0.0296 | 0.051073 | 0.080412 | 0.11676 | 0.158 | 0.20116 | 0.24304 | 0.28089 | 0.31285 | 0.33808 | 0.35667 | 0.36935 | 0.378 | 0.38306 | 0.38557 | 0.38392 | 0.38233 | 0.3808 | 0.37934 | 0.37791 | 0.3765 | 0.37513
F8_Industrial_Industrial - WA_Existing_Space Heating_Natural Gas_Gas Boiler - Burner Control Optimization_A_Achievable Technical Potential | F8 | Industrial | Industrial - WA | Existing | Space Heating | Natural Gas | Gas Boiler - Burner Control Optimization | A | Cumulative Summer Peak Savings (MW) | Achievable Technical Potential | 0 | 0 | 0 | 0 | 0 | 0 | 0 | 0 | 0 | 0 | 0 | 0 | 0 | 0 | 0 | 0 | 0 | 0 | 0 | 0 | 0 | 0 | 0 | 0 | 0 | 0 | 0
F9_Industrial_Industrial - WA_Existing_Space Heating_Natural Gas_Gas Boiler - Burner Control Optimization_A_Achievable Technical Potential | F9 | Industrial | Industrial - WA | Existing | Space Heating | Natural Gas | Gas Boiler - Burner Control Optimization | A | Cumulative Winter Peak Savings (MW) | Achievable Technical Potential | 0 | 0 | 0 | 0 | 0 | 0 | 0 | 0 | 0 | 0 | 0 | 0 | 0 | 0 | 0 | 0 | 0 | 0 | 0 | 0 | 0 | 0 | 0 | 0 | 0 | 0 | 0
F10_Industrial_Industrial - WA_Existing_Space Heating_Natural Gas_Gas Boiler - Burner Control Optimization_A_Achievable Technical Potential | F10 | Industrial | Industrial - WA | Existing | Space Heating | Natural Gas | Gas Boiler - Burner Control Optimization | A | Purchases (Incremental) | Achievable Technical Potential | 0 | 0 | 8.3627 | 12.9188 | 25.3921 | 43.67 | 66.7599 | 91.8524 | 114.8875 | 131.7245 | 139.4113 | 137.0077 | 125.6691 | 108.0646 | 87.46 | 66.8516 | 48.4098 | 33.3026 | 21.8189 | 13.6454 | 0 | 0 | 0 | 0 | 0 | 0 | 0
F11_Industrial_Industrial - WA_Existing_Space Heating_Natural Gas_Gas Boiler - Burner Control Optimization_A_Achievable Technical Potential | F11 | Industrial | Industrial - WA | Existing | Space Heating | Natural Gas | Gas Boiler - Burner Control Optimization | A | Purchases (Cumulative) | Achievable Technical Potential | 0 | 0 | 8.3627 | 21.2815 | 46.6736 | 90.3436 | 157.1036 | 248.956 | 363.8435 | 495.568 | 634.9794 | 771.9871 | 897.6562 | 1005.7209 | 1093.1809 | 1160.0325 | 1208.4423 | 1241.7449 | 1263.5638 | 1277.2092 | 1277.2092 | 1277.2092 | 1277.2092 | 1277.2092 | 1277.2092 | 1277.2092 | 1277.2092
F1_Industrial_Industrial - WA_Existing_Space Heating_Natural Gas_Gas Boiler - High Turndown Burner_A_Achievable Technical Potential | F1 | Industrial | Industrial - WA | Existing | Space Heating | Natural Gas | Gas Boiler - High Turndown Burner | A | Integrated Unit Energy Savings (kWh or therms) | Achievable Technical Potential | 0 | 0 | 1.1553 | 1.1476 | 1.1396 | 1.1315 | 1.1231 | 1.1163 | 1.1093 | 1.1025 | 1.0957 | 1.089 | 1.0826 | 1.0764 | 1.0703 | 1.0642 | 1.058 | 1.0538 | 1.0496 | 1.0452 | 1.0408 | 1.0366 | 1.0325 | 1.0286 | 1.0249 | 1.0211 | 1.0175
F2_Industrial_Industrial - WA_Existing_Space Heating_Natural Gas_Gas Boiler - High Turndown Burner_A_Achievable Technical Potential | F2 | Industrial | Industrial - WA | Existing | Space Heating | Natural Gas | Gas Boiler - High Turndown Burner | A | Integrated Unit Summer Peak Savings (kW) | Achievable Technical Potential | 0 | 0 | 0 | 0 | 0 | 0 | 0 | 0 | 0 | 0 | 0 | 0 | 0 | 0 | 0 | 0 | 0 | 0 | 0 | 0 | 0 | 0 | 0 | 0 | 0 | 0 | 0
F3_Industrial_Industrial - WA_Existing_Space Heating_Natural Gas_Gas Boiler - High Turndown Burner_A_Achievable Technical Potential | F3 | Industrial | Industrial - WA | Existing | Space Heating | Natural Gas | Gas Boiler - High Turndown Burner | A | Integrated Unit Winter Peak Savings (kW) | Achievable Technical Potential | 0 | 0 | 0 | 0 | 0 | 0 | 0 | 0 | 0 | 0 | 0 | 0 | 0 | 0 | 0 | 0 | 0 | 0 | 0 | 0 | 0 | 0 | 0 | 0 | 0 | 0 | 0
F4_Industrial_Industrial - WA_Existing_Space Heating_Natural Gas_Gas Boiler - High Turndown Burner_A_Achievable Technical Potential | F4 | Industrial | Industrial - WA | Existing | Space Heating | Natural Gas | Gas Boiler - High Turndown Burner | A | Incremental Energy Savings (MWh or mTherms) | Achievable Technical Potential | 0 | 0 | 0.059691 | 0.058272 | 0.05687 | 0.055489 | 0.054129 | 0.047585 | 0.03718 | 0.029049 | 0.022698 | 0.017737 | 0.013863 | 0.010837 | 0.0084715 | 0.0066224 | 0.0051763 | 0 | 0 | 0 | 0 | 0 | 0 | 0 | 0 | 0 | 0
F5_Industrial_Industrial - WA_Existing_Space Heating_Natural Gas_Gas Boiler - High Turndown Burner_A_Achievable Technical Potential | F5 | Industrial | Industrial - WA | Existing | Space Heating | Natural Gas | Gas Boiler - High Turndown Burner | A | Incremental Summer Peak Savings (MW) | Achievable Technical Potential | 0 | 0 | 0 | 0 | 0 | 0 | 0 | 0 | 0 | 0 | 0 | 0 | 0 | 0 | 0 | 0 | 0 | 0 | 0 | 0 | 0 | 0 | 0 | 0 | 0 | 0 | 0
F6_Industrial_Industrial - WA_Existing_Space Heating_Natural Gas_Gas Boiler - High Turndown Burner_A_Achievable Technical Potential | F6 | Industrial | Industrial - WA | Existing | Space Heating | Natural Gas | Gas Boiler - High Turndown Burner | A | Incremental Winter Peak Savings (MW) | Achievable Technical Potential | 0 | 0 | 0 | 0 | 0 | 0 | 0 | 0 | 0 | 0 | 0 | 0 | 0 | 0 | 0 | 0 | 0 | 0 | 0 | 0 | 0 | 0 | 0 | 0 | 0 | 0 | 0
F7_Industrial_Industrial - WA_Existing_Space Heating_Natural Gas_Gas Boiler - High Turndown Burner_A_Achievable Technical Potential | F7 | Industrial | Industrial - WA | Existing | Space Heating | Natural Gas | Gas Boiler - High Turndown Burner | A | Cumulative Energy Savings (MWh or mTherms) | Achievable Technical Potential | 0 | 0 | 0.059691 | 0.11757 | 0.17362 | 0.22786 | 0.28031 | 0.32619 | 0.36135 | 0.38815 | 0.40846 | 0.42373 | 0.43509 | 0.44343 | 0.44938 | 0.45344 | 0.45598 | 0.45418 | 0.45235 | 0.45048 | 0.44859 | 0.44676 | 0.44501 | 0.44333 | 0.4417 | 0.44009 | 0.43852
F8_Industrial_Industrial - WA_Existing_Space Heating_Natural Gas_Gas Boiler - High Turndown Burner_A_Achievable Technical Potential | F8 | Industrial | Industrial - WA | Existing | Space Heating | Natural Gas | Gas Boiler - High Turndown Burner | A | Cumulative Summer Peak Savings (MW) | Achievable Technical Potential | 0 | 0 | 0 | 0 | 0 | 0 | 0 | 0 | 0 | 0 | 0 | 0 | 0 | 0 | 0 | 0 | 0 | 0 | 0 | 0 | 0 | 0 | 0 | 0 | 0 | 0 | 0
F9_Industrial_Industrial - WA_Existing_Space Heating_Natural Gas_Gas Boiler - High Turndown Burner_A_Achievable Technical Potential | F9 | Industrial | Industrial - WA | Existing | Space Heating | Natural Gas | Gas Boiler - High Turndown Burner | A | Cumulative Winter Peak Savings (MW) | Achievable Technical Potential | 0 | 0 | 0 | 0 | 0 | 0 | 0 | 0 | 0 | 0 | 0 | 0 | 0 | 0 | 0 | 0 | 0 | 0 | 0 | 0 | 0 | 0 | 0 | 0 | 0 | 0 | 0
F10_Industrial_Industrial - WA_Existing_Space Heating_Natural Gas_Gas Boiler - High Turndown Burner_A_Achievable Technical Potential | F10 | Industrial | Industrial - WA | Existing | Space Heating | Natural Gas | Gas Boiler - High Turndown Burner | A | Purchases (Incremental) | Achievable Technical Potential | 0 | 0 | 51.6688 | 50.778 | 49.9025 | 49.0421 | 48.1965 | 42.629 | 33.5152 | 26.3499 | 20.7165 | 16.2874 | 12.8053 | 10.0676 | 7.9152 | 6.223 | 4.8926 | 0 | 0 | 0 | 0 | 0 | 0 | 0 | 0 | 0 | 0
F11_Industrial_Industrial - WA_Existing_Space Heating_Natural Gas_Gas Boiler - High Turndown Burner_A_Achievable Technical Potential | F11 | Industrial | Industrial - WA | Existing | Space Heating | Natural Gas | Gas Boiler - High Turndown Burner | A | Purchases (Cumulative) | Achievable Technical Potential | 0 | 0 | 51.6688 | 102.4467 | 152.3492 | 201.3913 | 249.5878 | 292.2168 | 325.732 | 352.0819 | 372.7984 | 389.0858 | 401.8911 | 411.9587 | 419.8739 | 426.0969 | 430.9895 | 430.9895 | 430.9895 | 430.9895 | 430.9895 | 430.9895 | 430.9895 | 430.9895 | 430.9895 | 430.9895 | 430.9895
F1_Industrial_Industrial - WA_Existing_Space Heating_Natural Gas_Gas Boiler - Hot Water Reset_A_Achievable Technical Potential | F1 | Industrial | Industrial - WA | Existing | Space Heating | Natural Gas | Gas Boiler - Hot Water Reset | A | Integrated Unit Energy Savings (kWh or therms) | Achievable Technical Potential | 0 | 0 | 1233.0417 | 1225.688 | 1218.1524 | 1210.478 | 1202.6793 | 1196.665 | 1190.6606 | 1184.6917 | 1178.7899 | 1172.9652 | 1167.2081 | 1161.4778 | 1155.717 | 1149.8596 | 1143.8455 | 1139.6301 | 1135.3322 | 1130.9504 | 1126.4923 | 1122.2024 | 1118.1213 | 1114.2167 | 1110.4331 | 1106.7023 | 1103.0794
F2_Industrial_Industrial - WA_Existing_Space Heating_Natural Gas_Gas Boiler - Hot Water Reset_A_Achievable Technical Potential | F2 | Industrial | Industrial - WA | Existing | Space Heating | Natural Gas | Gas Boiler - Hot Water Reset | A | Integrated Unit Summer Peak Savings (kW) | Achievable Technical Potential | 0 | 0 | 0 | 0 | 0 | 0 | 0 | 0 | 0 | 0 | 0 | 0 | 0 | 0 | 0 | 0 | 0 | 0 | 0 | 0 | 0 | 0 | 0 | 0 | 0 | 0 | 0
F3_Industrial_Industrial - WA_Existing_Space Heating_Natural Gas_Gas Boiler - Hot Water Reset_A_Achievable Technical Potential | F3 | Industrial | Industrial - WA | Existing | Space Heating | Natural Gas | Gas Boiler - Hot Water Reset | A | Integrated Unit Winter Peak Savings (kW) | Achievable Technical Potential | 0 | 0 | 0 | 0 | 0 | 0 | 0 | 0 | 0 | 0 | 0 | 0 | 0 | 0 | 0 | 0 | 0 | 0 | 0 | 0 | 0 | 0 | 0 | 0 | 0 | 0 | 0
F4_Industrial_Industrial - WA_Existing_Space Heating_Natural Gas_Gas Boiler - Hot Water Reset_A_Achievable Technical Potential | F4 | Industrial | Industrial - WA | Existing | Space Heating | Natural Gas | Gas Boiler - Hot Water Reset | A | Incremental Energy Savings (MWh or mTherms) | Achievable Technical Potential | 0 | 0 | 0.050094 | 0.060087 | 0.071817 | 0.081414 | 0.090674 | 0.10366 | 0.1112 | 0.11108 | 0.10236 | 0.086042 | 0.065113 | 0.042143 | 0.023929 | 0.011265 | 0.0046594 | 0.001659 | 0.00050733 | 0.00010825 | 1.7418e-05 | 2.0468e-06 | 0 | 0 | 0 | 0 | 0
F5_Industrial_Industrial - WA_Existing_Space Heating_Natural Gas_Gas Boiler - Hot Water Reset_A_Achievable Technical Potential | F5 | Industrial | Industrial - WA | Existing | Space Heating | Natural Gas | Gas Boiler - Hot Water Reset | A | Incremental Summer Peak Savings (MW) | Achievable Technical Potential | 0 | 0 | 0 | 0 | 0 | 0 | 0 | 0 | 0 | 0 | 0 | 0 | 0 | 0 | 0 | 0 | 0 | 0 | 0 | 0 | 0 | 0 | 0 | 0 | 0 | 0 | 0
F6_Industrial_Industrial - WA_Existing_Space Heating_Natural Gas_Gas Boiler - Hot Water Reset_A_Achievable Technical Potential | F6 | Industrial | Industrial - WA | Existing | Space Heating | Natural Gas | Gas Boiler - Hot Water Reset | A | Incremental Winter Peak Savings (MW) | Achievable Technical Potential | 0 | 0 | 0 | 0 | 0 | 0 | 0 | 0 | 0 | 0 | 0 | 0 | 0 | 0 | 0 | 0 | 0 | 0 | 0 | 0 | 0 | 0 | 0 | 0 | 0 | 0 | 0
F7_Industrial_Industrial - WA_Existing_Space Heating_Natural Gas_Gas Boiler - Hot Water Reset_A_Achievable Technical Potential | F7 | Industrial | Industrial - WA | Existing | Space Heating | Natural Gas | Gas Boiler - Hot Water Reset | A | Cumulative Energy Savings (MWh or mTherms) | Achievable Technical Potential | 0 | 0 | 0.050094 | 0.10988 | 0.18102 | 0.2613 | 0.35029 | 0.4522 | 0.56112 | 0.66939 | 0.76841 | 0.85066 | 0.91159 | 0.94926 | 0.96848 | 0.97484 | 0.9744 | 0.97247 | 0.96931 | 0.96567 | 0.96188 | 0.95822 | 0.95474 | 0.9514 | 0.94817 | 0.94499 | 0.94189
F8_Industrial_Industrial - WA_Existing_Space Heating_Natural Gas_Gas Boiler - Hot Water Reset_A_Achievable Technical Potential | F8 | Industrial | Industrial - WA | Existing | Space Heating | Natural Gas | Gas Boiler - Hot Water Reset | A | Cumulative Summer Peak Savings (MW) | Achievable Technical Potential | 0 | 0 | 0 | 0 | 0 | 0 | 0 | 0 | 0 | 0 | 0 | 0 | 0 | 0 | 0 | 0 | 0 | 0 | 0 | 0 | 0 | 0 | 0 | 0 | 0 | 0 | 0
F9_Industrial_Industrial - WA_Existing_Space Heating_Natural Gas_Gas Boiler - Hot Water Reset_A_Achievable Technical Potential | F9 | Industrial | Industrial - WA | Existing | Space Heating | Natural Gas | Gas Boiler - Hot Water Reset | A | Cumulative Winter Peak Savings (MW) | Achievable Technical Potential | 0 | 0 | 0 | 0 | 0 | 0 | 0 | 0 | 0 | 0 | 0 | 0 | 0 | 0 | 0 | 0 | 0 | 0 | 0 | 0 | 0 | 0 | 0 | 0 | 0 | 0 | 0
F10_Industrial_Industrial - WA_Existing_Space Heating_Natural Gas_Gas Boiler - Hot Water Reset_A_Achievable Technical Potential | F10 | Industrial | Industrial - WA | Existing | Space Heating | Natural Gas | Gas Boiler - Hot Water Reset | A | Purchases (Incremental) | Achievable Technical Potential | 0 | 0 | 0.040627 | 0.049023 | 0.058955 | 0.067258 | 0.075394 | 0.086624 | 0.09339 | 0.093759 | 0.086834 | 0.073354 | 0.055786 | 0.036284 | 0.020705 | 0.009797 | 0.0040734 | 0.0014557 | 0.00044686 | 9.5716e-05 | 1.5462e-05 | 1.8239e-06 | 0 | 0 | 0 | 0 | 0
F11_Industrial_Industrial - WA_Existing_Space Heating_Natural Gas_Gas Boiler - Hot Water Reset_A_Achievable Technical Potential | F11 | Industrial | Industrial - WA | Existing | Space Heating | Natural Gas | Gas Boiler - Hot Water Reset | A | Purchases (Cumulative) | Achievable Technical Potential | 0 | 0 | 0.040627 | 0.089649 | 0.1486 | 0.21586 | 0.29126 | 0.37788 | 0.47127 | 0.56503 | 0.65186 | 0.72522 | 0.781 | 0.81729 | 0.83799 | 0.84779 | 0.85186 | 0.85332 | 0.85376 | 0.85386 | 0.85388 | 0.85388 | 0.85388 | 0.85388 | 0.85388 | 0.85388 | 0.85388
F1_Industrial_Industrial - WA_Existing_Space Heating_Natural Gas_Gas Boiler - Insulate Hot Water Lines_A_Achievable Technical Potential | F1 | Industrial | Industrial - WA | Existing | Space Heating | Natural Gas | Gas Boiler - Insulate Hot Water Lines | A | Integrated Unit Energy Savings (kWh or therms) | Achievable Technical Potential | 0 | 0 | 5.211 | 5.1732 | 5.1332 | 5.0909 | 5.0458 | 5.0055 | 4.9625 | 4.9169 | 4.8691 | 4.8197 | 4.7694 | 4.7191 | 4.6694 | 4.621 | 4.5746 | 4.5399 | 4.5079 | 4.4785 | 4.4515 | 4.4268 | 4.4052 | 4.3843 | 4.3638 | 4.3435 | 4.3235
F2_Industrial_Industrial - WA_Existing_Space Heating_Natural Gas_Gas Boiler - Insulate Hot Water Lines_A_Achievable Technical Potential | F2 | Industrial | Industrial - WA | Existing | Space Heating | Natural Gas | Gas Boiler - Insulate Hot Water Lines | A | Integrated Unit Summer Peak Savings (kW) | Achievable Technical Potential | 0 | 0 | 0 | 0 | 0 | 0 | 0 | 0 | 0 | 0 | 0 | 0 | 0 | 0 | 0 | 0 | 0 | 0 | 0 | 0 | 0 | 0 | 0 | 0 | 0 | 0 | 0
F3_Industrial_Industrial - WA_Existing_Space Heating_Natural Gas_Gas Boiler - Insulate Hot Water Lines_A_Achievable Technical Potential | F3 | Industrial | Industrial - WA | Existing | Space Heating | Natural Gas | Gas Boiler - Insulate Hot Water Lines | A | Integrated Unit Winter Peak Savings (kW) | Achievable Technical Potential | 0 | 0 | 0 | 0 | 0 | 0 | 0 | 0 | 0 | 0 | 0 | 0 | 0 | 0 | 0 | 0 | 0 | 0 | 0 | 0 | 0 | 0 | 0 | 0 | 0 | 0 | 0
F4_Industrial_Industrial - WA_Existing_Space Heating_Natural Gas_Gas Boiler - Insulate Hot Water Lines_A_Achievable Technical Potential | F4 | Industrial | Industrial - WA | Existing | Space Heating | Natural Gas | Gas Boiler - Insulate Hot Water Lines | A | Incremental Energy Savings (MWh or mTherms) | Achievable Technical Potential | 0 | 0 | 0.03503 | 0.034177 | 0.033328 | 0.032483 | 0.03164 | 0.030846 | 0.030054 | 0.029265 | 0.028481 | 0.027706 | 0.026944 | 0 | 0 | 0 | 0 | 0 | 0 | 0 | 0 | 0 | 0 | 0 | 0 | 0 | 0
F5_Industrial_Industrial - WA_Existing_Space Heating_Natural Gas_Gas Boiler - Insulate Hot Water Lines_A_Achievable Technical Potential | F5 | Industrial | Industrial - WA | Existing | Space Heating | Natural Gas | Gas Boiler - Insulate Hot Water Lines | A | Incremental Summer Peak Savings (MW) | Achievable Technical Potential | 0 | 0 | 0 | 0 | 0 | 0 | 0 | 0 | 0 | 0 | 0 | 0 | 0 | 0 | 0 | 0 | 0 | 0 | 0 | 0 | 0 | 0 | 0 | 0 | 0 | 0 | 0
F6_Industrial_Industrial - WA_Existing_Space Heating_Natural Gas_Gas Boiler - Insulate Hot Water Lines_A_Achievable Technical Potential | F6 | Industrial | Industrial - WA | Existing | Space Heating | Natural Gas | Gas Boiler - Insulate Hot Water Lines | A | Incremental Winter Peak Savings (MW) | Achievable Technical Potential | 0 | 0 | 0 | 0 | 0 | 0 | 0 | 0 | 0 | 0 | 0 | 0 | 0 | 0 | 0 | 0 | 0 | 0 | 0 | 0 | 0 | 0 | 0 | 0 | 0 | 0 | 0
F7_Industrial_Industrial - WA_Existing_Space Heating_Natural Gas_Gas Boiler - Insulate Hot Water Lines_A_Achievable Technical Potential | F7 | Industrial | Industrial - WA | Existing | Space Heating | Natural Gas | Gas Boiler - Insulate Hot Water Lines | A | Cumulative Energy Savings (MWh or mTherms) | Achievable Technical Potential | 0 | 0 | 0.03503 | 0.068953 | 0.10175 | 0.13339 | 0.16385 | 0.19339 | 0.22178 | 0.24901 | 0.27507 | 0.29998 | 0.3238 | 0.32038 | 0.31701 | 0.31372 | 0.31057 | 0.30821 | 0.30604 | 0.30405 | 0.30222 | 0.30053 | 0.29907 | 0.29765 | 0.29626 | 0.29488 | 0.29353
F8_Industrial_Industrial - WA_Existing_Space Heating_Natural Gas_Gas Boiler - Insulate Hot Water Lines_A_Achievable Technical Potential | F8 | Industrial | Industrial - WA | Existing | Space Heating | Natural Gas | Gas Boiler - Insulate Hot Water Lines | A | Cumulative Summer Peak Savings (MW) | Achievable Technical Potential | 0 | 0 | 0 | 0 | 0 | 0 | 0 | 0 | 0 | 0 | 0 | 0 | 0 | 0 | 0 | 0 | 0 | 0 | 0 | 0 | 0 | 0 | 0 | 0 | 0 | 0 | 0
F9_Industrial_Industrial - WA_Existing_Space Heating_Natural Gas_Gas Boiler - Insulate Hot Water Lines_A_Achievable Technical Potential | F9 | Industrial | Industrial - WA | Existing | Space Heating | Natural Gas | Gas Boiler - Insulate Hot Water Lines | A | Cumulative Winter Peak Savings (MW) | Achievable Technical Potential | 0 | 0 | 0 | 0 | 0 | 0 | 0 | 0 | 0 | 0 | 0 | 0 | 0 | 0 | 0 | 0 | 0 | 0 | 0 | 0 | 0 | 0 | 0 | 0 | 0 | 0 | 0
F10_Industrial_Industrial - WA_Existing_Space Heating_Natural Gas_Gas Boiler - Insulate Hot Water Lines_A_Achievable Technical Potential | F10 | Industrial | Industrial - WA | Existing | Space Heating | Natural Gas | Gas Boiler - Insulate Hot Water Lines | A | Purchases (Incremental) | Achievable Technical Potential | 0 | 0 | 6.7224 | 6.6065 | 6.4926 | 6.3807 | 6.2706 | 6.1625 | 6.0563 | 5.9519 | 5.8492 | 5.7484 | 5.6493 | 0 | 0 | 0 | 0 | 0 | 0 | 0 | 0 | 0 | 0 | 0 | 0 | 0 | 0
F11_Industrial_Industrial - WA_Existing_Space Heating_Natural Gas_Gas Boiler - Insulate Hot Water Lines_A_Achievable Technical Potential | F11 | Industrial | Industrial - WA | Existing | Space Heating | Natural Gas | Gas Boiler - Insulate Hot Water Lines | A | Purchases (Cumulative) | Achievable Technical Potential | 0 | 0 | 6.7224 | 13.3289 | 19.8215 | 26.2021 | 32.4728 | 38.6353 | 44.6916 | 50.6434 | 56.4927 | 62.2411 | 67.8903 | 67.8903 | 67.8903 | 67.8903 | 67.8903 | 67.8903 | 67.8903 | 67.8903 | 67.8903 | 67.8903 | 67.8903 | 67.8903 | 67.8903 | 67.8903 | 67.8903
F1_Industrial_Industrial - WA_Existing_Space Heating_Natural Gas_Gas Boiler - Insulate Steam Lines/Condensate Tank_A_Achievable Technical Potential | F1 | Industrial | Industrial - WA | Existing | Space Heating | Natural Gas | Gas Boiler - Insulate Steam Lines/Condensate Tank | A | Integrated Unit Energy Savings (kWh or therms) | Achievable Technical Potential | 0 | 0 | 7.7902 | 7.7409 | 7.6897 | 7.6371 | 7.5831 | 7.5396 | 7.4956 | 7.4517 | 7.4084 | 7.3663 | 7.3257 | 7.2864 | 7.2479 | 7.2095 | 7.1705 | 7.1428 | 7.1148 | 7.0862 | 7.0571 | 7.0291 | 7.0024 | 6.9767 | 6.9519 | 6.9273 | 6.9034
F2_Industrial_Industrial - WA_Existing_Space Heating_Natural Gas_Gas Boiler - Insulate Steam Lines/Condensate Tank_A_Achievable Technical Potential | F2 | Industrial | Industrial - WA | Existing | Space Heating | Natural Gas | Gas Boiler - Insulate Steam Lines/Condensate Tank | A | Integrated Unit Summer Peak Savings (kW) | Achievable Technical Potential | 0 | 0 | 0 | 0 | 0 | 0 | 0 | 0 | 0 | 0 | 0 | 0 | 0 | 0 | 0 | 0 | 0 | 0 | 0 | 0 | 0 | 0 | 0 | 0 | 0 | 0 | 0
F3_Industrial_Industrial - WA_Existing_Space Heating_Natural Gas_Gas Boiler - Insulate Steam Lines/Condensate Tank_A_Achievable Technical Potential | F3 | Industrial | Industrial - WA | Existing | Space Heating | Natural Gas | Gas Boiler - Insulate Steam Lines/Condensate Tank | A | Integrated Unit Winter Peak Savings (kW) | Achievable Technical Potential | 0 | 0 | 0 | 0 | 0 | 0 | 0 | 0 | 0 | 0 | 0 | 0 | 0 | 0 | 0 | 0 | 0 | 0 | 0 | 0 | 0 | 0 | 0 | 0 | 0 | 0 | 0
F4_Industrial_Industrial - WA_Existing_Space Heating_Natural Gas_Gas Boiler - Insulate Steam Lines/Condensate Tank_A_Achievable Technical Potential | F4 | Industrial | Industrial - WA | Existing | Space Heating | Natural Gas | Gas Boiler - Insulate Steam Lines/Condensate Tank | A | Incremental Energy Savings (MWh or mTherms) | Achievable Technical Potential | 0 | 0 | 0.052369 | 0.05114 | 0.049926 | 0.04873 | 0.047551 | 0.046463 | 0.045396 | 0.044351 | 0.043334 | 0.042345 | 0.041385 | 0.040453 | 0.039546 | 0.038658 | 0.037786 | 0 | 0 | 0 | 0 | 0 | 0 | 0 | 0 | 0 | 0
F5_Industrial_Industrial - WA_Existing_Space Heating_Natural Gas_Gas Boiler - Insulate Steam Lines/Condensate Tank_A_Achievable Technical Potential | F5 | Industrial | Industrial - WA | Existing | Space Heating | Natural Gas | Gas Boiler - Insulate Steam Lines/Condensate Tank | A | Incremental Summer Peak Savings (MW) | Achievable Technical Potential | 0 | 0 | 0 | 0 | 0 | 0 | 0 | 0 | 0 | 0 | 0 | 0 | 0 | 0 | 0 | 0 | 0 | 0 | 0 | 0 | 0 | 0 | 0 | 0 | 0 | 0 | 0
F6_Industrial_Industrial - WA_Existing_Space Heating_Natural Gas_Gas Boiler - Insulate Steam Lines/Condensate Tank_A_Achievable Technical Potential | F6 | Industrial | Industrial - WA | Existing | Space Heating | Natural Gas | Gas Boiler - Insulate Steam Lines/Condensate Tank | A | Incremental Winter Peak Savings (MW) | Achievable Technical Potential | 0 | 0 | 0 | 0 | 0 | 0 | 0 | 0 | 0 | 0 | 0 | 0 | 0 | 0 | 0 | 0 | 0 | 0 | 0 | 0 | 0 | 0 | 0 | 0 | 0 | 0 | 0
F7_Industrial_Industrial - WA_Existing_Space Heating_Natural Gas_Gas Boiler - Insulate Steam Lines/Condensate Tank_A_Achievable Technical Potential | F7 | Industrial | Industrial - WA | Existing | Space Heating | Natural Gas | Gas Boiler - Insulate Steam Lines/Condensate Tank | A | Cumulative Energy Savings (MWh or mTherms) | Achievable Technical Potential | 0 | 0 | 0.052369 | 0.10318 | 0.15242 | 0.20011 | 0.24625 | 0.2913 | 0.33499 | 0.37738 | 0.41852 | 0.45849 | 0.49735 | 0.53513 | 0.57185 | 0.60748 | 0.64197 | 0.6395 | 0.63699 | 0.63443 | 0.63182 | 0.62932 | 0.62692 | 0.62463 | 0.6224 | 0.6202 | 0.61806
F8_Industrial_Industrial - WA_Existing_Space Heating_Natural Gas_Gas Boiler - Insulate Steam Lines/Condensate Tank_A_Achievable Technical Potential | F8 | Industrial | Industrial - WA | Existing | Space Heating | Natural Gas | Gas Boiler - Insulate Steam Lines/Condensate Tank | A | Cumulative Summer Peak Savings (MW) | Achievable Technical Potential | 0 | 0 | 0 | 0 | 0 | 0 | 0 | 0 | 0 | 0 | 0 | 0 | 0 | 0 | 0 | 0 | 0 | 0 | 0 | 0 | 0 | 0 | 0 | 0 | 0 | 0 | 0
F9_Industrial_Industrial - WA_Existing_Space Heating_Natural Gas_Gas Boiler - Insulate Steam Lines/Condensate Tank_A_Achievable Technical Potential | F9 | Industrial | Industrial - WA | Existing | Space Heating | Natural Gas | Gas Boiler - Insulate Steam Lines/Condensate Tank | A | Cumulative Winter Peak Savings (MW) | Achievable Technical Potential | 0 | 0 | 0 | 0 | 0 | 0 | 0 | 0 | 0 | 0 | 0 | 0 | 0 | 0 | 0 | 0 | 0 | 0 | 0 | 0 | 0 | 0 | 0 | 0 | 0 | 0 | 0
F10_Industrial_Industrial - WA_Existing_Space Heating_Natural Gas_Gas Boiler - Insulate Steam Lines/Condensate Tank_A_Achievable Technical Potential | F10 | Industrial | Industrial - WA | Existing | Space Heating | Natural Gas | Gas Boiler - Insulate Steam Lines/Condensate Tank | A | Purchases (Incremental) | Achievable Technical Potential | 0 | 0 | 6.7224 | 6.6065 | 6.4926 | 6.3807 | 6.2706 | 6.1625 | 6.0563 | 5.9519 | 5.8492 | 5.7484 | 5.6493 | 5.5519 | 5.4562 | 5.3621 | 5.2696 | 0 | 0 | 0 | 0 | 0 | 0 | 0 | 0 | 0 | 0
F11_Industrial_Industrial - WA_Existing_Space Heating_Natural Gas_Gas Boiler - Insulate Steam Lines/Condensate Tank_A_Achievable Technical Potential | F11 | Industrial | Industrial - WA | Existing | Space Heating | Natural Gas | Gas Boiler - Insulate Steam Lines/Condensate Tank | A | Purchases (Cumulative) | Achievable Technical Potential | 0 | 0 | 6.7224 | 13.3289 | 19.8215 | 26.2021 | 32.4728 | 38.6353 | 44.6916 | 50.6434 | 56.4927 | 62.2411 | 67.8903 | 73.4422 | 78.8984 | 84.2605 | 89.5301 | 89.5301 | 89.5301 | 89.5301 | 89.5301 | 89.5301 | 89.5301 | 89.5301 | 89.5301 | 89.5301 | 89.5301
F1_Industrial_Industrial - WA_Existing_Space Heating_Natural Gas_Gas Boiler - Stack Economizer_A_Achievable Technical Potential | F1 | Industrial | Industrial - WA | Existing | Space Heating | Natural Gas | Gas Boiler - Stack Economizer | A | Integrated Unit Energy Savings (kWh or therms) | Achievable Technical Potential | 0 | 0 | 1.107 | 1.0974 | 1.0872 | 1.0763 | 1.0647 | 1.0538 | 1.0422 | 1.0297 | 1.0165 | 1.0026 | 0.9885 | 0.97445 | 0.96054 | 0.94707 | 0.93429 | 0.92426 | 0.91518 | 0.90701 | 0.89963 | 0.89288 | 0.88771 | 0.88265 | 0.87767 | 0.87272 | 0.86783
F2_Industrial_Industrial - WA_Existing_Space Heating_Natural Gas_Gas Boiler - Stack Economizer_A_Achievable Technical Potential | F2 | Industrial | Industrial - WA | Existing | Space Heating | Natural Gas | Gas Boiler - Stack Economizer | A | Integrated Unit Summer Peak Savings (kW) | Achievable Technical Potential | 0 | 0 | 0 | 0 | 0 | 0 | 0 | 0 | 0 | 0 | 0 | 0 | 0 | 0 | 0 | 0 | 0 | 0 | 0 | 0 | 0 | 0 | 0 | 0 | 0 | 0 | 0
F3_Industrial_Industrial - WA_Existing_Space Heating_Natural Gas_Gas Boiler - Stack Economizer_A_Achievable Technical Potential | F3 | Industrial | Industrial - WA | Existing | Space Heating | Natural Gas | Gas Boiler - Stack Economizer | A | Integrated Unit Winter Peak Savings (kW) | Achievable Technical Potential | 0 | 0 | 0 | 0 | 0 | 0 | 0 | 0 | 0 | 0 | 0 | 0 | 0 | 0 | 0 | 0 | 0 | 0 | 0 | 0 | 0 | 0 | 0 | 0 | 0 | 0 | 0
F4_Industrial_Industrial - WA_Existing_Space Heating_Natural Gas_Gas Boiler - Stack Economizer_A_Achievable Technical Potential | F4 | Industrial | Industrial - WA | Existing | Space Heating | Natural Gas | Gas Boiler - Stack Economizer | A | Incremental Energy Savings (MWh or mTherms) | Achievable Technical Potential | 0 | 0 | 0.091517 | 0.089157 | 0.086806 | 0.084457 | 0.082102 | 0.071877 | 0.055885 | 0.043411 | 0.033692 | 0.026128 | 0.020253 | 0.015697 | 0.012165 | 0.0094298 | 0.0073137 | 0 | 0 | 0 | 0 | 0 | 0 | 0 | 0 | 0 | 0
F5_Industrial_Industrial - WA_Existing_Space Heating_Natural Gas_Gas Boiler - Stack Economizer_A_Achievable Technical Potential | F5 | Industrial | Industrial - WA | Existing | Space Heating | Natural Gas | Gas Boiler - Stack Economizer | A | Incremental Summer Peak Savings (MW) | Achievable Technical Potential | 0 | 0 | 0 | 0 | 0 | 0 | 0 | 0 | 0 | 0 | 0 | 0 | 0 | 0 | 0 | 0 | 0 | 0 | 0 | 0 | 0 | 0 | 0 | 0 | 0 | 0 | 0
F6_Industrial_Industrial - WA_Existing_Space Heating_Natural Gas_Gas Boiler - Stack Economizer_A_Achievable Technical Potential | F6 | Industrial | Industrial - WA | Existing | Space Heating | Natural Gas | Gas Boiler - Stack Economizer | A | Incremental Winter Peak Savings (MW) | Achievable Technical Potential | 0 | 0 | 0 | 0 | 0 | 0 | 0 | 0 | 0 | 0 | 0 | 0 | 0 | 0 | 0 | 0 | 0 | 0 | 0 | 0 | 0 | 0 | 0 | 0 | 0 | 0 | 0
F7_Industrial_Industrial - WA_Existing_Space Heating_Natural Gas_Gas Boiler - Stack Economizer_A_Achievable Technical Potential | F7 | Industrial | Industrial - WA | Existing | Space Heating | Natural Gas | Gas Boiler - Stack Economizer | A | Cumulative Energy Savings (MWh or mTherms) | Achievable Technical Potential | 0 | 0 | 0.091517 | 0.17988 | 0.26501 | 0.34682 | 0.42517 | 0.49271 | 0.54315 | 0.58006 | 0.60629 | 0.62417 | 0.63563 | 0.64229 | 0.64529 | 0.64567 | 0.64427 | 0.63735 | 0.63109 | 0.62546 | 0.62037 | 0.61572 | 0.61215 | 0.60866 | 0.60523 | 0.60181 | 0.59844
F8_Industrial_Industrial - WA_Existing_Space Heating_Natural Gas_Gas Boiler - Stack Economizer_A_Achievable Technical Potential | F8 | Industrial | Industrial - WA | Existing | Space Heating | Natural Gas | Gas Boiler - Stack Economizer | A | Cumulative Summer Peak Savings (MW) | Achievable Technical Potential | 0 | 0 | 0 | 0 | 0 | 0 | 0 | 0 | 0 | 0 | 0 | 0 | 0 | 0 | 0 | 0 | 0 | 0 | 0 | 0 | 0 | 0 | 0 | 0 | 0 | 0 | 0
F9_Industrial_Industrial - WA_Existing_Space Heating_Natural Gas_Gas Boiler - Stack Economizer_A_Achievable Technical Potential | F9 | Industrial | Industrial - WA | Existing | Space Heating | Natural Gas | Gas Boiler - Stack Economizer | A | Cumulative Winter Peak Savings (MW) | Achievable Technical Potential | 0 | 0 | 0 | 0 | 0 | 0 | 0 | 0 | 0 | 0 | 0 | 0 | 0 | 0 | 0 | 0 | 0 | 0 | 0 | 0 | 0 | 0 | 0 | 0 | 0 | 0 | 0
F10_Industrial_Industrial - WA_Existing_Space Heating_Natural Gas_Gas Boiler - Stack Economizer_A_Achievable Technical Potential | F10 | Industrial | Industrial - WA | Existing | Space Heating | Natural Gas | Gas Boiler - Stack Economizer | A | Purchases (Incremental) | Achievable Technical Potential | 0 | 0 | 82.6701 | 81.2447 | 79.8439 | 78.4673 | 77.1144 | 68.2064 | 53.6243 | 42.1598 | 33.1463 | 26.0599 | 20.4885 | 16.1082 | 12.6644 | 9.9568 | 7.8281 | 0 | 0 | 0 | 0 | 0 | 0 | 0 | 0 | 0 | 0
F11_Industrial_Industrial - WA_Existing_Space Heating_Natural Gas_Gas Boiler - Stack Economizer_A_Achievable Technical Potential | F11 | Industrial | Industrial - WA | Existing | Space Heating | Natural Gas | Gas Boiler - Stack Economizer | A | Purchases (Cumulative) | Achievable Technical Potential | 0 | 0 | 82.6701 | 163.9148 | 243.7587 | 322.2261 | 399.3405 | 467.5469 | 521.1712 | 563.3311 | 596.4774 | 622.5373 | 643.0258 | 659.1339 | 671.7983 | 681.7551 | 689.5832 | 689.5832 | 689.5832 | 689.5832 | 689.5832 | 689.5832 | 689.5832 | 689.5832 | 689.5832 | 689.5832 | 689.5832
F1_Industrial_Industrial - WA_Existing_Space Heating_Natural Gas_Gas Boiler - Steam Trap Replacement_A_Achievable Technical Potential | F1 | Industrial | Industrial - WA | Existing | Space Heating | Natural Gas | Gas Boiler - Steam Trap Replacement | A | Integrated Unit Energy Savings (kWh or therms) | Achievable Technical Potential | 0 | 0 | 34909.0673 | 34814.7125 | 34716.5903 | 34616.0005 | 34513.4573 | 34410.1889 | 34307.9908 | 34208.3388 | 34112.1996 | 34019.8479 | 33930.7363 | 33843.4833 | 33756.0335 | 33666.0084 | 33571.1965 | 33472.4116 | 33369.8485 | 33265.0781 | 33158.3206 | 33056.7824 | 32961.6703 | 32872.0541 | 32786.3057 | 32702.4287 | 32622.0583
F2_Industrial_Industrial - WA_Existing_Space Heating_Natural Gas_Gas Boiler - Steam Trap Replacement_A_Achievable Technical Potential | F2 | Industrial | Industrial - WA | Existing | Space Heating | Natural Gas | Gas Boiler - Steam Trap Replacement | A | Integrated Unit Summer Peak Savings (kW) | Achievable Technical Potential | 0 | 0 | 0 | 0 | 0 | 0 | 0 | 0 | 0 | 0 | 0 | 0 | 0 | 0 | 0 | 0 | 0 | 0 | 0 | 0 | 0 | 0 | 0 | 0 | 0 | 0 | 0
F3_Industrial_Industrial - WA_Existing_Space Heating_Natural Gas_Gas Boiler - Steam Trap Replacement_A_Achievable Technical Potential | F3 | Industrial | Industrial - WA | Existing | Space Heating | Natural Gas | Gas Boiler - Steam Trap Replacement | A | Integrated Unit Winter Peak Savings (kW) | Achievable Technical Potential | 0 | 0 | 0 | 0 | 0 | 0 | 0 | 0 | 0 | 0 | 0 | 0 | 0 | 0 | 0 | 0 | 0 | 0 | 0 | 0 | 0 | 0 | 0 | 0 | 0 | 0 | 0
F4_Industrial_Industrial - WA_Existing_Space Heating_Natural Gas_Gas Boiler - Steam Trap Replacement_A_Achievable Technical Potential | F4 | Industrial | Industrial - WA | Existing | Space Heating | Natural Gas | Gas Boiler - Steam Trap Replacement | A | Incremental Energy Savings (MWh or mTherms) | Achievable Technical Potential | 0 | 0 | 0.0031313 | 0.003069 | 0.0030076 | 0.0029472 | 0.0028878 | 0.0028295 | 0 | 0 | 0 | 0 | 0 | 0 | 0 | 0 | 0 | 0 | 0 | 0 | 0 | 0 | 0 | 0 | 0 | 0 | 0
F5_Industrial_Industrial - WA_Existing_Space Heating_Natural Gas_Gas Boiler - Steam Trap Replacement_A_Achievable Technical Potential | F5 | Industrial | Industrial - WA | Existing | Space Heating | Natural Gas | Gas Boiler - Steam Trap Replacement | A | Incremental Summer Peak Savings (MW) | Achievable Technical Potential | 0 | 0 | 0 | 0 | 0 | 0 | 0 | 0 | 0 | 0 | 0 | 0 | 0 | 0 | 0 | 0 | 0 | 0 | 0 | 0 | 0 | 0 | 0 | 0 | 0 | 0 | 0
F6_Industrial_Industrial - WA_Existing_Space Heating_Natural Gas_Gas Boiler - Steam Trap Replacement_A_Achievable Technical Potential | F6 | Industrial | Industrial - WA | Existing | Space Heating | Natural Gas | Gas Boiler - Steam Trap Replacement | A | Incremental Winter Peak Savings (MW) | Achievable Technical Potential | 0 | 0 | 0 | 0 | 0 | 0 | 0 | 0 | 0 | 0 | 0 | 0 | 0 | 0 | 0 | 0 | 0 | 0 | 0 | 0 | 0 | 0 | 0 | 0 | 0 | 0 | 0
F7_Industrial_Industrial - WA_Existing_Space Heating_Natural Gas_Gas Boiler - Steam Trap Replacement_A_Achievable Technical Potential | F7 | Industrial | Industrial - WA | Existing | Space Heating | Natural Gas | Gas Boiler - Steam Trap Replacement | A | Cumulative Energy Savings (MWh or mTherms) | Achievable Technical Potential | 0 | 0 | 0.0031313 | 0.0061918 | 0.009182 | 0.012103 | 0.014954 | 0.017739 | 0.017687 | 0.017635 | 0.017586 | 0.017538 | 0.017492 | 0.017447 | 0.017402 | 0.017356 | 0.017307 | 0.017256 | 0.017203 | 0.017149 | 0.017094 | 0.017041 | 0.016992 | 0.016946 | 0.016902 | 0.016859 | 0.016817
F8_Industrial_Industrial - WA_Existing_Space Heating_Natural Gas_Gas Boiler - Steam Trap Replacement_A_Achievable Technical Potential | F8 | Industrial | Industrial - WA | Existing | Space Heating | Natural Gas | Gas Boiler - Steam Trap Replacement | A | Cumulative Summer Peak Savings (MW) | Achievable Technical Potential | 0 | 0 | 0 | 0 | 0 | 0 | 0 | 0 | 0 | 0 | 0 | 0 | 0 | 0 | 0 | 0 | 0 | 0 | 0 | 0 | 0 | 0 | 0 | 0 | 0 | 0 | 0
F9_Industrial_Industrial - WA_Existing_Space Heating_Natural Gas_Gas Boiler - Steam Trap Replacement_A_Achievable Technical Potential | F9 | Industrial | Industrial - WA | Existing | Space Heating | Natural Gas | Gas Boiler - Steam Trap Replacement | A | Cumulative Winter Peak Savings (MW) | Achievable Technical Potential | 0 | 0 | 0 | 0 | 0 | 0 | 0 | 0 | 0 | 0 | 0 | 0 | 0 | 0 | 0 | 0 | 0 | 0 | 0 | 0 | 0 | 0 | 0 | 0 | 0 | 0 | 0
F10_Industrial_Industrial - WA_Existing_Space Heating_Natural Gas_Gas Boiler - Steam Trap Replacement_A_Achievable Technical Potential | F10 | Industrial | Industrial - WA | Existing | Space Heating | Natural Gas | Gas Boiler - Steam Trap Replacement | A | Purchases (Incremental) | Achievable Technical Potential | 0 | 0 | 8.9699e-05 | 8.8152e-05 | 8.6632e-05 | 8.5139e-05 | 8.3671e-05 | 8.2228e-05 | 0 | 0 | 0 | 0 | 0 | 0 | 0 | 0 | 0 | 0 | 0 | 0 | 0 | 0 | 0 | 0 | 0 | 0 | 0
F11_Industrial_Industrial - WA_Existing_Space Heating_Natural Gas_Gas Boiler - Steam Trap Replacement_A_Achievable Technical Potential | F11 | Industrial | Industrial - WA | Existing | Space Heating | Natural Gas | Gas Boiler - Steam Trap Replacement | A | Purchases (Cumulative) | Achievable Technical Potential | 0 | 0 | 8.9699e-05 | 0.00017785 | 0.00026448 | 0.00034962 | 0.00043329 | 0.00051552 | 0.00051552 | 0.00051552 | 0.00051552 | 0.00051552 | 0.00051552 | 0.00051552 | 0.00051552 | 0.00051552 | 0.00051552 | 0.00051552 | 0.00051552 | 0.00051552 | 0.00051552 | 0.00051552 | 0.00051552 | 0.00051552 | 0.00051552 | 0.00051552 | 0.00051552
F1_Industrial_Industrial - WA_Existing_Process_Natural Gas_Process Boiler - Hot Water Reset_A_Achievable Technical Potential | F1 | Industrial | Industrial - WA | Existing | Process | Natural Gas | Process Boiler - Hot Water Reset | A | Integrated Unit Energy Savings (kWh or therms) | Achievable Technical Potential | 0 | 0 | 8443.6125 | 8443.4572 | 8443.2992 | 8443.1385 | 8442.9749 | 8442.8085 | 8442.7917 | 8442.7747 | 8442.7573 | 8442.7396 | 8442.7216 | 8442.7033 | 8442.6847 | 8442.6657 | 8442.6464 | 8442.6268 | 8442.6069 | 8442.5865 | 8442.5659 | 8442.5448 | 8442.5234 | 8442.5016 | 8442.4795 | 8442.4569 | 8442.434
F2_Industrial_Industrial - WA_Existing_Process_Natural Gas_Process Boiler - Hot Water Reset_A_Achievable Technical Potential | F2 | Industrial | Industrial - WA | Existing | Process | Natural Gas | Process Boiler - Hot Water Reset | A | Integrated Unit Summer Peak Savings (kW) | Achievable Technical Potential | 0 | 0 | 0 | 0 | 0 | 0 | 0 | 0 | 0 | 0 | 0 | 0 | 0 | 0 | 0 | 0 | 0 | 0 | 0 | 0 | 0 | 0 | 0 | 0 | 0 | 0 | 0
F3_Industrial_Industrial - WA_Existing_Process_Natural Gas_Process Boiler - Hot Water Reset_A_Achievable Technical Potential | F3 | Industrial | Industrial - WA | Existing | Process | Natural Gas | Process Boiler - Hot Water Reset | A | Integrated Unit Winter Peak Savings (kW) | Achievable Technical Potential | 0 | 0 | 0 | 0 | 0 | 0 | 0 | 0 | 0 | 0 | 0 | 0 | 0 | 0 | 0 | 0 | 0 | 0 | 0 | 0 | 0 | 0 | 0 | 0 | 0 | 0 | 0
F4_Industrial_Industrial - WA_Existing_Process_Natural Gas_Process Boiler - Hot Water Reset_A_Achievable Technical Potential | F4 | Industrial | Industrial - WA | Existing | Process | Natural Gas | Process Boiler - Hot Water Reset | A | Incremental Energy Savings (MWh or mTherms) | Achievable Technical Potential | 0 | 0 | 0.66546 | 0.80298 | 0.96565 | 1.1016 | 1.2348 | 1.4188 | 1.5296 | 1.5356 | 1.4222 | 1.2014 | 0.91367 | 0.59426 | 0.3391 | 0.16046 | 0.066715 | 0.023842 | 0.0073186 | 0.0015676 | 0.00025323 | 2.9872e-05 | 0 | 0 | 0 | 0 | 0
F5_Industrial_Industrial - WA_Existing_Process_Natural Gas_Process Boiler - Hot Water Reset_A_Achievable Technical Potential | F5 | Industrial | Industrial - WA | Existing | Process | Natural Gas | Process Boiler - Hot Water Reset | A | Incremental Summer Peak Savings (MW) | Achievable Technical Potential | 0 | 0 | 0 | 0 | 0 | 0 | 0 | 0 | 0 | 0 | 0 | 0 | 0 | 0 | 0 | 0 | 0 | 0 | 0 | 0 | 0 | 0 | 0 | 0 | 0 | 0 | 0
F6_Industrial_Industrial - WA_Existing_Process_Natural Gas_Process Boiler - Hot Water Reset_A_Achievable Technical Potential | F6 | Industrial | Industrial - WA | Existing | Process | Natural Gas | Process Boiler - Hot Water Reset | A | Incremental Winter Peak Savings (MW) | Achievable Technical Potential | 0 | 0 | 0 | 0 | 0 | 0 | 0 | 0 | 0 | 0 | 0 | 0 | 0 | 0 | 0 | 0 | 0 | 0 | 0 | 0 | 0 | 0 | 0 | 0 | 0 | 0 | 0
F7_Industrial_Industrial - WA_Existing_Process_Natural Gas_Process Boiler - Hot Water Reset_A_Achievable Technical Potential | F7 | Industrial | Industrial - WA | Existing | Process | Natural Gas | Process Boiler - Hot Water Reset | A | Cumulative Energy Savings (MWh or mTherms) | Achievable Technical Potential | 0 | 0 | 0.66546 | 1.4684 | 2.434 | 3.5356 | 4.7704 | 6.1891 | 7.7186 | 9.2542 | 10.6764 | 11.8778 | 12.7914 | 13.3857 | 13.7247 | 13.8852 | 13.9518 | 13.9756 | 13.9829 | 13.9845 | 13.9847 | 13.9847 | 13.9846 | 13.9846 | 13.9846 | 13.9845 | 13.9845
F8_Industrial_Industrial - WA_Existing_Process_Natural Gas_Process Boiler - Hot Water Reset_A_Achievable Technical Potential | F8 | Industrial | Industrial - WA | Existing | Process | Natural Gas | Process Boiler - Hot Water Reset | A | Cumulative Summer Peak Savings (MW) | Achievable Technical Potential | 0 | 0 | 0 | 0 | 0 | 0 | 0 | 0 | 0 | 0 | 0 | 0 | 0 | 0 | 0 | 0 | 0 | 0 | 0 | 0 | 0 | 0 | 0 | 0 | 0 | 0 | 0
F9_Industrial_Industrial - WA_Existing_Process_Natural Gas_Process Boiler - Hot Water Reset_A_Achievable Technical Potential | F9 | Industrial | Industrial - WA | Existing | Process | Natural Gas | Process Boiler - Hot Water Reset | A | Cumulative Winter Peak Savings (MW) | Achievable Technical Potential | 0 | 0 | 0 | 0 | 0 | 0 | 0 | 0 | 0 | 0 | 0 | 0 | 0 | 0 | 0 | 0 | 0 | 0 | 0 | 0 | 0 | 0 | 0 | 0 | 0 | 0 | 0
F10_Industrial_Industrial - WA_Existing_Process_Natural Gas_Process Boiler - Hot Water Reset_A_Achievable Technical Potential | F10 | Industrial | Industrial - WA | Existing | Process | Natural Gas | Process Boiler - Hot Water Reset | A | Purchases (Incremental) | Achievable Technical Potential | 0 | 0 | 0.078812 | 0.0951 | 0.11437 | 0.13047 | 0.14626 | 0.16804 | 0.18117 | 0.18189 | 0.16845 | 0.1423 | 0.10822 | 0.070387 | 0.040165 | 0.019005 | 0.0079021 | 0.002824 | 0.00086687 | 0.00018568 | 2.9994e-05 | 3.5383e-06 | 0 | 0 | 0 | 0 | 0
F11_Industrial_Industrial - WA_Existing_Process_Natural Gas_Process Boiler - Hot Water Reset_A_Achievable Technical Potential | F11 | Industrial | Industrial - WA | Existing | Process | Natural Gas | Process Boiler - Hot Water Reset | A | Purchases (Cumulative) | Achievable Technical Potential | 0 | 0 | 0.078812 | 0.17391 | 0.28828 | 0.41876 | 0.56501 | 0.73306 | 0.91423 | 1.0961 | 1.2646 | 1.4069 | 1.5151 | 1.5855 | 1.6256 | 1.6446 | 1.6525 | 1.6554 | 1.6562 | 1.6564 | 1.6564 | 1.6565 | 1.6565 | 1.6565 | 1.6565 | 1.6565 | 1.6565
F1_Industrial_Industrial - WA_Existing_Process_Natural Gas_Process Boiler - Burner Control Optimization_A_Achievable Technical Potential | F1 | Industrial | Industrial - WA | Existing | Process | Natural Gas | Process Boiler - Burner Control Optimization | A | Integrated Unit Energy Savings (kWh or therms) | Achievable Technical Potential | 0 | 0 | 2.2942 | 2.2927 | 2.2909 | 2.2889 | 2.2867 | 2.2843 | 2.2817 | 2.279 | 2.2764 | 2.274 | 2.2718 | 2.27 | 2.2684 | 2.2671 | 2.2658 | 2.2653 | 2.2647 | 2.2642 | 2.2636 | 2.2631 | 2.2625 | 2.2619 | 2.2613 | 2.2607 | 2.2601
F2_Industrial_Industrial - WA_Existing_Process_Natural Gas_Process Boiler - Burner Control Optimization_A_Achievable Technical Potential | F2 | Industrial | Industrial - WA | Existing | Process | Natural Gas | Process Boiler - Burner Control Optimization | A | Integrated Unit Summer Peak Savings (kW) | Achievable Technical Potential | 0 | 0 | 0 | 0 | 0 | 0 | 0 | 0 | 0 | 0 | 0 | 0 | 0 | 0 | 0 | 0 | 0 | 0 | 0 | 0 | 0 | 0 | 0 | 0 | 0 | 0 | 0
F3_Industrial_Industrial - WA_Existing_Process_Natural Gas_Process Boiler - Burner Control Optimization_A_Achievable Technical Potential | F3 | Industrial | Industrial - WA | Existing | Process | Natural Gas | Process Boiler - Burner Control Optimization | A | Integrated Unit Winter Peak Savings (kW) | Achievable Technical Potential | 0 | 0 | 0 | 0 | 0 | 0 | 0 | 0 | 0 | 0 | 0 | 0 | 0 | 0 | 0 | 0 | 0 | 0 | 0 | 0 | 0 | 0 | 0 | 0 | 0 | 0 | 0
F4_Industrial_Industrial - WA_Existing_Process_Natural Gas_Process Boiler - Burner Control Optimization_A_Achievable Technical Potential | F4 | Industrial | Industrial - WA | Existing | Process | Natural Gas | Process Boiler - Burner Control Optimization | A | Incremental Energy Savings (MWh or mTherms) | Achievable Technical Potential | 0 | 0 | 0.03722 | 0.057457 | 0.11285 | 0.19391 | 0.29615 | 0.40703 | 0.50853 | 0.58237 | 0.61565 | 0.60439 | 0.55384 | 0.47588 | 0.38488 | 0.29401 | 0.21278 | 0.14635 | 0.095858 | 0.059935 | 0 | 0 | 0 | 0 | 0 | 0 | 0
F5_Industrial_Industrial - WA_Existing_Process_Natural Gas_Process Boiler - Burner Control Optimization_A_Achievable Technical Potential | F5 | Industrial | Industrial - WA | Existing | Process | Natural Gas | Process Boiler - Burner Control Optimization | A | Incremental Summer Peak Savings (MW) | Achievable Technical Potential | 0 | 0 | 0 | 0 | 0 | 0 | 0 | 0 | 0 | 0 | 0 | 0 | 0 | 0 | 0 | 0 | 0 | 0 | 0 | 0 | 0 | 0 | 0 | 0 | 0 | 0 | 0
F6_Industrial_Industrial - WA_Existing_Process_Natural Gas_Process Boiler - Burner Control Optimization_A_Achievable Technical Potential | F6 | Industrial | Industrial - WA | Existing | Process | Natural Gas | Process Boiler - Burner Control Optimization | A | Incremental Winter Peak Savings (MW) | Achievable Technical Potential | 0 | 0 | 0 | 0 | 0 | 0 | 0 | 0 | 0 | 0 | 0 | 0 | 0 | 0 | 0 | 0 | 0 | 0 | 0 | 0 | 0 | 0 | 0 | 0 | 0 | 0 | 0
F7_Industrial_Industrial - WA_Existing_Process_Natural Gas_Process Boiler - Burner Control Optimization_A_Achievable Technical Potential | F7 | Industrial | Industrial - WA | Existing | Process | Natural Gas | Process Boiler - Burner Control Optimization | A | Cumulative Energy Savings (MWh or mTherms) | Achievable Technical Potential | 0 | 0 | 0.03722 | 0.094651 | 0.20742 | 0.40115 | 0.69692 | 1.1032 | 1.6105 | 2.191 | 2.8041 | 3.4055 | 3.9561 | 4.4288 | 4.8107 | 5.1018 | 5.3117 | 5.4567 | 5.5513 | 5.6099 | 5.6085 | 5.6071 | 5.6057 | 5.6043 | 5.6028 | 5.6013 | 5.5998
F8_Industrial_Industrial - WA_Existing_Process_Natural Gas_Process Boiler - Burner Control Optimization_A_Achievable Technical Potential | F8 | Industrial | Industrial - WA | Existing | Process | Natural Gas | Process Boiler - Burner Control Optimization | A | Cumulative Summer Peak Savings (MW) | Achievable Technical Potential | 0 | 0 | 0 | 0 | 0 | 0 | 0 | 0 | 0 | 0 | 0 | 0 | 0 | 0 | 0 | 0 | 0 | 0 | 0 | 0 | 0 | 0 | 0 | 0 | 0 | 0 | 0
F9_Industrial_Industrial - WA_Existing_Process_Natural Gas_Process Boiler - Burner Control Optimization_A_Achievable Technical Potential | F9 | Industrial | Industrial - WA | Existing | Process | Natural Gas | Process Boiler - Burner Control Optimization | A | Cumulative Winter Peak Savings (MW) | Achievable Technical Potential | 0 | 0 | 0 | 0 | 0 | 0 | 0 | 0 | 0 | 0 | 0 | 0 | 0 | 0 | 0 | 0 | 0 | 0 | 0 | 0 | 0 | 0 | 0 | 0 | 0 | 0 | 0
F10_Industrial_Industrial - WA_Existing_Process_Natural Gas_Process Boiler - Burner Control Optimization_A_Achievable Technical Potential | F10 | Industrial | Industrial - WA | Existing | Process | Natural Gas | Process Boiler - Burner Control Optimization | A | Purchases (Incremental) | Achievable Technical Potential | 0 | 0 | 16.223 | 25.0614 | 49.2586 | 84.7163 | 129.5088 | 178.1862 | 222.8724 | 255.5348 | 270.4466 | 265.7838 | 243.7879 | 209.6365 | 169.6653 | 129.6867 | 93.911 | 64.6043 | 42.327 | 26.4709 | 0 | 0 | 0 | 0 | 0 | 0 | 0
F11_Industrial_Industrial - WA_Existing_Process_Natural Gas_Process Boiler - Burner Control Optimization_A_Achievable Technical Potential | F11 | Industrial | Industrial - WA | Existing | Process | Natural Gas | Process Boiler - Burner Control Optimization | A | Purchases (Cumulative) | Achievable Technical Potential | 0 | 0 | 16.223 | 41.2844 | 90.543 | 175.2593 | 304.7681 | 482.9543 | 705.8268 | 961.3615 | 1231.8082 | 1497.5919 | 1741.3798 | 1951.0164 | 2120.6816 | 2250.3683 | 2344.2794 | 2408.8837 | 2451.2106 | 2477.6816 | 2477.6816 | 2477.6816 | 2477.6816 | 2477.6816 | 2477.6816 | 2477.6816 | 2477.6816
F1_Industrial_Industrial - WA_Existing_Process_Natural Gas_Process Boiler - Insulate Hot Water Lines_A_Achievable Technical Potential | F1 | Industrial | Industrial - WA | Existing | Process | Natural Gas | Process Boiler - Insulate Hot Water Lines | A | Integrated Unit Energy Savings (kWh or therms) | Achievable Technical Potential | 0 | 0 | 35.7013 | 35.6758 | 35.6461 | 35.6121 | 35.5731 | 35.5281 | 35.4787 | 35.4265 | 35.3742 | 35.3245 | 35.2797 | 35.2411 | 35.2081 | 35.1796 | 35.1538 | 35.1404 | 35.1281 | 35.1164 | 35.1058 | 35.0951 | 35.0841 | 35.0729 | 35.0616 | 35.05 | 35.0383
F2_Industrial_Industrial - WA_Existing_Process_Natural Gas_Process Boiler - Insulate Hot Water Lines_A_Achievable Technical Potential | F2 | Industrial | Industrial - WA | Existing | Process | Natural Gas | Process Boiler - Insulate Hot Water Lines | A | Integrated Unit Summer Peak Savings (kW) | Achievable Technical Potential | 0 | 0 | 0 | 0 | 0 | 0 | 0 | 0 | 0 | 0 | 0 | 0 | 0 | 0 | 0 | 0 | 0 | 0 | 0 | 0 | 0 | 0 | 0 | 0 | 0 | 0 | 0
F3_Industrial_Industrial - WA_Existing_Process_Natural Gas_Process Boiler - Insulate Hot Water Lines_A_Achievable Technical Potential | F3 | Industrial | Industrial - WA | Existing | Process | Natural Gas | Process Boiler - Insulate Hot Water Lines | A | Integrated Unit Winter Peak Savings (kW) | Achievable Technical Potential | 0 | 0 | 0 | 0 | 0 | 0 | 0 | 0 | 0 | 0 | 0 | 0 | 0 | 0 | 0 | 0 | 0 | 0 | 0 | 0 | 0 | 0 | 0 | 0 | 0 | 0 | 0
F4_Industrial_Industrial - WA_Existing_Process_Natural Gas_Process Boiler - Insulate Hot Water Lines_A_Achievable Technical Potential | F4 | Industrial | Industrial - WA | Existing | Process | Natural Gas | Process Boiler - Insulate Hot Water Lines | A | Incremental Energy Savings (MWh or mTherms) | Achievable Technical Potential | 0 | 0 | 0.46558 | 0.45722 | 0.44897 | 0.4408 | 0.43273 | 0.42473 | 0.41683 | 0.40904 | 0.40139 | 0.39392 | 0.38664 | 0 | 0 | 0 | 0 | 0 | 0 | 0 | 0 | 0 | 0 | 0 | 0 | 0 | 0
F5_Industrial_Industrial - WA_Existing_Process_Natural Gas_Process Boiler - Insulate Hot Water Lines_A_Achievable Technical Potential | F5 | Industrial | Industrial - WA | Existing | Process | Natural Gas | Process Boiler - Insulate Hot Water Lines | A | Incremental Summer Peak Savings (MW) | Achievable Technical Potential | 0 | 0 | 0 | 0 | 0 | 0 | 0 | 0 | 0 | 0 | 0 | 0 | 0 | 0 | 0 | 0 | 0 | 0 | 0 | 0 | 0 | 0 | 0 | 0 | 0 | 0 | 0
F6_Industrial_Industrial - WA_Existing_Process_Natural Gas_Process Boiler - Insulate Hot Water Lines_A_Achievable Technical Potential | F6 | Industrial | Industrial - WA | Existing | Process | Natural Gas | Process Boiler - Insulate Hot Water Lines | A | Incremental Winter Peak Savings (MW) | Achievable Technical Potential | 0 | 0 | 0 | 0 | 0 | 0 | 0 | 0 | 0 | 0 | 0 | 0 | 0 | 0 | 0 | 0 | 0 | 0 | 0 | 0 | 0 | 0 | 0 | 0 | 0 | 0 | 0
F7_Industrial_Industrial - WA_Existing_Process_Natural Gas_Process Boiler - Insulate Hot Water Lines_A_Achievable Technical Potential | F7 | Industrial | Industrial - WA | Existing | Process | Natural Gas | Process Boiler - Insulate Hot Water Lines | A | Cumulative Energy Savings (MWh or mTherms) | Achievable Technical Potential | 0 | 0 | 0.46558 | 0.92247 | 1.3707 | 1.8102 | 2.2409 | 2.6628 | 3.0759 | 3.4804 | 3.8767 | 4.2652 | 4.6464 | 4.6413 | 4.637 | 4.6332 | 4.6298 | 4.6281 | 4.6264 | 4.6249 | 4.6235 | 4.6221 | 4.6206 | 4.6192 | 4.6177 | 4.6162 | 4.6146
F8_Industrial_Industrial - WA_Existing_Process_Natural Gas_Process Boiler - Insulate Hot Water Lines_A_Achievable Technical Potential | F8 | Industrial | Industrial - WA | Existing | Process | Natural Gas | Process Boiler - Insulate Hot Water Lines | A | Cumulative Summer Peak Savings (MW) | Achievable Technical Potential | 0 | 0 | 0 | 0 | 0 | 0 | 0 | 0 | 0 | 0 | 0 | 0 | 0 | 0 | 0 | 0 | 0 | 0 | 0 | 0 | 0 | 0 | 0 | 0 | 0 | 0 | 0
F9_Industrial_Industrial - WA_Existing_Process_Natural Gas_Process Boiler - Insulate Hot Water Lines_A_Achievable Technical Potential | F9 | Industrial | Industrial - WA | Existing | Process | Natural Gas | Process Boiler - Insulate Hot Water Lines | A | Cumulative Winter Peak Savings (MW) | Achievable Technical Potential | 0 | 0 | 0 | 0 | 0 | 0 | 0 | 0 | 0 | 0 | 0 | 0 | 0 | 0 | 0 | 0 | 0 | 0 | 0 | 0 | 0 | 0 | 0 | 0 | 0 | 0 | 0
F10_Industrial_Industrial - WA_Existing_Process_Natural Gas_Process Boiler - Insulate Hot Water Lines_A_Achievable Technical Potential | F10 | Industrial | Industrial - WA | Existing | Process | Natural Gas | Process Boiler - Insulate Hot Water Lines | A | Purchases (Incremental) | Achievable Technical Potential | 0 | 0 | 13.0409 | 12.8161 | 12.5951 | 12.3779 | 12.1645 | 11.9548 | 11.7487 | 11.5461 | 11.347 | 11.1514 | 10.9591 | 0 | 0 | 0 | 0 | 0 | 0 | 0 | 0 | 0 | 0 | 0 | 0 | 0 | 0
F11_Industrial_Industrial - WA_Existing_Process_Natural Gas_Process Boiler - Insulate Hot Water Lines_A_Achievable Technical Potential | F11 | Industrial | Industrial - WA | Existing | Process | Natural Gas | Process Boiler - Insulate Hot Water Lines | A | Purchases (Cumulative) | Achievable Technical Potential | 0 | 0 | 13.0409 | 25.857 | 38.4521 | 50.83 | 62.9945 | 74.9493 | 86.698 | 98.2441 | 109.5912 | 120.7426 | 131.7017 | 131.7017 | 131.7017 | 131.7017 | 131.7017 | 131.7017 | 131.7017 | 131.7017 | 131.7017 | 131.7017 | 131.7017 | 131.7017 | 131.7017 | 131.7017 | 131.7017
F1_Industrial_Industrial - WA_Existing_Process_Natural Gas_Process Boiler - Insulate Steam Lines/Condensate Tank_A_Achievable Technical Potential | F1 | Industrial | Industrial - WA | Existing | Process | Natural Gas | Process Boiler - Insulate Steam Lines/Condensate Tank | A | Integrated Unit Energy Savings (kWh or therms) | Achievable Technical Potential | 0 | 0 | 53.3464 | 53.3261 | 53.3013 | 53.2722 | 53.2389 | 53.1998 | 53.1574 | 53.1135 | 53.0711 | 53.0333 | 53.0023 | 52.9792 | 52.9628 | 52.9511 | 52.9419 | 52.9338 | 52.926 | 52.9183 | 52.9105 | 52.9026 | 52.8945 | 52.8863 | 52.8779 | 52.8694 | 52.8608
F2_Industrial_Industrial - WA_Existing_Process_Natural Gas_Process Boiler - Insulate Steam Lines/Condensate Tank_A_Achievable Technical Potential | F2 | Industrial | Industrial - WA | Existing | Process | Natural Gas | Process Boiler - Insulate Steam Lines/Condensate Tank | A | Integrated Unit Summer Peak Savings (kW) | Achievable Technical Potential | 0 | 0 | 0 | 0 | 0 | 0 | 0 | 0 | 0 | 0 | 0 | 0 | 0 | 0 | 0 | 0 | 0 | 0 | 0 | 0 | 0 | 0 | 0 | 0 | 0 | 0 | 0
F3_Industrial_Industrial - WA_Existing_Process_Natural Gas_Process Boiler - Insulate Steam Lines/Condensate Tank_A_Achievable Technical Potential | F3 | Industrial | Industrial - WA | Existing | Process | Natural Gas | Process Boiler - Insulate Steam Lines/Condensate Tank | A | Integrated Unit Winter Peak Savings (kW) | Achievable Technical Potential | 0 | 0 | 0 | 0 | 0 | 0 | 0 | 0 | 0 | 0 | 0 | 0 | 0 | 0 | 0 | 0 | 0 | 0 | 0 | 0 | 0 | 0 | 0 | 0 | 0 | 0 | 0
F4_Industrial_Industrial - WA_Existing_Process_Natural Gas_Process Boiler - Insulate Steam Lines/Condensate Tank_A_Achievable Technical Potential | F4 | Industrial | Industrial - WA | Existing | Process | Natural Gas | Process Boiler - Insulate Steam Lines/Condensate Tank | A | Incremental Energy Savings (MWh or mTherms) | Achievable Technical Potential | 0 | 0 | 0.69569 | 0.68343 | 0.67133 | 0.6594 | 0.64763 | 0.63599 | 0.62453 | 0.61325 | 0.6022 | 0.5914 | 0.58086 | 0.5706 | 0.56058 | 0.5508 | 0.54121 | 0 | 0 | 0 | 0 | 0 | 0 | 0 | 0 | 0 | 0
F5_Industrial_Industrial - WA_Existing_Process_Natural Gas_Process Boiler - Insulate Steam Lines/Condensate Tank_A_Achievable Technical Potential | F5 | Industrial | Industrial - WA | Existing | Process | Natural Gas | Process Boiler - Insulate Steam Lines/Condensate Tank | A | Incremental Summer Peak Savings (MW) | Achievable Technical Potential | 0 | 0 | 0 | 0 | 0 | 0 | 0 | 0 | 0 | 0 | 0 | 0 | 0 | 0 | 0 | 0 | 0 | 0 | 0 | 0 | 0 | 0 | 0 | 0 | 0 | 0 | 0
F6_Industrial_Industrial - WA_Existing_Process_Natural Gas_Process Boiler - Insulate Steam Lines/Condensate Tank_A_Achievable Technical Potential | F6 | Industrial | Industrial - WA | Existing | Process | Natural Gas | Process Boiler - Insulate Steam Lines/Condensate Tank | A | Incremental Winter Peak Savings (MW) | Achievable Technical Potential | 0 | 0 | 0 | 0 | 0 | 0 | 0 | 0 | 0 | 0 | 0 | 0 | 0 | 0 | 0 | 0 | 0 | 0 | 0 | 0 | 0 | 0 | 0 | 0 | 0 | 0 | 0
F7_Industrial_Industrial - WA_Existing_Process_Natural Gas_Process Boiler - Insulate Steam Lines/Condensate Tank_A_Achievable Technical Potential | F7 | Industrial | Industrial - WA | Existing | Process | Natural Gas | Process Boiler - Insulate Steam Lines/Condensate Tank | A | Cumulative Energy Savings (MWh or mTherms) | Achievable Technical Potential | 0 | 0 | 0.69569 | 1.3789 | 2.0495 | 2.7078 | 3.3538 | 3.9873 | 4.6086 | 5.2181 | 5.8161 | 6.4034 | 6.9805 | 7.548 | 8.1063 | 8.6553 | 9.195 | 9.1936 | 9.1922 | 9.1909 | 9.1896 | 9.1882 | 9.1868 | 9.1853 | 9.1839 | 9.1824 | 9.1809
F8_Industrial_Industrial - WA_Existing_Process_Natural Gas_Process Boiler - Insulate Steam Lines/Condensate Tank_A_Achievable Technical Potential | F8 | Industrial | Industrial - WA | Existing | Process | Natural Gas | Process Boiler - Insulate Steam Lines/Condensate Tank | A | Cumulative Summer Peak Savings (MW) | Achievable Technical Potential | 0 | 0 | 0 | 0 | 0 | 0 | 0 | 0 | 0 | 0 | 0 | 0 | 0 | 0 | 0 | 0 | 0 | 0 | 0 | 0 | 0 | 0 | 0 | 0 | 0 | 0 | 0
F9_Industrial_Industrial - WA_Existing_Process_Natural Gas_Process Boiler - Insulate Steam Lines/Condensate Tank_A_Achievable Technical Potential | F9 | Industrial | Industrial - WA | Existing | Process | Natural Gas | Process Boiler - Insulate Steam Lines/Condensate Tank | A | Cumulative Winter Peak Savings (MW) | Achievable Technical Potential | 0 | 0 | 0 | 0 | 0 | 0 | 0 | 0 | 0 | 0 | 0 | 0 | 0 | 0 | 0 | 0 | 0 | 0 | 0 | 0 | 0 | 0 | 0 | 0 | 0 | 0 | 0
F10_Industrial_Industrial - WA_Existing_Process_Natural Gas_Process Boiler - Insulate Steam Lines/Condensate Tank_A_Achievable Technical Potential | F10 | Industrial | Industrial - WA | Existing | Process | Natural Gas | Process Boiler - Insulate Steam Lines/Condensate Tank | A | Purchases (Incremental) | Achievable Technical Potential | 0 | 0 | 13.0409 | 12.8161 | 12.5951 | 12.3779 | 12.1645 | 11.9548 | 11.7487 | 11.5461 | 11.347 | 11.1514 | 10.9591 | 10.7702 | 10.5845 | 10.402 | 10.2227 | 0 | 0 | 0 | 0 | 0 | 0 | 0 | 0 | 0 | 0
F11_Industrial_Industrial - WA_Existing_Process_Natural Gas_Process Boiler - Insulate Steam Lines/Condensate Tank_A_Achievable Technical Potential | F11 | Industrial | Industrial - WA | Existing | Process | Natural Gas | Process Boiler - Insulate Steam Lines/Condensate Tank | A | Purchases (Cumulative) | Achievable Technical Potential | 0 | 0 | 13.0409 | 25.857 | 38.4521 | 50.83 | 62.9945 | 74.9493 | 86.698 | 98.2441 | 109.5912 | 120.7426 | 131.7017 | 142.4719 | 153.0564 | 163.4584 | 173.6811 | 173.6811 | 173.6811 | 173.6811 | 173.6811 | 173.6811 | 173.6811 | 173.6811 | 173.6811 | 173.6811 | 173.6811
F1_Industrial_Industrial - WA_Existing_Process_Natural Gas_Process Boiler - Stack Economizer_A_Achievable Technical Potential | F1 | Industrial | Industrial - WA | Existing | Process | Natural Gas | Process Boiler - Stack Economizer | A | Integrated Unit Energy Savings (kWh or therms) | Achievable Technical Potential | 0 | 0 | 7.5918 | 7.5839 | 7.5753 | 7.5664 | 7.5565 | 7.5452 | 7.5329 | 7.5201 | 7.5072 | 7.4948 | 7.4834 | 7.4748 | 7.4675 | 7.461 | 7.4552 | 7.4519 | 7.4489 | 7.446 | 7.4433 | 7.4406 | 7.4378 | 7.435 | 7.4322 | 7.4293 | 7.4263
F2_Industrial_Industrial - WA_Existing_Process_Natural Gas_Process Boiler - Stack Economizer_A_Achievable Technical Potential | F2 | Industrial | Industrial - WA | Existing | Process | Natural Gas | Process Boiler - Stack Economizer | A | Integrated Unit Summer Peak Savings (kW) | Achievable Technical Potential | 0 | 0 | 0 | 0 | 0 | 0 | 0 | 0 | 0 | 0 | 0 | 0 | 0 | 0 | 0 | 0 | 0 | 0 | 0 | 0 | 0 | 0 | 0 | 0 | 0 | 0 | 0
F3_Industrial_Industrial - WA_Existing_Process_Natural Gas_Process Boiler - Stack Economizer_A_Achievable Technical Potential | F3 | Industrial | Industrial - WA | Existing | Process | Natural Gas | Process Boiler - Stack Economizer | A | Integrated Unit Winter Peak Savings (kW) | Achievable Technical Potential | 0 | 0 | 0 | 0 | 0 | 0 | 0 | 0 | 0 | 0 | 0 | 0 | 0 | 0 | 0 | 0 | 0 | 0 | 0 | 0 | 0 | 0 | 0 | 0 | 0 | 0 | 0
F4_Industrial_Industrial - WA_Existing_Process_Natural Gas_Process Boiler - Stack Economizer_A_Achievable Technical Potential | F4 | Industrial | Industrial - WA | Existing | Process | Natural Gas | Process Boiler - Stack Economizer | A | Incremental Energy Savings (MWh or mTherms) | Achievable Technical Potential | 0 | 0 | 1.2175 | 1.1953 | 1.1734 | 1.1518 | 1.1304 | 0.99834 | 0.78363 | 0.61504 | 0.48272 | 0.37889 | 0.29744 | 0.23358 | 0.18346 | 0.14411 | 0.11321 | 0 | 0 | 0 | 0 | 0 | 0 | 0 | 0 | 0 | 0
F5_Industrial_Industrial - WA_Existing_Process_Natural Gas_Process Boiler - Stack Economizer_A_Achievable Technical Potential | F5 | Industrial | Industrial - WA | Existing | Process | Natural Gas | Process Boiler - Stack Economizer | A | Incremental Summer Peak Savings (MW) | Achievable Technical Potential | 0 | 0 | 0 | 0 | 0 | 0 | 0 | 0 | 0 | 0 | 0 | 0 | 0 | 0 | 0 | 0 | 0 | 0 | 0 | 0 | 0 | 0 | 0 | 0 | 0 | 0 | 0
F6_Industrial_Industrial - WA_Existing_Process_Natural Gas_Process Boiler - Stack Economizer_A_Achievable Technical Potential | F6 | Industrial | Industrial - WA | Existing | Process | Natural Gas | Process Boiler - Stack Economizer | A | Incremental Winter Peak Savings (MW) | Achievable Technical Potential | 0 | 0 | 0 | 0 | 0 | 0 | 0 | 0 | 0 | 0 | 0 | 0 | 0 | 0 | 0 | 0 | 0 | 0 | 0 | 0 | 0 | 0 | 0 | 0 | 0 | 0 | 0
F7_Industrial_Industrial - WA_Existing_Process_Natural Gas_Process Boiler - Stack Economizer_A_Achievable Technical Potential | F7 | Industrial | Industrial - WA | Existing | Process | Natural Gas | Process Boiler - Stack Economizer | A | Cumulative Energy Savings (MWh or mTherms) | Achievable Technical Potential | 0 | 0 | 1.2175 | 2.4115 | 3.5822 | 4.7297 | 5.8539 | 6.8435 | 7.616 | 8.2181 | 8.6867 | 9.0512 | 9.3349 | 9.5578 | 9.7319 | 9.8676 | 9.973 | 9.9687 | 9.9646 | 9.9608 | 9.9572 | 9.9536 | 9.9499 | 9.9461 | 9.9423 | 9.9384 | 9.9344
F8_Industrial_Industrial - WA_Existing_Process_Natural Gas_Process Boiler - Stack Economizer_A_Achievable Technical Potential | F8 | Industrial | Industrial - WA | Existing | Process | Natural Gas | Process Boiler - Stack Economizer | A | Cumulative Summer Peak Savings (MW) | Achievable Technical Potential | 0 | 0 | 0 | 0 | 0 | 0 | 0 | 0 | 0 | 0 | 0 | 0 | 0 | 0 | 0 | 0 | 0 | 0 | 0 | 0 | 0 | 0 | 0 | 0 | 0 | 0 | 0
F9_Industrial_Industrial - WA_Existing_Process_Natural Gas_Process Boiler - Stack Economizer_A_Achievable Technical Potential | F9 | Industrial | Industrial - WA | Existing | Process | Natural Gas | Process Boiler - Stack Economizer | A | Cumulative Winter Peak Savings (MW) | Achievable Technical Potential | 0 | 0 | 0 | 0 | 0 | 0 | 0 | 0 | 0 | 0 | 0 | 0 | 0 | 0 | 0 | 0 | 0 | 0 | 0 | 0 | 0 | 0 | 0 | 0 | 0 | 0 | 0
F10_Industrial_Industrial - WA_Existing_Process_Natural Gas_Process Boiler - Stack Economizer_A_Achievable Technical Potential | F10 | Industrial | Industrial - WA | Existing | Process | Natural Gas | Process Boiler - Stack Economizer | A | Purchases (Incremental) | Achievable Technical Potential | 0 | 0 | 160.3732 | 157.6081 | 154.8907 | 152.2202 | 149.5957 | 132.3148 | 104.0268 | 81.7866 | 64.3012 | 50.5541 | 39.7459 | 31.2485 | 24.5678 | 19.3154 | 15.1859 | 0 | 0 | 0 | 0 | 0 | 0 | 0 | 0 | 0 | 0
F11_Industrial_Industrial - WA_Existing_Process_Natural Gas_Process Boiler - Stack Economizer_A_Achievable Technical Potential | F11 | Industrial | Industrial - WA | Existing | Process | Natural Gas | Process Boiler - Stack Economizer | A | Purchases (Cumulative) | Achievable Technical Potential | 0 | 0 | 160.3732 | 317.9813 | 472.8721 | 625.0923 | 774.688 | 907.0028 | 1011.0297 | 1092.8163 | 1157.1175 | 1207.6716 | 1247.4175 | 1278.666 | 1303.2338 | 1322.5492 | 1337.7351 | 1337.7351 | 1337.7351 | 1337.7351 | 1337.7351 | 1337.7351 | 1337.7351 | 1337.7351 | 1337.7351 | 1337.7351 | 1337.7351
F1_Industrial_Industrial - WA_Existing_Process_Natural Gas_Process Boiler - Steam Trap Replacement_A_Achievable Technical Potential | F1 | Industrial | Industrial - WA | Existing | Process | Natural Gas | Process Boiler - Steam Trap Replacement | A | Integrated Unit Energy Savings (kWh or therms) | Achievable Technical Potential | 0 | 0 | 238288.3345 | 238288.3345 | 238288.3345 | 238288.3345 | 238288.3345 | 238288.3345 | 238288.3345 | 238288.3345 | 238288.3345 | 238288.3345 | 238288.3345 | 238288.3345 | 238288.3345 | 238288.3345 | 238288.3345 | 238288.3345 | 238288.3345 | 238288.3345 | 238288.3345 | 238288.3345 | 238288.3345 | 238288.3345 | 238288.3345 | 238288.3345 | 238288.3345
F2_Industrial_Industrial - WA_Existing_Process_Natural Gas_Process Boiler - Steam Trap Replacement_A_Achievable Technical Potential | F2 | Industrial | Industrial - WA | Existing | Process | Natural Gas | Process Boiler - Steam Trap Replacement | A | Integrated Unit Summer Peak Savings (kW) | Achievable Technical Potential | 0 | 0 | 0 | 0 | 0 | 0 | 0 | 0 | 0 | 0 | 0 | 0 | 0 | 0 | 0 | 0 | 0 | 0 | 0 | 0 | 0 | 0 | 0 | 0 | 0 | 0 | 0
F3_Industrial_Industrial - WA_Existing_Process_Natural Gas_Process Boiler - Steam Trap Replacement_A_Achievable Technical Potential | F3 | Industrial | Industrial - WA | Existing | Process | Natural Gas | Process Boiler - Steam Trap Replacement | A | Integrated Unit Winter Peak Savings (kW) | Achievable Technical Potential | 0 | 0 | 0 | 0 | 0 | 0 | 0 | 0 | 0 | 0 | 0 | 0 | 0 | 0 | 0 | 0 | 0 | 0 | 0 | 0 | 0 | 0 | 0 | 0 | 0 | 0 | 0
F4_Industrial_Industrial - WA_Existing_Process_Natural Gas_Process Boiler - Steam Trap Replacement_A_Achievable Technical Potential | F4 | Industrial | Industrial - WA | Existing | Process | Natural Gas | Process Boiler - Steam Trap Replacement | A | Incremental Energy Savings (MWh or mTherms) | Achievable Technical Potential | 0 | 0 | 0.041464 | 0.040749 | 0.040047 | 0.039356 | 0.038678 | 0.038011 | 0 | 0 | 0 | 0 | 0 | 0 | 0 | 0 | 0 | 0 | 0 | 0 | 0 | 0 | 0 | 0 | 0 | 0 | 0
F5_Industrial_Industrial - WA_Existing_Process_Natural Gas_Process Boiler - Steam Trap Replacement_A_Achievable Technical Potential | F5 | Industrial | Industrial - WA | Existing | Process | Natural Gas | Process Boiler - Steam Trap Replacement | A | Incremental Summer Peak Savings (MW) | Achievable Technical Potential | 0 | 0 | 0 | 0 | 0 | 0 | 0 | 0 | 0 | 0 | 0 | 0 | 0 | 0 | 0 | 0 | 0 | 0 | 0 | 0 | 0 | 0 | 0 | 0 | 0 | 0 | 0
F6_Industrial_Industrial - WA_Existing_Process_Natural Gas_Process Boiler - Steam Trap Replacement_A_Achievable Technical Potential | F6 | Industrial | Industrial - WA | Existing | Process | Natural Gas | Process Boiler - Steam Trap Replacement | A | Incremental Winter Peak Savings (MW) | Achievable Technical Potential | 0 | 0 | 0 | 0 | 0 | 0 | 0 | 0 | 0 | 0 | 0 | 0 | 0 | 0 | 0 | 0 | 0 | 0 | 0 | 0 | 0 | 0 | 0 | 0 | 0 | 0 | 0
F7_Industrial_Industrial - WA_Existing_Process_Natural Gas_Process Boiler - Steam Trap Replacement_A_Achievable Technical Potential | F7 | Industrial | Industrial - WA | Existing | Process | Natural Gas | Process Boiler - Steam Trap Replacement | A | Cumulative Energy Savings (MWh or mTherms) | Achievable Technical Potential | 0 | 0 | 0.041464 | 0.082213 | 0.12226 | 0.16162 | 0.20029 | 0.2383 | 0.2383 | 0.2383 | 0.2383 | 0.2383 | 0.2383 | 0.2383 | 0.2383 | 0.2383 | 0.2383 | 0.2383 | 0.2383 | 0.2383 | 0.2383 | 0.2383 | 0.2383 | 0.2383 | 0.2383 | 0.2383 | 0.2383
F8_Industrial_Industrial - WA_Existing_Process_Natural Gas_Process Boiler - Steam Trap Replacement_A_Achievable Technical Potential | F8 | Industrial | Industrial - WA | Existing | Process | Natural Gas | Process Boiler - Steam Trap Replacement | A | Cumulative Summer Peak Savings (MW) | Achievable Technical Potential | 0 | 0 | 0 | 0 | 0 | 0 | 0 | 0 | 0 | 0 | 0 | 0 | 0 | 0 | 0 | 0 | 0 | 0 | 0 | 0 | 0 | 0 | 0 | 0 | 0 | 0 | 0
F9_Industrial_Industrial - WA_Existing_Process_Natural Gas_Process Boiler - Steam Trap Replacement_A_Achievable Technical Potential | F9 | Industrial | Industrial - WA | Existing | Process | Natural Gas | Process Boiler - Steam Trap Replacement | A | Cumulative Winter Peak Savings (MW) | Achievable Technical Potential | 0 | 0 | 0 | 0 | 0 | 0 | 0 | 0 | 0 | 0 | 0 | 0 | 0 | 0 | 0 | 0 | 0 | 0 | 0 | 0 | 0 | 0 | 0 | 0 | 0 | 0 | 0
F10_Industrial_Industrial - WA_Existing_Process_Natural Gas_Process Boiler - Steam Trap Replacement_A_Achievable Technical Potential | F10 | Industrial | Industrial - WA | Existing | Process | Natural Gas | Process Boiler - Steam Trap Replacement | A | Purchases (Incremental) | Achievable Technical Potential | 0 | 0 | 0.00017401 | 0.00017101 | 0.00016806 | 0.00016516 | 0.00016231 | 0.00015952 | 0 | 0 | 0 | 0 | 0 | 0 | 0 | 0 | 0 | 0 | 0 | 0 | 0 | 0 | 0 | 0 | 0 | 0 | 0
F11_Industrial_Industrial - WA_Existing_Process_Natural Gas_Process Boiler - Steam Trap Replacement_A_Achievable Technical Potential | F11 | Industrial | Industrial - WA | Existing | Process | Natural Gas | Process Boiler - Steam Trap Replacement | A | Purchases (Cumulative) | Achievable Technical Potential | 0 | 0 | 0.00017401 | 0.00034502 | 0.00051308 | 0.00067824 | 0.00084055 | 0.0010001 | 0.0010001 | 0.0010001 | 0.0010001 | 0.0010001 | 0.0010001 | 0.0010001 | 0.0010001 | 0.0010001 | 0.0010001 | 0.0010001 | 0.0010001 | 0.0010001 | 0.0010001 | 0.0010001 | 0.0010001 | 0.0010001 | 0.0010001 | 0.0010001 | 0.0010001
F1_Industrial_Industrial - WA_Existing_Process_Natural Gas_Process Boiler - Maintenance_A_Achievable Technical Potential | F1 | Industrial | Industrial - WA | Existing | Process | Natural Gas | Process Boiler - Maintenance | A | Integrated Unit Energy Savings (kWh or therms) | Achievable Technical Potential | 0 | 0 | 4.7457 | 4.7413 | 4.7364 | 4.7308 | 4.7246 | 4.7176 | 4.71 | 4.702 | 4.6939 | 4.6862 | 4.6791 | 4.6738 | 4.6692 | 4.6653 | 4.6616 | 4.6596 | 4.6578 | 4.656 | 4.6544 | 4.6527 | 4.651 | 4.6493 | 4.6476 | 4.6458 | 4.644
F2_Industrial_Industrial - WA_Existing_Process_Natural Gas_Process Boiler - Maintenance_A_Achievable Technical Potential | F2 | Industrial | Industrial - WA | Existing | Process | Natural Gas | Process Boiler - Maintenance | A | Integrated Unit Summer Peak Savings (kW) | Achievable Technical Potential | 0 | 0 | 0 | 0 | 0 | 0 | 0 | 0 | 0 | 0 | 0 | 0 | 0 | 0 | 0 | 0 | 0 | 0 | 0 | 0 | 0 | 0 | 0 | 0 | 0 | 0 | 0
F3_Industrial_Industrial - WA_Existing_Process_Natural Gas_Process Boiler - Maintenance_A_Achievable Technical Potential | F3 | Industrial | Industrial - WA | Existing | Process | Natural Gas | Process Boiler - Maintenance | A | Integrated Unit Winter Peak Savings (kW) | Achievable Technical Potential | 0 | 0 | 0 | 0 | 0 | 0 | 0 | 0 | 0 | 0 | 0 | 0 | 0 | 0 | 0 | 0 | 0 | 0 | 0 | 0 | 0 | 0 | 0 | 0 | 0 | 0 | 0
F4_Industrial_Industrial - WA_Existing_Process_Natural Gas_Process Boiler - Maintenance_A_Achievable Technical Potential | F4 | Industrial | Industrial - WA | Existing | Process | Natural Gas | Process Boiler - Maintenance | A | Incremental Energy Savings (MWh or mTherms) | Achievable Technical Potential | 0 | 0 | 0.3848 | 0.26482 | 0.17998 | 0 | 0 | 0 | 0 | 0 | 0 | 0 | 0 | 0 | 0 | 0 | 0 | 0 | 0 | 0 | 0 | 0 | 0 | 0 | 0 | 0 | 0
F5_Industrial_Industrial - WA_Existing_Process_Natural Gas_Process Boiler - Maintenance_A_Achievable Technical Potential | F5 | Industrial | Industrial - WA | Existing | Process | Natural Gas | Process Boiler - Maintenance | A | Incremental Summer Peak Savings (MW) | Achievable Technical Potential | 0 | 0 | 0 | 0 | 0 | 0 | 0 | 0 | 0 | 0 | 0 | 0 | 0 | 0 | 0 | 0 | 0 | 0 | 0 | 0 | 0 | 0 | 0 | 0 | 0 | 0 | 0
F6_Industrial_Industrial - WA_Existing_Process_Natural Gas_Process Boiler - Maintenance_A_Achievable Technical Potential | F6 | Industrial | Industrial - WA | Existing | Process | Natural Gas | Process Boiler - Maintenance | A | Incremental Winter Peak Savings (MW) | Achievable Technical Potential | 0 | 0 | 0 | 0 | 0 | 0 | 0 | 0 | 0 | 0 | 0 | 0 | 0 | 0 | 0 | 0 | 0 | 0 | 0 | 0 | 0 | 0 | 0 | 0 | 0 | 0 | 0
F7_Industrial_Industrial - WA_Existing_Process_Natural Gas_Process Boiler - Maintenance_A_Achievable Technical Potential | F7 | Industrial | Industrial - WA | Existing | Process | Natural Gas | Process Boiler - Maintenance | A | Cumulative Energy Savings (MWh or mTherms) | Achievable Technical Potential | 0 | 0 | 0.3848 | 0.64927 | 0.82857 | 0.8276 | 0.82652 | 0.82529 | 0.82396 | 0.82255 | 0.82115 | 0.8198 | 0.81856 | 0.81763 | 0.81683 | 0.81613 | 0.8155 | 0.81515 | 0.81482 | 0.81451 | 0.81423 | 0.81394 | 0.81364 | 0.81334 | 0.81304 | 0.81273 | 0.81241
F8_Industrial_Industrial - WA_Existing_Process_Natural Gas_Process Boiler - Maintenance_A_Achievable Technical Potential | F8 | Industrial | Industrial - WA | Existing | Process | Natural Gas | Process Boiler - Maintenance | A | Cumulative Summer Peak Savings (MW) | Achievable Technical Potential | 0 | 0 | 0 | 0 | 0 | 0 | 0 | 0 | 0 | 0 | 0 | 0 | 0 | 0 | 0 | 0 | 0 | 0 | 0 | 0 | 0 | 0 | 0 | 0 | 0 | 0 | 0
F9_Industrial_Industrial - WA_Existing_Process_Natural Gas_Process Boiler - Maintenance_A_Achievable Technical Potential | F9 | Industrial | Industrial - WA | Existing | Process | Natural Gas | Process Boiler - Maintenance | A | Cumulative Winter Peak Savings (MW) | Achievable Technical Potential | 0 | 0 | 0 | 0 | 0 | 0 | 0 | 0 | 0 | 0 | 0 | 0 | 0 | 0 | 0 | 0 | 0 | 0 | 0 | 0 | 0 | 0 | 0 | 0 | 0 | 0 | 0
F10_Industrial_Industrial - WA_Existing_Process_Natural Gas_Process Boiler - Maintenance_A_Achievable Technical Potential | F10 | Industrial | Industrial - WA | Existing | Process | Natural Gas | Process Boiler - Maintenance | A | Purchases (Incremental) | Achievable Technical Potential | 0 | 0 | 81.0847 | 55.854 | 37.9993 | 0 | 0 | 0 | 0 | 0 | 0 | 0 | 0 | 0 | 0 | 0 | 0 | 0 | 0 | 0 | 0 | 0 | 0 | 0 | 0 | 0 | 0
F11_Industrial_Industrial - WA_Existing_Process_Natural Gas_Process Boiler - Maintenance_A_Achievable Technical Potential | F11 | Industrial | Industrial - WA | Existing | Process | Natural Gas | Process Boiler - Maintenance | A | Purchases (Cumulative) | Achievable Technical Potential | 0 | 0 | 81.0847 | 136.9387 | 174.938 | 174.938 | 174.938 | 174.938 | 174.938 | 174.938 | 174.938 | 174.938 | 174.938 | 174.938 | 174.938 | 174.938 | 174.938 | 174.938 | 174.938 | 174.938 | 174.938 | 174.938 | 174.938 | 174.938 | 174.938 | 174.938 | 174.938
F1_Industrial_Industrial - WA_Existing_Process_Natural Gas_Process - Heat Recovery_A_Achievable Technical Potential | F1 | Industrial | Industrial - WA | Existing | Process | Natural Gas | Process - Heat Recovery | A | Integrated Unit Energy Savings (kWh or therms) | Achievable Technical Potential | 0 | 0 | 0.70841 | 0.70729 | 0.7061 | 0.70488 | 0.70355 | 0.70213 | 0.70068 | 0.69922 | 0.6978 | 0.69646 | 0.69523 | 0.69429 | 0.69347 | 0.69275 | 0.6921 | 0.69173 | 0.69138 | 0.69104 | 0.69072 | 0.69039 | 0.69006 | 0.68972 | 0.68938 | 0.68903 | 0.68867
F2_Industrial_Industrial - WA_Existing_Process_Natural Gas_Process - Heat Recovery_A_Achievable Technical Potential | F2 | Industrial | Industrial - WA | Existing | Process | Natural Gas | Process - Heat Recovery | A | Integrated Unit Summer Peak Savings (kW) | Achievable Technical Potential | 0 | 0 | 0 | 0 | 0 | 0 | 0 | 0 | 0 | 0 | 0 | 0 | 0 | 0 | 0 | 0 | 0 | 0 | 0 | 0 | 0 | 0 | 0 | 0 | 0 | 0 | 0
F3_Industrial_Industrial - WA_Existing_Process_Natural Gas_Process - Heat Recovery_A_Achievable Technical Potential | F3 | Industrial | Industrial - WA | Existing | Process | Natural Gas | Process - Heat Recovery | A | Integrated Unit Winter Peak Savings (kW) | Achievable Technical Potential | 0 | 0 | 0 | 0 | 0 | 0 | 0 | 0 | 0 | 0 | 0 | 0 | 0 | 0 | 0 | 0 | 0 | 0 | 0 | 0 | 0 | 0 | 0 | 0 | 0 | 0 | 0
F4_Industrial_Industrial - WA_Existing_Process_Natural Gas_Process - Heat Recovery_A_Achievable Technical Potential | F4 | Industrial | Industrial - WA | Existing | Process | Natural Gas | Process - Heat Recovery | A | Incremental Energy Savings (MWh or mTherms) | Achievable Technical Potential | 0 | 0 | 13.1464 | 12.8993 | 12.6556 | 12.4158 | 12.1787 | 11.9446 | 11.7144 | 11.4885 | 11.2674 | 11.0519 | 10.8423 | 10.6409 | 10.4451 | 10.2543 | 10.068 | 9.8891 | 9.7137 | 9.5415 | 9.3727 | 9.2067 | 0 | 0 | 0 | 0 | 0
F5_Industrial_Industrial - WA_Existing_Process_Natural Gas_Process - Heat Recovery_A_Achievable Technical Potential | F5 | Industrial | Industrial - WA | Existing | Process | Natural Gas | Process - Heat Recovery | A | Incremental Summer Peak Savings (MW) | Achievable Technical Potential | 0 | 0 | 0 | 0 | 0 | 0 | 0 | 0 | 0 | 0 | 0 | 0 | 0 | 0 | 0 | 0 | 0 | 0 | 0 | 0 | 0 | 0 | 0 | 0 | 0 | 0 | 0
F6_Industrial_Industrial - WA_Existing_Process_Natural Gas_Process - Heat Recovery_A_Achievable Technical Potential | F6 | Industrial | Industrial - WA | Existing | Process | Natural Gas | Process - Heat Recovery | A | Incremental Winter Peak Savings (MW) | Achievable Technical Potential | 0 | 0 | 0 | 0 | 0 | 0 | 0 | 0 | 0 | 0 | 0 | 0 | 0 | 0 | 0 | 0 | 0 | 0 | 0 | 0 | 0 | 0 | 0 | 0 | 0 | 0 | 0
F7_Industrial_Industrial - WA_Existing_Process_Natural Gas_Process - Heat Recovery_A_Achievable Technical Potential | F7 | Industrial | Industrial - WA | Existing | Process | Natural Gas | Process - Heat Recovery | A | Cumulative Energy Savings (MWh or mTherms) | Achievable Technical Potential | 0 | 0 | 13.1464 | 26.0249 | 38.6368 | 50.9856 | 63.0681 | 74.8852 | 86.4451 | 97.7538 | 108.8224 | 119.6651 | 130.297 | 140.7611 | 151.0403 | 161.1378 | 171.0533 | 180.851 | 190.4731 | 199.921 | 209.2009 | 218.3089 | 218.204 | 218.0974 | 217.9889 | 217.8786 | 217.7664
F8_Industrial_Industrial - WA_Existing_Process_Natural Gas_Process - Heat Recovery_A_Achievable Technical Potential | F8 | Industrial | Industrial - WA | Existing | Process | Natural Gas | Process - Heat Recovery | A | Cumulative Summer Peak Savings (MW) | Achievable Technical Potential | 0 | 0 | 0 | 0 | 0 | 0 | 0 | 0 | 0 | 0 | 0 | 0 | 0 | 0 | 0 | 0 | 0 | 0 | 0 | 0 | 0 | 0 | 0 | 0 | 0 | 0 | 0
F9_Industrial_Industrial - WA_Existing_Process_Natural Gas_Process - Heat Recovery_A_Achievable Technical Potential | F9 | Industrial | Industrial - WA | Existing | Process | Natural Gas | Process - Heat Recovery | A | Cumulative Winter Peak Savings (MW) | Achievable Technical Potential | 0 | 0 | 0 | 0 | 0 | 0 | 0 | 0 | 0 | 0 | 0 | 0 | 0 | 0 | 0 | 0 | 0 | 0 | 0 | 0 | 0 | 0 | 0 | 0 | 0 | 0 | 0
F10_Industrial_Industrial - WA_Existing_Process_Natural Gas_Process - Heat Recovery_A_Achievable Technical Potential | F10 | Industrial | Industrial - WA | Existing | Process | Natural Gas | Process - Heat Recovery | A | Purchases (Incremental) | Achievable Technical Potential | 0 | 0 | 18557.5369 | 18237.5794 | 17923.1383 | 17614.1187 | 17310.427 | 17011.9714 | 16718.6615 | 16430.4087 | 16147.1258 | 15868.7271 | 15595.1284 | 15326.2468 | 15062.0012 | 14802.3115 | 14547.0993 | 14296.2872 | 14049.7995 | 13807.5616 | 13569.5002 | 13335.5433 | 0 | 0 | 0 | 0 | 0
F11_Industrial_Industrial - WA_Existing_Process_Natural Gas_Process - Heat Recovery_A_Achievable Technical Potential | F11 | Industrial | Industrial - WA | Existing | Process | Natural Gas | Process - Heat Recovery | A | Purchases (Cumulative) | Achievable Technical Potential | 0 | 0 | 18557.5369 | 36795.1162 | 54718.2546 | 72332.3733 | 89642.8003 | 106654.7717 | 123373.4332 | 139803.8419 | 155950.9677 | 171819.6948 | 187414.8232 | 202741.07 | 217803.0712 | 232605.3827 | 247152.482 | 261448.7692 | 275498.5687 | 289306.1303 | 302875.6304 | 316211.1737 | 316211.1737 | 316211.1737 | 316211.1737 | 316211.1737 | 316211.1737
F1_Industrial_Industrial - WA_Existing_Space Heating_Natural Gas_Strategic Energy Management_A_Achievable Technical Potential | F1 | Industrial | Industrial - WA | Existing | Space Heating | Natural Gas | Strategic Energy Management | A | Integrated Unit Energy Savings (kWh or therms) | Achievable Technical Potential | 0 | 0 | 0.033439 | 0.033143 | 0.032826 | 0.032487 | 0.03212 | 0.031773 | 0.031401 | 0.031003 | 0.030581 | 0.03014 | 0.029688 | 0.029237 | 0.02879 | 0.028354 | 0.027938 | 0.027605 | 0.027298 | 0.027022 | 0.026771 | 0.026542 | 0.026361 | 0.026185 | 0.026014 | 0.025844 | 0.025679
F2_Industrial_Industrial - WA_Existing_Space Heating_Natural Gas_Strategic Energy Management_A_Achievable Technical Potential | F2 | Industrial | Industrial - WA | Existing | Space Heating | Natural Gas | Strategic Energy Management | A | Integrated Unit Summer Peak Savings (kW) | Achievable Technical Potential | 0 | 0 | 0 | 0 | 0 | 0 | 0 | 0 | 0 | 0 | 0 | 0 | 0 | 0 | 0 | 0 | 0 | 0 | 0 | 0 | 0 | 0 | 0 | 0 | 0 | 0 | 0
F3_Industrial_Industrial - WA_Existing_Space Heating_Natural Gas_Strategic Energy Management_A_Achievable Technical Potential | F3 | Industrial | Industrial - WA | Existing | Space Heating | Natural Gas | Strategic Energy Management | A | Integrated Unit Winter Peak Savings (kW) | Achievable Technical Potential | 0 | 0 | 0 | 0 | 0 | 0 | 0 | 0 | 0 | 0 | 0 | 0 | 0 | 0 | 0 | 0 | 0 | 0 | 0 | 0 | 0 | 0 | 0 | 0 | 0 | 0 | 0
F4_Industrial_Industrial - WA_Existing_Space Heating_Natural Gas_Strategic Energy Management_A_Achievable Technical Potential | F4 | Industrial | Industrial - WA | Existing | Space Heating | Natural Gas | Strategic Energy Management | A | Incremental Energy Savings (MWh or mTherms) | Achievable Technical Potential | 0 | 0 | 0 | 0 | 0 | 0 | 0 | 0 | 0 | 0 | 0 | 0 | 0 | 0 | 0 | 0 | 0 | 0 | 0 | 0 | 0 | 0 | 0 | 0 | 0 | 0 | 0
F5_Industrial_Industrial - WA_Existing_Space Heating_Natural Gas_Strategic Energy Management_A_Achievable Technical Potential | F5 | Industrial | Industrial - WA | Existing | Space Heating | Natural Gas | Strategic Energy Management | A | Incremental Summer Peak Savings (MW) | Achievable Technical Potential | 0 | 0 | 0 | 0 | 0 | 0 | 0 | 0 | 0 | 0 | 0 | 0 | 0 | 0 | 0 | 0 | 0 | 0 | 0 | 0 | 0 | 0 | 0 | 0 | 0 | 0 | 0
F6_Industrial_Industrial - WA_Existing_Space Heating_Natural Gas_Strategic Energy Management_A_Achievable Technical Potential | F6 | Industrial | Industrial - WA | Existing | Space Heating | Natural Gas | Strategic Energy Management | A | Incremental Winter Peak Savings (MW) | Achievable Technical Potential | 0 | 0 | 0 | 0 | 0 | 0 | 0 | 0 | 0 | 0 | 0 | 0 | 0 | 0 | 0 | 0 | 0 | 0 | 0 | 0 | 0 | 0 | 0 | 0 | 0 | 0 | 0
F7_Industrial_Industrial - WA_Existing_Space Heating_Natural Gas_Strategic Energy Management_A_Achievable Technical Potential | F7 | Industrial | Industrial - WA | Existing | Space Heating | Natural Gas | Strategic Energy Management | A | Cumulative Energy Savings (MWh or mTherms) | Achievable Technical Potential | 0 | 0 | 0 | 0 | 0 | 0 | 0 | 0 | 0 | 0 | 0 | 0 | 0 | 0 | 0 | 0 | 0 | 0 | 0 | 0 | 0 | 0 | 0 | 0 | 0 | 0 | 0
F8_Industrial_Industrial - WA_Existing_Space Heating_Natural Gas_Strategic Energy Management_A_Achievable Technical Potential | F8 | Industrial | Industrial - WA | Existing | Space Heating | Natural Gas | Strategic Energy Management | A | Cumulative Summer Peak Savings (MW) | Achievable Technical Potential | 0 | 0 | 0 | 0 | 0 | 0 | 0 | 0 | 0 | 0 | 0 | 0 | 0 | 0 | 0 | 0 | 0 | 0 | 0 | 0 | 0 | 0 | 0 | 0 | 0 | 0 | 0
F9_Industrial_Industrial - WA_Existing_Space Heating_Natural Gas_Strategic Energy Management_A_Achievable Technical Potential | F9 | Industrial | Industrial - WA | Existing | Space Heating | Natural Gas | Strategic Energy Management | A | Cumulative Winter Peak Savings (MW) | Achievable Technical Potential | 0 | 0 | 0 | 0 | 0 | 0 | 0 | 0 | 0 | 0 | 0 | 0 | 0 | 0 | 0 | 0 | 0 | 0 | 0 | 0 | 0 | 0 | 0 | 0 | 0 | 0 | 0
F10_Industrial_Industrial - WA_Existing_Space Heating_Natural Gas_Strategic Energy Management_A_Achievable Technical Potential | F10 | Industrial | Industrial - WA | Existing | Space Heating | Natural Gas | Strategic Energy Management | A | Purchases (Incremental) | Achievable Technical Potential | 0 | 0 | 0 | 0 | 0 | 0 | 0 | 0 | 0 | 0 | 0 | 0 | 0 | 0 | 0 | 0 | 0 | 0 | 0 | 0 | 0 | 0 | 0 | 0 | 0 | 0 | 0
F11_Industrial_Industrial - WA_Existing_Space Heating_Natural Gas_Strategic Energy Management_A_Achievable Technical Potential | F11 | Industrial | Industrial - WA | Existing | Space Heating | Natural Gas | Strategic Energy Management | A | Purchases (Cumulative) | Achievable Technical Potential | 0 | 0 | 0 | 0 | 0 | 0 | 0 | 0 | 0 | 0 | 0 | 0 | 0 | 0 | 0 | 0 | 0 | 0 | 0 | 0 | 0 | 0 | 0 | 0 | 0 | 0 | 0
F1_Industrial_Industrial - WA_Existing_Process_Natural Gas_Strategic Energy Management_A_Achievable Technical Potential | F1 | Industrial | Industrial - WA | Existing | Process | Natural Gas | Strategic Energy Management | A | Integrated Unit Energy Savings (kWh or therms) | Achievable Technical Potential | 0 | 0 | 0.11472 | 0.11387 | 0.11299 | 0.1121 | 0.11119 | 0.11025 | 0.10929 | 0.10833 | 0.10736 | 0.10639 | 0.10543 | 0.1045 | 0.10358 | 0.10266 | 0.10174 | 0.10085 | 0.099941 | 0.099024 | 0.098095 | 0.097151 | 0.096836 | 0.096516 | 0.096191 | 0.09586 | 0.095523
F2_Industrial_Industrial - WA_Existing_Process_Natural Gas_Strategic Energy Management_A_Achievable Technical Potential | F2 | Industrial | Industrial - WA | Existing | Process | Natural Gas | Strategic Energy Management | A | Integrated Unit Summer Peak Savings (kW) | Achievable Technical Potential | 0 | 0 | 0 | 0 | 0 | 0 | 0 | 0 | 0 | 0 | 0 | 0 | 0 | 0 | 0 | 0 | 0 | 0 | 0 | 0 | 0 | 0 | 0 | 0 | 0 | 0 | 0
F3_Industrial_Industrial - WA_Existing_Process_Natural Gas_Strategic Energy Management_A_Achievable Technical Potential | F3 | Industrial | Industrial - WA | Existing | Process | Natural Gas | Strategic Energy Management | A | Integrated Unit Winter Peak Savings (kW) | Achievable Technical Potential | 0 | 0 | 0 | 0 | 0 | 0 | 0 | 0 | 0 | 0 | 0 | 0 | 0 | 0 | 0 | 0 | 0 | 0 | 0 | 0 | 0 | 0 | 0 | 0 | 0 | 0 | 0
F4_Industrial_Industrial - WA_Existing_Process_Natural Gas_Strategic Energy Management_A_Achievable Technical Potential | F4 | Industrial | Industrial - WA | Existing | Process | Natural Gas | Strategic Energy Management | A | Incremental Energy Savings (MWh or mTherms) | Achievable Technical Potential | 0 | 0 | 0 | 0 | 0 | 0 | 0 | 0 | 0 | 0 | 0 | 0 | 0 | 0 | 0 | 0 | 0 | 0 | 0 | 0 | 0 | 0 | 0 | 0 | 0 | 0 | 0
F5_Industrial_Industrial - WA_Existing_Process_Natural Gas_Strategic Energy Management_A_Achievable Technical Potential | F5 | Industrial | Industrial - WA | Existing | Process | Natural Gas | Strategic Energy Management | A | Incremental Summer Peak Savings (MW) | Achievable Technical Potential | 0 | 0 | 0 | 0 | 0 | 0 | 0 | 0 | 0 | 0 | 0 | 0 | 0 | 0 | 0 | 0 | 0 | 0 | 0 | 0 | 0 | 0 | 0 | 0 | 0 | 0 | 0
F6_Industrial_Industrial - WA_Existing_Process_Natural Gas_Strategic Energy Management_A_Achievable Technical Potential | F6 | Industrial | Industrial - WA | Existing | Process | Natural Gas | Strategic Energy Management | A | Incremental Winter Peak Savings (MW) | Achievable Technical Potential | 0 | 0 | 0 | 0 | 0 | 0 | 0 | 0 | 0 | 0 | 0 | 0 | 0 | 0 | 0 | 0 | 0 | 0 | 0 | 0 | 0 | 0 | 0 | 0 | 0 | 0 | 0
F7_Industrial_Industrial - WA_Existing_Process_Natural Gas_Strategic Energy Management_A_Achievable Technical Potential | F7 | Industrial | Industrial - WA | Existing | Process | Natural Gas | Strategic Energy Management | A | Cumulative Energy Savings (MWh or mTherms) | Achievable Technical Potential | 0 | 0 | 0 | 0 | 0 | 0 | 0 | 0 | 0 | 0 | 0 | 0 | 0 | 0 | 0 | 0 | 0 | 0 | 0 | 0 | 0 | 0 | 0 | 0 | 0 | 0 | 0
F8_Industrial_Industrial - WA_Existing_Process_Natural Gas_Strategic Energy Management_A_Achievable Technical Potential | F8 | Industrial | Industrial - WA | Existing | Process | Natural Gas | Strategic Energy Management | A | Cumulative Summer Peak Savings (MW) | Achievable Technical Potential | 0 | 0 | 0 | 0 | 0 | 0 | 0 | 0 | 0 | 0 | 0 | 0 | 0 | 0 | 0 | 0 | 0 | 0 | 0 | 0 | 0 | 0 | 0 | 0 | 0 | 0 | 0
F9_Industrial_Industrial - WA_Existing_Process_Natural Gas_Strategic Energy Management_A_Achievable Technical Potential | F9 | Industrial | Industrial - WA | Existing | Process | Natural Gas | Strategic Energy Management | A | Cumulative Winter Peak Savings (MW) | Achievable Technical Potential | 0 | 0 | 0 | 0 | 0 | 0 | 0 | 0 | 0 | 0 | 0 | 0 | 0 | 0 | 0 | 0 | 0 | 0 | 0 | 0 | 0 | 0 | 0 | 0 | 0 | 0 | 0
F10_Industrial_Industrial - WA_Existing_Process_Natural Gas_Strategic Energy Management_A_Achievable Technical Potential | F10 | Industrial | Industrial - WA | Existing | Process | Natural Gas | Strategic Energy Management | A | Purchases (Incremental) | Achievable Technical Potential | 0 | 0 | 0 | 0 | 0 | 0 | 0 | 0 | 0 | 0 | 0 | 0 | 0 | 0 | 0 | 0 | 0 | 0 | 0 | 0 | 0 | 0 | 0 | 0 | 0 | 0 | 0
F11_Industrial_Industrial - WA_Existing_Process_Natural Gas_Strategic Energy Management_A_Achievable Technical Potential | F11 | Industrial | Industrial - WA | Existing | Process | Natural Gas | Strategic Energy Management | A | Purchases (Cumulative) | Achievable Technical Potential | 0 | 0 | 0 | 0 | 0 | 0 | 0 | 0 | 0 | 0 | 0 | 0 | 0 | 0 | 0 | 0 | 0 | 0 | 0 | 0 | 0 | 0 | 0 | 0 | 0 | 0 | 0
F1_Industrial_Industrial - WA_Existing_Miscellaneous_Natural Gas_Strategic Energy Management_A_Achievable Technical Potential | F1 | Industrial | Industrial - WA | Existing | Miscellaneous | Natural Gas | Strategic Energy Management | A | Integrated Unit Energy Savings (kWh or therms) | Achievable Technical Potential | 0 | 0 | 0.025233 | 0.025233 | 0.025233 | 0.025233 | 0.025233 | 0.025233 | 0.025233 | 0.025233 | 0.025233 | 0.025233 | 0.025233 | 0.025233 | 0.025233 | 0.025233 | 0.025233 | 0.025233 | 0.025233 | 0.025233 | 0.025233 | 0.025233 | 0.025233 | 0.025233 | 0.025233 | 0.025233 | 0.025233
F2_Industrial_Industrial - WA_Existing_Miscellaneous_Natural Gas_Strategic Energy Management_A_Achievable Technical Potential | F2 | Industrial | Industrial - WA | Existing | Miscellaneous | Natural Gas | Strategic Energy Management | A | Integrated Unit Summer Peak Savings (kW) | Achievable Technical Potential | 0 | 0 | 0 | 0 | 0 | 0 | 0 | 0 | 0 | 0 | 0 | 0 | 0 | 0 | 0 | 0 | 0 | 0 | 0 | 0 | 0 | 0 | 0 | 0 | 0 | 0 | 0
F3_Industrial_Industrial - WA_Existing_Miscellaneous_Natural Gas_Strategic Energy Management_A_Achievable Technical Potential | F3 | Industrial | Industrial - WA | Existing | Miscellaneous | Natural Gas | Strategic Energy Management | A | Integrated Unit Winter Peak Savings (kW) | Achievable Technical Potential | 0 | 0 | 0 | 0 | 0 | 0 | 0 | 0 | 0 | 0 | 0 | 0 | 0 | 0 | 0 | 0 | 0 | 0 | 0 | 0 | 0 | 0 | 0 | 0 | 0 | 0 | 0
F4_Industrial_Industrial - WA_Existing_Miscellaneous_Natural Gas_Strategic Energy Management_A_Achievable Technical Potential | F4 | Industrial | Industrial - WA | Existing | Miscellaneous | Natural Gas | Strategic Energy Management | A | Incremental Energy Savings (MWh or mTherms) | Achievable Technical Potential | 0 | 0 | 0 | 0 | 0 | 0 | 0 | 0 | 0 | 0 | 0 | 0 | 0 | 0 | 0 | 0 | 0 | 0 | 0 | 0 | 0 | 0 | 0 | 0 | 0 | 0 | 0
F5_Industrial_Industrial - WA_Existing_Miscellaneous_Natural Gas_Strategic Energy Management_A_Achievable Technical Potential | F5 | Industrial | Industrial - WA | Existing | Miscellaneous | Natural Gas | Strategic Energy Management | A | Incremental Summer Peak Savings (MW) | Achievable Technical Potential | 0 | 0 | 0 | 0 | 0 | 0 | 0 | 0 | 0 | 0 | 0 | 0 | 0 | 0 | 0 | 0 | 0 | 0 | 0 | 0 | 0 | 0 | 0 | 0 | 0 | 0 | 0
F6_Industrial_Industrial - WA_Existing_Miscellaneous_Natural Gas_Strategic Energy Management_A_Achievable Technical Potential | F6 | Industrial | Industrial - WA | Existing | Miscellaneous | Natural Gas | Strategic Energy Management | A | Incremental Winter Peak Savings (MW) | Achievable Technical Potential | 0 | 0 | 0 | 0 | 0 | 0 | 0 | 0 | 0 | 0 | 0 | 0 | 0 | 0 | 0 | 0 | 0 | 0 | 0 | 0 | 0 | 0 | 0 | 0 | 0 | 0 | 0
F7_Industrial_Industrial - WA_Existing_Miscellaneous_Natural Gas_Strategic Energy Management_A_Achievable Technical Potential | F7 | Industrial | Industrial - WA | Existing | Miscellaneous | Natural Gas | Strategic Energy Management | A | Cumulative Energy Savings (MWh or mTherms) | Achievable Technical Potential | 0 | 0 | 0 | 0 | 0 | 0 | 0 | 0 | 0 | 0 | 0 | 0 | 0 | 0 | 0 | 0 | 0 | 0 | 0 | 0 | 0 | 0 | 0 | 0 | 0 | 0 | 0
F8_Industrial_Industrial - WA_Existing_Miscellaneous_Natural Gas_Strategic Energy Management_A_Achievable Technical Potential | F8 | Industrial | Industrial - WA | Existing | Miscellaneous | Natural Gas | Strategic Energy Management | A | Cumulative Summer Peak Savings (MW) | Achievable Technical Potential | 0 | 0 | 0 | 0 | 0 | 0 | 0 | 0 | 0 | 0 | 0 | 0 | 0 | 0 | 0 | 0 | 0 | 0 | 0 | 0 | 0 | 0 | 0 | 0 | 0 | 0 | 0
F9_Industrial_Industrial - WA_Existing_Miscellaneous_Natural Gas_Strategic Energy Management_A_Achievable Technical Potential | F9 | Industrial | Industrial - WA | Existing | Miscellaneous | Natural Gas | Strategic Energy Management | A | Cumulative Winter Peak Savings (MW) | Achievable Technical Potential | 0 | 0 | 0 | 0 | 0 | 0 | 0 | 0 | 0 | 0 | 0 | 0 | 0 | 0 | 0 | 0 | 0 | 0 | 0 | 0 | 0 | 0 | 0 | 0 | 0 | 0 | 0
F10_Industrial_Industrial - WA_Existing_Miscellaneous_Natural Gas_Strategic Energy Management_A_Achievable Technical Potential | F10 | Industrial | Industrial - WA | Existing | Miscellaneous | Natural Gas | Strategic Energy Management | A | Purchases (Incremental) | Achievable Technical Potential | 0 | 0 | 0 | 0 | 0 | 0 | 0 | 0 | 0 | 0 | 0 | 0 | 0 | 0 | 0 | 0 | 0 | 0 | 0 | 0 | 0 | 0 | 0 | 0 | 0 | 0 | 0
F11_Industrial_Industrial - WA_Existing_Miscellaneous_Natural Gas_Strategic Energy Management_A_Achievable Technical Potential | F11 | Industrial | Industrial - WA | Existing | Miscellaneous | Natural Gas | Strategic Energy Management | A | Purchases (Cumulative) | Achievable Technical Potential | 0 | 0 | 0 | 0 | 0 | 0 | 0 | 0 | 0 | 0 | 0 | 0 | 0 | 0 | 0 | 0 | 0 | 0 | 0 | 0 | 0 | 0 | 0 | 0 | 0 | 0 | 0
F1_Industrial_Industrial - WA_Existing_Space Heating_Natural Gas_Retrocommissioning_A_Achievable Technical Potential | F1 | Industrial | Industrial - WA | Existing | Space Heating | Natural Gas | Retrocommissioning | A | Integrated Unit Energy Savings (kWh or therms) | Achievable Technical Potential | 0 | 0 | 0.04106 | 0.040697 | 0.040307 | 0.039892 | 0.03944 | 0.039014 | 0.038558 | 0.038069 | 0.037551 | 0.037009 | 0.036454 | 0.035901 | 0.035351 | 0.034816 | 0.034305 | 0.033896 | 0.03352 | 0.033181 | 0.032873 | 0.032591 | 0.032368 | 0.032153 | 0.031942 | 0.031734 | 0.031531
F2_Industrial_Industrial - WA_Existing_Space Heating_Natural Gas_Retrocommissioning_A_Achievable Technical Potential | F2 | Industrial | Industrial - WA | Existing | Space Heating | Natural Gas | Retrocommissioning | A | Integrated Unit Summer Peak Savings (kW) | Achievable Technical Potential | 0 | 0 | 0 | 0 | 0 | 0 | 0 | 0 | 0 | 0 | 0 | 0 | 0 | 0 | 0 | 0 | 0 | 0 | 0 | 0 | 0 | 0 | 0 | 0 | 0 | 0 | 0
F3_Industrial_Industrial - WA_Existing_Space Heating_Natural Gas_Retrocommissioning_A_Achievable Technical Potential | F3 | Industrial | Industrial - WA | Existing | Space Heating | Natural Gas | Retrocommissioning | A | Integrated Unit Winter Peak Savings (kW) | Achievable Technical Potential | 0 | 0 | 0 | 0 | 0 | 0 | 0 | 0 | 0 | 0 | 0 | 0 | 0 | 0 | 0 | 0 | 0 | 0 | 0 | 0 | 0 | 0 | 0 | 0 | 0 | 0 | 0
F4_Industrial_Industrial - WA_Existing_Space Heating_Natural Gas_Retrocommissioning_A_Achievable Technical Potential | F4 | Industrial | Industrial - WA | Existing | Space Heating | Natural Gas | Retrocommissioning | A | Incremental Energy Savings (MWh or mTherms) | Achievable Technical Potential | 0 | 0 | 0.07281 | 0.087082 | 0.10372 | 0.04637 | 0.045396 | 0.047118 | 0.043979 | 0.030518 | 0.00034297 | 0 | 0 | 0 | 0 | 0 | 0 | 0 | 0 | 0 | 0 | 0 | 0 | 0 | 0 | 0 | 0
F5_Industrial_Industrial - WA_Existing_Space Heating_Natural Gas_Retrocommissioning_A_Achievable Technical Potential | F5 | Industrial | Industrial - WA | Existing | Space Heating | Natural Gas | Retrocommissioning | A | Incremental Summer Peak Savings (MW) | Achievable Technical Potential | 0 | 0 | 0 | 0 | 0 | 0 | 0 | 0 | 0 | 0 | 0 | 0 | 0 | 0 | 0 | 0 | 0 | 0 | 0 | 0 | 0 | 0 | 0 | 0 | 0 | 0 | 0
F6_Industrial_Industrial - WA_Existing_Space Heating_Natural Gas_Retrocommissioning_A_Achievable Technical Potential | F6 | Industrial | Industrial - WA | Existing | Space Heating | Natural Gas | Retrocommissioning | A | Incremental Winter Peak Savings (MW) | Achievable Technical Potential | 0 | 0 | 0 | 0 | 0 | 0 | 0 | 0 | 0 | 0 | 0 | 0 | 0 | 0 | 0 | 0 | 0 | 0 | 0 | 0 | 0 | 0 | 0 | 0 | 0 | 0 | 0
F7_Industrial_Industrial - WA_Existing_Space Heating_Natural Gas_Retrocommissioning_A_Achievable Technical Potential | F7 | Industrial | Industrial - WA | Existing | Space Heating | Natural Gas | Retrocommissioning | A | Cumulative Energy Savings (MWh or mTherms) | Achievable Technical Potential | 0 | 0 | 0.07281 | 0.15925 | 0.26145 | 0.30512 | 0.34706 | 0.39043 | 0.42985 | 0.45492 | 0.44907 | 0.44258 | 0.43595 | 0.42933 | 0.42276 | 0.41636 | 0.41025 | 0.40536 | 0.40086 | 0.39681 | 0.39312 | 0.38975 | 0.38709 | 0.38451 | 0.38199 | 0.37951 | 0.37707
F8_Industrial_Industrial - WA_Existing_Space Heating_Natural Gas_Retrocommissioning_A_Achievable Technical Potential | F8 | Industrial | Industrial - WA | Existing | Space Heating | Natural Gas | Retrocommissioning | A | Cumulative Summer Peak Savings (MW) | Achievable Technical Potential | 0 | 0 | 0 | 0 | 0 | 0 | 0 | 0 | 0 | 0 | 0 | 0 | 0 | 0 | 0 | 0 | 0 | 0 | 0 | 0 | 0 | 0 | 0 | 0 | 0 | 0 | 0
F9_Industrial_Industrial - WA_Existing_Space Heating_Natural Gas_Retrocommissioning_A_Achievable Technical Potential | F9 | Industrial | Industrial - WA | Existing | Space Heating | Natural Gas | Retrocommissioning | A | Cumulative Winter Peak Savings (MW) | Achievable Technical Potential | 0 | 0 | 0 | 0 | 0 | 0 | 0 | 0 | 0 | 0 | 0 | 0 | 0 | 0 | 0 | 0 | 0 | 0 | 0 | 0 | 0 | 0 | 0 | 0 | 0 | 0 | 0
F10_Industrial_Industrial - WA_Existing_Space Heating_Natural Gas_Retrocommissioning_A_Achievable Technical Potential | F10 | Industrial | Industrial - WA | Existing | Space Heating | Natural Gas | Retrocommissioning | A | Purchases (Incremental) | Achievable Technical Potential | 0 | 0 | 1773.2757 | 2139.7602 | 2573.2947 | 1162.4107 | 1151.0289 | 1207.6999 | 1140.6095 | 801.6382 | 9.1334 | 0 | 0 | 0 | 0 | 0 | 0 | 0 | 0 | 0 | 0 | 0 | 0 | 0 | 0 | 0 | 0
F11_Industrial_Industrial - WA_Existing_Space Heating_Natural Gas_Retrocommissioning_A_Achievable Technical Potential | F11 | Industrial | Industrial - WA | Existing | Space Heating | Natural Gas | Retrocommissioning | A | Purchases (Cumulative) | Achievable Technical Potential | 0 | 0 | 1773.2757 | 3913.0359 | 6486.3306 | 7648.7413 | 8799.7702 | 10007.4701 | 11148.0796 | 11949.7178 | 11958.8512 | 11958.8512 | 11958.8512 | 11958.8512 | 11958.8512 | 11958.8512 | 11958.8512 | 11958.8512 | 11958.8512 | 11958.8512 | 11958.8512 | 11958.8512 | 11958.8512 | 11958.8512 | 11958.8512 | 11958.8512 | 11958.8512
F1_Industrial_Industrial - WA_Existing_Process_Natural Gas_Retrocommissioning_A_Achievable Technical Potential | F1 | Industrial | Industrial - WA | Existing | Process | Natural Gas | Retrocommissioning | A | Integrated Unit Energy Savings (kWh or therms) | Achievable Technical Potential | 0 | 0 | 0 | 0 | 0 | 0 | 0 | 0 | 0 | 0 | 0 | 0 | 0 | 0 | 0 | 0 | 0 | 0 | 0 | 0 | 0 | 0 | 0 | 0 | 0 | 0 | 0
F2_Industrial_Industrial - WA_Existing_Process_Natural Gas_Retrocommissioning_A_Achievable Technical Potential | F2 | Industrial | Industrial - WA | Existing | Process | Natural Gas | Retrocommissioning | A | Integrated Unit Summer Peak Savings (kW) | Achievable Technical Potential | 0 | 0 | 0 | 0 | 0 | 0 | 0 | 0 | 0 | 0 | 0 | 0 | 0 | 0 | 0 | 0 | 0 | 0 | 0 | 0 | 0 | 0 | 0 | 0 | 0 | 0 | 0
F3_Industrial_Industrial - WA_Existing_Process_Natural Gas_Retrocommissioning_A_Achievable Technical Potential | F3 | Industrial | Industrial - WA | Existing | Process | Natural Gas | Retrocommissioning | A | Integrated Unit Winter Peak Savings (kW) | Achievable Technical Potential | 0 | 0 | 0 | 0 | 0 | 0 | 0 | 0 | 0 | 0 | 0 | 0 | 0 | 0 | 0 | 0 | 0 | 0 | 0 | 0 | 0 | 0 | 0 | 0 | 0 | 0 | 0
F4_Industrial_Industrial - WA_Existing_Process_Natural Gas_Retrocommissioning_A_Achievable Technical Potential | F4 | Industrial | Industrial - WA | Existing | Process | Natural Gas | Retrocommissioning | A | Incremental Energy Savings (MWh or mTherms) | Achievable Technical Potential | 0 | 0 | 0 | 0 | 0 | 0 | 0 | 0 | 0 | 0 | 0 | 0 | 0 | 0 | 0 | 0 | 0 | 0 | 0 | 0 | 0 | 0 | 0 | 0 | 0 | 0 | 0
F5_Industrial_Industrial - WA_Existing_Process_Natural Gas_Retrocommissioning_A_Achievable Technical Potential | F5 | Industrial | Industrial - WA | Existing | Process | Natural Gas | Retrocommissioning | A | Incremental Summer Peak Savings (MW) | Achievable Technical Potential | 0 | 0 | 0 | 0 | 0 | 0 | 0 | 0 | 0 | 0 | 0 | 0 | 0 | 0 | 0 | 0 | 0 | 0 | 0 | 0 | 0 | 0 | 0 | 0 | 0 | 0 | 0
F6_Industrial_Industrial - WA_Existing_Process_Natural Gas_Retrocommissioning_A_Achievable Technical Potential | F6 | Industrial | Industrial - WA | Existing | Process | Natural Gas | Retrocommissioning | A | Incremental Winter Peak Savings (MW) | Achievable Technical Potential | 0 | 0 | 0 | 0 | 0 | 0 | 0 | 0 | 0 | 0 | 0 | 0 | 0 | 0 | 0 | 0 | 0 | 0 | 0 | 0 | 0 | 0 | 0 | 0 | 0 | 0 | 0
F7_Industrial_Industrial - WA_Existing_Process_Natural Gas_Retrocommissioning_A_Achievable Technical Potential | F7 | Industrial | Industrial - WA | Existing | Process | Natural Gas | Retrocommissioning | A | Cumulative Energy Savings (MWh or mTherms) | Achievable Technical Potential | 0 | 0 | 0 | 0 | 0 | 0 | 0 | 0 | 0 | 0 | 0 | 0 | 0 | 0 | 0 | 0 | 0 | 0 | 0 | 0 | 0 | 0 | 0 | 0 | 0 | 0 | 0
F8_Industrial_Industrial - WA_Existing_Process_Natural Gas_Retrocommissioning_A_Achievable Technical Potential | F8 | Industrial | Industrial - WA | Existing | Process | Natural Gas | Retrocommissioning | A | Cumulative Summer Peak Savings (MW) | Achievable Technical Potential | 0 | 0 | 0 | 0 | 0 | 0 | 0 | 0 | 0 | 0 | 0 | 0 | 0 | 0 | 0 | 0 | 0 | 0 | 0 | 0 | 0 | 0 | 0 | 0 | 0 | 0 | 0
F9_Industrial_Industrial - WA_Existing_Process_Natural Gas_Retrocommissioning_A_Achievable Technical Potential | F9 | Industrial | Industrial - WA | Existing | Process | Natural Gas | Retrocommissioning | A | Cumulative Winter Peak Savings (MW) | Achievable Technical Potential | 0 | 0 | 0 | 0 | 0 | 0 | 0 | 0 | 0 | 0 | 0 | 0 | 0 | 0 | 0 | 0 | 0 | 0 | 0 | 0 | 0 | 0 | 0 | 0 | 0 | 0 | 0
F10_Industrial_Industrial - WA_Existing_Process_Natural Gas_Retrocommissioning_A_Achievable Technical Potential | F10 | Industrial | Industrial - WA | Existing | Process | Natural Gas | Retrocommissioning | A | Purchases (Incremental) | Achievable Technical Potential | 0 | 0 | 7093.103 | 8559.0406 | 10293.1789 | 4649.6428 | 4604.1154 | 4830.7998 | 4562.4379 | 3206.5529 | 36.5336 | 0 | 0 | 0 | 0 | 0 | 0 | 0 | 0 | 0 | 0 | 0 | 0 | 0 | 0 | 0 | 0
F11_Industrial_Industrial - WA_Existing_Process_Natural Gas_Retrocommissioning_A_Achievable Technical Potential | F11 | Industrial | Industrial - WA | Existing | Process | Natural Gas | Retrocommissioning | A | Purchases (Cumulative) | Achievable Technical Potential | 0 | 0 | 7093.103 | 15652.1436 | 25945.3225 | 30594.9654 | 35199.0808 | 40029.8806 | 44592.3184 | 47798.8713 | 47835.4049 | 47835.4049 | 47835.4049 | 47835.4049 | 47835.4049 | 47835.4049 | 47835.4049 | 47835.4049 | 47835.4049 | 47835.4049 | 47835.4049 | 47835.4049 | 47835.4049 | 47835.4049 | 47835.4049 | 47835.4049 | 47835.4049
F1_Industrial_Industrial - WA_New_Space Heating_Natural Gas_Insulation - Ceiling_A_Achievable Technical Potential | F1 | Industrial | Industrial - WA | New | Space Heating | Natural Gas | Insulation - Ceiling | A | Integrated Unit Energy Savings (kWh or therms) | Achievable Technical Potential | 0 | 0 | 0.074469 | 0.073594 | 0.072953 | 0.072449 | 0.072047 | 0.071742 | 0.071495 | 0.071283 | 0.071091 | 0.070921 | 0.07077 | 0.070636 | 0.070512 | 0.070395 | 0.070277 | 0.070188 | 0.070096 | 0.069961 | 0.069793 | 0.069616 | 0.069481 | 0.069339 | 0.0692 | 0.069065 | 0.068952
F2_Industrial_Industrial - WA_New_Space Heating_Natural Gas_Insulation - Ceiling_A_Achievable Technical Potential | F2 | Industrial | Industrial - WA | New | Space Heating | Natural Gas | Insulation - Ceiling | A | Integrated Unit Summer Peak Savings (kW) | Achievable Technical Potential | 0 | 0 | 0 | 0 | 0 | 0 | 0 | 0 | 0 | 0 | 0 | 0 | 0 | 0 | 0 | 0 | 0 | 0 | 0 | 0 | 0 | 0 | 0 | 0 | 0 | 0 | 0
F3_Industrial_Industrial - WA_New_Space Heating_Natural Gas_Insulation - Ceiling_A_Achievable Technical Potential | F3 | Industrial | Industrial - WA | New | Space Heating | Natural Gas | Insulation - Ceiling | A | Integrated Unit Winter Peak Savings (kW) | Achievable Technical Potential | 0 | 0 | 0 | 0 | 0 | 0 | 0 | 0 | 0 | 0 | 0 | 0 | 0 | 0 | 0 | 0 | 0 | 0 | 0 | 0 | 0 | 0 | 0 | 0 | 0 | 0 | 0
F4_Industrial_Industrial - WA_New_Space Heating_Natural Gas_Insulation - Ceiling_A_Achievable Technical Potential | F4 | Industrial | Industrial - WA | New | Space Heating | Natural Gas | Insulation - Ceiling | A | Incremental Energy Savings (MWh or mTherms) | Achievable Technical Potential | 0 | 0 | 0 | 0 | 0 | 0 | 0 | 0 | 0 | 0 | 0 | 0 | 0 | 0 | 0 | 0 | 0 | 0 | 0 | 0 | 0 | 0 | 0 | 0 | 0 | 0 | 0
F5_Industrial_Industrial - WA_New_Space Heating_Natural Gas_Insulation - Ceiling_A_Achievable Technical Potential | F5 | Industrial | Industrial - WA | New | Space Heating | Natural Gas | Insulation - Ceiling | A | Incremental Summer Peak Savings (MW) | Achievable Technical Potential | 0 | 0 | 0 | 0 | 0 | 0 | 0 | 0 | 0 | 0 | 0 | 0 | 0 | 0 | 0 | 0 | 0 | 0 | 0 | 0 | 0 | 0 | 0 | 0 | 0 | 0 | 0
F6_Industrial_Industrial - WA_New_Space Heating_Natural Gas_Insulation - Ceiling_A_Achievable Technical Potential | F6 | Industrial | Industrial - WA | New | Space Heating | Natural Gas | Insulation - Ceiling | A | Incremental Winter Peak Savings (MW) | Achievable Technical Potential | 0 | 0 | 0 | 0 | 0 | 0 | 0 | 0 | 0 | 0 | 0 | 0 | 0 | 0 | 0 | 0 | 0 | 0 | 0 | 0 | 0 | 0 | 0 | 0 | 0 | 0 | 0
F7_Industrial_Industrial - WA_New_Space Heating_Natural Gas_Insulation - Ceiling_A_Achievable Technical Potential | F7 | Industrial | Industrial - WA | New | Space Heating | Natural Gas | Insulation - Ceiling | A | Cumulative Energy Savings (MWh or mTherms) | Achievable Technical Potential | 0 | 0 | 0 | 0 | 0 | 0 | 0 | 0 | 0 | 0 | 0 | 0 | 0 | 0 | 0 | 0 | 0 | 0 | 0 | 0 | 0 | 0 | 0 | 0 | 0 | 0 | 0
F8_Industrial_Industrial - WA_New_Space Heating_Natural Gas_Insulation - Ceiling_A_Achievable Technical Potential | F8 | Industrial | Industrial - WA | New | Space Heating | Natural Gas | Insulation - Ceiling | A | Cumulative Summer Peak Savings (MW) | Achievable Technical Potential | 0 | 0 | 0 | 0 | 0 | 0 | 0 | 0 | 0 | 0 | 0 | 0 | 0 | 0 | 0 | 0 | 0 | 0 | 0 | 0 | 0 | 0 | 0 | 0 | 0 | 0 | 0
F9_Industrial_Industrial - WA_New_Space Heating_Natural Gas_Insulation - Ceiling_A_Achievable Technical Potential | F9 | Industrial | Industrial - WA | New | Space Heating | Natural Gas | Insulation - Ceiling | A | Cumulative Winter Peak Savings (MW) | Achievable Technical Potential | 0 | 0 | 0 | 0 | 0 | 0 | 0 | 0 | 0 | 0 | 0 | 0 | 0 | 0 | 0 | 0 | 0 | 0 | 0 | 0 | 0 | 0 | 0 | 0 | 0 | 0 | 0
F10_Industrial_Industrial - WA_New_Space Heating_Natural Gas_Insulation - Ceiling_A_Achievable Technical Potential | F10 | Industrial | Industrial - WA | New | Space Heating | Natural Gas | Insulation - Ceiling | A | Purchases (Incremental) | Achievable Technical Potential | 0 | 0 | 0 | 0 | 0 | 0 | 0 | 0 | 0 | 0 | 0 | 0 | 0 | 0 | 0 | 0 | 0 | 0 | 0 | 0 | 0 | 0 | 0 | 0 | 0 | 0 | 0
F11_Industrial_Industrial - WA_New_Space Heating_Natural Gas_Insulation - Ceiling_A_Achievable Technical Potential | F11 | Industrial | Industrial - WA | New | Space Heating | Natural Gas | Insulation - Ceiling | A | Purchases (Cumulative) | Achievable Technical Potential | 0 | 0 | 0 | 0 | 0 | 0 | 0 | 0 | 0 | 0 | 0 | 0 | 0 | 0 | 0 | 0 | 0 | 0 | 0 | 0 | 0 | 0 | 0 | 0 | 0 | 0 | 0
F1_Industrial_Industrial - WA_New_Space Heating_Natural Gas_Insulation - Wall Cavity_A_Achievable Technical Potential | F1 | Industrial | Industrial - WA | New | Space Heating | Natural Gas | Insulation - Wall Cavity | A | Integrated Unit Energy Savings (kWh or therms) | Achievable Technical Potential | 0 | 0 | 0.1078 | 0.10654 | 0.10561 | 0.10488 | 0.1043 | 0.10386 | 0.1035 | 0.10319 | 0.10291 | 0.10267 | 0.10245 | 0.10225 | 0.10208 | 0.10191 | 0.10173 | 0.10161 | 0.10147 | 0.10128 | 0.10103 | 0.10078 | 0.10058 | 0.10038 | 0.10018 | 0.099981 | 0.099817
F2_Industrial_Industrial - WA_New_Space Heating_Natural Gas_Insulation - Wall Cavity_A_Achievable Technical Potential | F2 | Industrial | Industrial - WA | New | Space Heating | Natural Gas | Insulation - Wall Cavity | A | Integrated Unit Summer Peak Savings (kW) | Achievable Technical Potential | 0 | 0 | 0 | 0 | 0 | 0 | 0 | 0 | 0 | 0 | 0 | 0 | 0 | 0 | 0 | 0 | 0 | 0 | 0 | 0 | 0 | 0 | 0 | 0 | 0 | 0 | 0
F3_Industrial_Industrial - WA_New_Space Heating_Natural Gas_Insulation - Wall Cavity_A_Achievable Technical Potential | F3 | Industrial | Industrial - WA | New | Space Heating | Natural Gas | Insulation - Wall Cavity | A | Integrated Unit Winter Peak Savings (kW) | Achievable Technical Potential | 0 | 0 | 0 | 0 | 0 | 0 | 0 | 0 | 0 | 0 | 0 | 0 | 0 | 0 | 0 | 0 | 0 | 0 | 0 | 0 | 0 | 0 | 0 | 0 | 0 | 0 | 0
F4_Industrial_Industrial - WA_New_Space Heating_Natural Gas_Insulation - Wall Cavity_A_Achievable Technical Potential | F4 | Industrial | Industrial - WA | New | Space Heating | Natural Gas | Insulation - Wall Cavity | A | Incremental Energy Savings (MWh or mTherms) | Achievable Technical Potential | 0 | 0 | 0 | 0 | 0 | 0 | 0 | 0 | 0 | 0 | 0 | 0 | 0 | 0 | 0 | 0 | 0 | 0 | 0 | 0 | 0 | 0 | 0 | 0 | 0 | 0 | 0
F5_Industrial_Industrial - WA_New_Space Heating_Natural Gas_Insulation - Wall Cavity_A_Achievable Technical Potential | F5 | Industrial | Industrial - WA | New | Space Heating | Natural Gas | Insulation - Wall Cavity | A | Incremental Summer Peak Savings (MW) | Achievable Technical Potential | 0 | 0 | 0 | 0 | 0 | 0 | 0 | 0 | 0 | 0 | 0 | 0 | 0 | 0 | 0 | 0 | 0 | 0 | 0 | 0 | 0 | 0 | 0 | 0 | 0 | 0 | 0
F6_Industrial_Industrial - WA_New_Space Heating_Natural Gas_Insulation - Wall Cavity_A_Achievable Technical Potential | F6 | Industrial | Industrial - WA | New | Space Heating | Natural Gas | Insulation - Wall Cavity | A | Incremental Winter Peak Savings (MW) | Achievable Technical Potential | 0 | 0 | 0 | 0 | 0 | 0 | 0 | 0 | 0 | 0 | 0 | 0 | 0 | 0 | 0 | 0 | 0 | 0 | 0 | 0 | 0 | 0 | 0 | 0 | 0 | 0 | 0
F7_Industrial_Industrial - WA_New_Space Heating_Natural Gas_Insulation - Wall Cavity_A_Achievable Technical Potential | F7 | Industrial | Industrial - WA | New | Space Heating | Natural Gas | Insulation - Wall Cavity | A | Cumulative Energy Savings (MWh or mTherms) | Achievable Technical Potential | 0 | 0 | 0 | 0 | 0 | 0 | 0 | 0 | 0 | 0 | 0 | 0 | 0 | 0 | 0 | 0 | 0 | 0 | 0 | 0 | 0 | 0 | 0 | 0 | 0 | 0 | 0
F8_Industrial_Industrial - WA_New_Space Heating_Natural Gas_Insulation - Wall Cavity_A_Achievable Technical Potential | F8 | Industrial | Industrial - WA | New | Space Heating | Natural Gas | Insulation - Wall Cavity | A | Cumulative Summer Peak Savings (MW) | Achievable Technical Potential | 0 | 0 | 0 | 0 | 0 | 0 | 0 | 0 | 0 | 0 | 0 | 0 | 0 | 0 | 0 | 0 | 0 | 0 | 0 | 0 | 0 | 0 | 0 | 0 | 0 | 0 | 0
F9_Industrial_Industrial - WA_New_Space Heating_Natural Gas_Insulation - Wall Cavity_A_Achievable Technical Potential | F9 | Industrial | Industrial - WA | New | Space Heating | Natural Gas | Insulation - Wall Cavity | A | Cumulative Winter Peak Savings (MW) | Achievable Technical Potential | 0 | 0 | 0 | 0 | 0 | 0 | 0 | 0 | 0 | 0 | 0 | 0 | 0 | 0 | 0 | 0 | 0 | 0 | 0 | 0 | 0 | 0 | 0 | 0 | 0 | 0 | 0
F10_Industrial_Industrial - WA_New_Space Heating_Natural Gas_Insulation - Wall Cavity_A_Achievable Technical Potential | F10 | Industrial | Industrial - WA | New | Space Heating | Natural Gas | Insulation - Wall Cavity | A | Purchases (Incremental) | Achievable Technical Potential | 0 | 0 | 0 | 0 | 0 | 0 | 0 | 0 | 0 | 0 | 0 | 0 | 0 | 0 | 0 | 0 | 0 | 0 | 0 | 0 | 0 | 0 | 0 | 0 | 0 | 0 | 0
F11_Industrial_Industrial - WA_New_Space Heating_Natural Gas_Insulation - Wall Cavity_A_Achievable Technical Potential | F11 | Industrial | Industrial - WA | New | Space Heating | Natural Gas | Insulation - Wall Cavity | A | Purchases (Cumulative) | Achievable Technical Potential | 0 | 0 | 0 | 0 | 0 | 0 | 0 | 0 | 0 | 0 | 0 | 0 | 0 | 0 | 0 | 0 | 0 | 0 | 0 | 0 | 0 | 0 | 0 | 0 | 0 | 0 | 0
F1_Industrial_Industrial - WA_New_Space Heating_Natural Gas_Insulation - Ducting_A_Achievable Technical Potential | F1 | Industrial | Industrial - WA | New | Space Heating | Natural Gas | Insulation - Ducting | A | Integrated Unit Energy Savings (kWh or therms) | Achievable Technical Potential | 0 | 0 | 0.047982 | 0.046453 | 0.045563 | 0.044952 | 0.044529 | 0.044193 | 0.043918 | 0.043683 | 0.043476 | 0.043293 | 0.043133 | 0.042992 | 0.042864 | 0.042745 | 0.042631 | 0.042541 | 0.042452 | 0.042297 | 0.042095 | 0.0419 | 0.04174 | 0.041587 | 0.041442 | 0.041306 | 0.04119
F2_Industrial_Industrial - WA_New_Space Heating_Natural Gas_Insulation - Ducting_A_Achievable Technical Potential | F2 | Industrial | Industrial - WA | New | Space Heating | Natural Gas | Insulation - Ducting | A | Integrated Unit Summer Peak Savings (kW) | Achievable Technical Potential | 0 | 0 | 0 | 0 | 0 | 0 | 0 | 0 | 0 | 0 | 0 | 0 | 0 | 0 | 0 | 0 | 0 | 0 | 0 | 0 | 0 | 0 | 0 | 0 | 0 | 0 | 0
F3_Industrial_Industrial - WA_New_Space Heating_Natural Gas_Insulation - Ducting_A_Achievable Technical Potential | F3 | Industrial | Industrial - WA | New | Space Heating | Natural Gas | Insulation - Ducting | A | Integrated Unit Winter Peak Savings (kW) | Achievable Technical Potential | 0 | 0 | 0 | 0 | 0 | 0 | 0 | 0 | 0 | 0 | 0 | 0 | 0 | 0 | 0 | 0 | 0 | 0 | 0 | 0 | 0 | 0 | 0 | 0 | 0 | 0 | 0
F4_Industrial_Industrial - WA_New_Space Heating_Natural Gas_Insulation - Ducting_A_Achievable Technical Potential | F4 | Industrial | Industrial - WA | New | Space Heating | Natural Gas | Insulation - Ducting | A | Incremental Energy Savings (MWh or mTherms) | Achievable Technical Potential | 0 | 0 | 0 | 0 | 0 | 0 | 0 | 0 | 0 | 0 | 0 | 0 | 0 | 0 | 0 | 0 | 0 | 0 | 0 | 0 | 0 | 0 | 0 | 0 | 0 | 0 | 0
F5_Industrial_Industrial - WA_New_Space Heating_Natural Gas_Insulation - Ducting_A_Achievable Technical Potential | F5 | Industrial | Industrial - WA | New | Space Heating | Natural Gas | Insulation - Ducting | A | Incremental Summer Peak Savings (MW) | Achievable Technical Potential | 0 | 0 | 0 | 0 | 0 | 0 | 0 | 0 | 0 | 0 | 0 | 0 | 0 | 0 | 0 | 0 | 0 | 0 | 0 | 0 | 0 | 0 | 0 | 0 | 0 | 0 | 0
F6_Industrial_Industrial - WA_New_Space Heating_Natural Gas_Insulation - Ducting_A_Achievable Technical Potential | F6 | Industrial | Industrial - WA | New | Space Heating | Natural Gas | Insulation - Ducting | A | Incremental Winter Peak Savings (MW) | Achievable Technical Potential | 0 | 0 | 0 | 0 | 0 | 0 | 0 | 0 | 0 | 0 | 0 | 0 | 0 | 0 | 0 | 0 | 0 | 0 | 0 | 0 | 0 | 0 | 0 | 0 | 0 | 0 | 0
F7_Industrial_Industrial - WA_New_Space Heating_Natural Gas_Insulation - Ducting_A_Achievable Technical Potential | F7 | Industrial | Industrial - WA | New | Space Heating | Natural Gas | Insulation - Ducting | A | Cumulative Energy Savings (MWh or mTherms) | Achievable Technical Potential | 0 | 0 | 0 | 0 | 0 | 0 | 0 | 0 | 0 | 0 | 0 | 0 | 0 | 0 | 0 | 0 | 0 | 0 | 0 | 0 | 0 | 0 | 0 | 0 | 0 | 0 | 0
F8_Industrial_Industrial - WA_New_Space Heating_Natural Gas_Insulation - Ducting_A_Achievable Technical Potential | F8 | Industrial | Industrial - WA | New | Space Heating | Natural Gas | Insulation - Ducting | A | Cumulative Summer Peak Savings (MW) | Achievable Technical Potential | 0 | 0 | 0 | 0 | 0 | 0 | 0 | 0 | 0 | 0 | 0 | 0 | 0 | 0 | 0 | 0 | 0 | 0 | 0 | 0 | 0 | 0 | 0 | 0 | 0 | 0 | 0
F9_Industrial_Industrial - WA_New_Space Heating_Natural Gas_Insulation - Ducting_A_Achievable Technical Potential | F9 | Industrial | Industrial - WA | New | Space Heating | Natural Gas | Insulation - Ducting | A | Cumulative Winter Peak Savings (MW) | Achievable Technical Potential | 0 | 0 | 0 | 0 | 0 | 0 | 0 | 0 | 0 | 0 | 0 | 0 | 0 | 0 | 0 | 0 | 0 | 0 | 0 | 0 | 0 | 0 | 0 | 0 | 0 | 0 | 0
F10_Industrial_Industrial - WA_New_Space Heating_Natural Gas_Insulation - Ducting_A_Achievable Technical Potential | F10 | Industrial | Industrial - WA | New | Space Heating | Natural Gas | Insulation - Ducting | A | Purchases (Incremental) | Achievable Technical Potential | 0 | 0 | 0 | 0 | 0 | 0 | 0 | 0 | 0 | 0 | 0 | 0 | 0 | 0 | 0 | 0 | 0 | 0 | 0 | 0 | 0 | 0 | 0 | 0 | 0 | 0 | 0
F11_Industrial_Industrial - WA_New_Space Heating_Natural Gas_Insulation - Ducting_A_Achievable Technical Potential | F11 | Industrial | Industrial - WA | New | Space Heating | Natural Gas | Insulation - Ducting | A | Purchases (Cumulative) | Achievable Technical Potential | 0 | 0 | 0 | 0 | 0 | 0 | 0 | 0 | 0 | 0 | 0 | 0 | 0 | 0 | 0 | 0 | 0 | 0 | 0 | 0 | 0 | 0 | 0 | 0 | 0 | 0 | 0
F1_Industrial_Industrial - WA_New_Space Heating_Natural Gas_Ducting - Repair and Sealing_A_Achievable Technical Potential | F1 | Industrial | Industrial - WA | New | Space Heating | Natural Gas | Ducting - Repair and Sealing | A | Integrated Unit Energy Savings (kWh or therms) | Achievable Technical Potential | 0 | 0 | 0.19067 | 0.18468 | 0.18121 | 0.17885 | 0.17723 | 0.17595 | 0.17489 | 0.17398 | 0.17317 | 0.17246 | 0.17182 | 0.17125 | 0.17074 | 0.17026 | 0.1698 | 0.16942 | 0.16905 | 0.16842 | 0.1676 | 0.16681 | 0.16617 | 0.16554 | 0.16496 | 0.16441 | 0.16394
F2_Industrial_Industrial - WA_New_Space Heating_Natural Gas_Ducting - Repair and Sealing_A_Achievable Technical Potential | F2 | Industrial | Industrial - WA | New | Space Heating | Natural Gas | Ducting - Repair and Sealing | A | Integrated Unit Summer Peak Savings (kW) | Achievable Technical Potential | 0 | 0 | 0 | 0 | 0 | 0 | 0 | 0 | 0 | 0 | 0 | 0 | 0 | 0 | 0 | 0 | 0 | 0 | 0 | 0 | 0 | 0 | 0 | 0 | 0 | 0 | 0
F3_Industrial_Industrial - WA_New_Space Heating_Natural Gas_Ducting - Repair and Sealing_A_Achievable Technical Potential | F3 | Industrial | Industrial - WA | New | Space Heating | Natural Gas | Ducting - Repair and Sealing | A | Integrated Unit Winter Peak Savings (kW) | Achievable Technical Potential | 0 | 0 | 0 | 0 | 0 | 0 | 0 | 0 | 0 | 0 | 0 | 0 | 0 | 0 | 0 | 0 | 0 | 0 | 0 | 0 | 0 | 0 | 0 | 0 | 0 | 0 | 0
F4_Industrial_Industrial - WA_New_Space Heating_Natural Gas_Ducting - Repair and Sealing_A_Achievable Technical Potential | F4 | Industrial | Industrial - WA | New | Space Heating | Natural Gas | Ducting - Repair and Sealing | A | Incremental Energy Savings (MWh or mTherms) | Achievable Technical Potential | 0 | 0 | 0 | 0 | 0 | 0 | 0 | 0 | 0 | 0 | 0 | 0 | 0 | 0 | 0 | 0 | 0 | 0 | 0 | 0 | 0 | 0 | 0 | 0 | 0 | 0 | 0
F5_Industrial_Industrial - WA_New_Space Heating_Natural Gas_Ducting - Repair and Sealing_A_Achievable Technical Potential | F5 | Industrial | Industrial - WA | New | Space Heating | Natural Gas | Ducting - Repair and Sealing | A | Incremental Summer Peak Savings (MW) | Achievable Technical Potential | 0 | 0 | 0 | 0 | 0 | 0 | 0 | 0 | 0 | 0 | 0 | 0 | 0 | 0 | 0 | 0 | 0 | 0 | 0 | 0 | 0 | 0 | 0 | 0 | 0 | 0 | 0
F6_Industrial_Industrial - WA_New_Space Heating_Natural Gas_Ducting - Repair and Sealing_A_Achievable Technical Potential | F6 | Industrial | Industrial - WA | New | Space Heating | Natural Gas | Ducting - Repair and Sealing | A | Incremental Winter Peak Savings (MW) | Achievable Technical Potential | 0 | 0 | 0 | 0 | 0 | 0 | 0 | 0 | 0 | 0 | 0 | 0 | 0 | 0 | 0 | 0 | 0 | 0 | 0 | 0 | 0 | 0 | 0 | 0 | 0 | 0 | 0
F7_Industrial_Industrial - WA_New_Space Heating_Natural Gas_Ducting - Repair and Sealing_A_Achievable Technical Potential | F7 | Industrial | Industrial - WA | New | Space Heating | Natural Gas | Ducting - Repair and Sealing | A | Cumulative Energy Savings (MWh or mTherms) | Achievable Technical Potential | 0 | 0 | 0 | 0 | 0 | 0 | 0 | 0 | 0 | 0 | 0 | 0 | 0 | 0 | 0 | 0 | 0 | 0 | 0 | 0 | 0 | 0 | 0 | 0 | 0 | 0 | 0
F8_Industrial_Industrial - WA_New_Space Heating_Natural Gas_Ducting - Repair and Sealing_A_Achievable Technical Potential | F8 | Industrial | Industrial - WA | New | Space Heating | Natural Gas | Ducting - Repair and Sealing | A | Cumulative Summer Peak Savings (MW) | Achievable Technical Potential | 0 | 0 | 0 | 0 | 0 | 0 | 0 | 0 | 0 | 0 | 0 | 0 | 0 | 0 | 0 | 0 | 0 | 0 | 0 | 0 | 0 | 0 | 0 | 0 | 0 | 0 | 0
F9_Industrial_Industrial - WA_New_Space Heating_Natural Gas_Ducting - Repair and Sealing_A_Achievable Technical Potential | F9 | Industrial | Industrial - WA | New | Space Heating | Natural Gas | Ducting - Repair and Sealing | A | Cumulative Winter Peak Savings (MW) | Achievable Technical Potential | 0 | 0 | 0 | 0 | 0 | 0 | 0 | 0 | 0 | 0 | 0 | 0 | 0 | 0 | 0 | 0 | 0 | 0 | 0 | 0 | 0 | 0 | 0 | 0 | 0 | 0 | 0
F10_Industrial_Industrial - WA_New_Space Heating_Natural Gas_Ducting - Repair and Sealing_A_Achievable Technical Potential | F10 | Industrial | Industrial - WA | New | Space Heating | Natural Gas | Ducting - Repair and Sealing | A | Purchases (Incremental) | Achievable Technical Potential | 0 | 0 | 0 | 0 | 0 | 0 | 0 | 0 | 0 | 0 | 0 | 0 | 0 | 0 | 0 | 0 | 0 | 0 | 0 | 0 | 0 | 0 | 0 | 0 | 0 | 0 | 0
F11_Industrial_Industrial - WA_New_Space Heating_Natural Gas_Ducting - Repair and Sealing_A_Achievable Technical Potential | F11 | Industrial | Industrial - WA | New | Space Heating | Natural Gas | Ducting - Repair and Sealing | A | Purchases (Cumulative) | Achievable Technical Potential | 0 | 0 | 0 | 0 | 0 | 0 | 0 | 0 | 0 | 0 | 0 | 0 | 0 | 0 | 0 | 0 | 0 | 0 | 0 | 0 | 0 | 0 | 0 | 0 | 0 | 0 | 0
F1_Industrial_Industrial - WA_New_Space Heating_Natural Gas_Building Shell - Air Sealing (Infiltration Control)_A_Achievable Technical Potential | F1 | Industrial | Industrial - WA | New | Space Heating | Natural Gas | Building Shell - Air Sealing (Infiltration Control) | A | Integrated Unit Energy Savings (kWh or therms) | Achievable Technical Potential | 0 | 0 | 53.3174 | 52.6925 | 52.2369 | 51.8809 | 51.6015 | 51.3944 | 51.2318 | 51.097 | 50.9781 | 50.8745 | 50.7841 | 50.7034 | 50.628 | 50.5531 | 50.4745 | 50.4133 | 50.3468 | 50.2465 | 50.1218 | 49.9909 | 49.8895 | 49.7843 | 49.6806 | 49.5804 | 49.4962
F2_Industrial_Industrial - WA_New_Space Heating_Natural Gas_Building Shell - Air Sealing (Infiltration Control)_A_Achievable Technical Potential | F2 | Industrial | Industrial - WA | New | Space Heating | Natural Gas | Building Shell - Air Sealing (Infiltration Control) | A | Integrated Unit Summer Peak Savings (kW) | Achievable Technical Potential | 0 | 0 | 0 | 0 | 0 | 0 | 0 | 0 | 0 | 0 | 0 | 0 | 0 | 0 | 0 | 0 | 0 | 0 | 0 | 0 | 0 | 0 | 0 | 0 | 0 | 0 | 0
F3_Industrial_Industrial - WA_New_Space Heating_Natural Gas_Building Shell - Air Sealing (Infiltration Control)_A_Achievable Technical Potential | F3 | Industrial | Industrial - WA | New | Space Heating | Natural Gas | Building Shell - Air Sealing (Infiltration Control) | A | Integrated Unit Winter Peak Savings (kW) | Achievable Technical Potential | 0 | 0 | 0 | 0 | 0 | 0 | 0 | 0 | 0 | 0 | 0 | 0 | 0 | 0 | 0 | 0 | 0 | 0 | 0 | 0 | 0 | 0 | 0 | 0 | 0 | 0 | 0
F4_Industrial_Industrial - WA_New_Space Heating_Natural Gas_Building Shell - Air Sealing (Infiltration Control)_A_Achievable Technical Potential | F4 | Industrial | Industrial - WA | New | Space Heating | Natural Gas | Building Shell - Air Sealing (Infiltration Control) | A | Incremental Energy Savings (MWh or mTherms) | Achievable Technical Potential | 0 | 0 | 6.759e-05 | 0.00017782 | 0.00037428 | 0.000685 | 0.0011177 | 0.0017116 | 0.0024772 | 0.0034015 | 0.0044383 | 0.0055019 | 0.0064043 | 0.0070199 | 0.0071634 | 0.0067091 | 0.0056345 | 0.004083 | 0.0021198 | 0 | 0 | 0 | 0 | 0 | 0 | 0 | 0
F5_Industrial_Industrial - WA_New_Space Heating_Natural Gas_Building Shell - Air Sealing (Infiltration Control)_A_Achievable Technical Potential | F5 | Industrial | Industrial - WA | New | Space Heating | Natural Gas | Building Shell - Air Sealing (Infiltration Control) | A | Incremental Summer Peak Savings (MW) | Achievable Technical Potential | 0 | 0 | 0 | 0 | 0 | 0 | 0 | 0 | 0 | 0 | 0 | 0 | 0 | 0 | 0 | 0 | 0 | 0 | 0 | 0 | 0 | 0 | 0 | 0 | 0 | 0 | 0
F6_Industrial_Industrial - WA_New_Space Heating_Natural Gas_Building Shell - Air Sealing (Infiltration Control)_A_Achievable Technical Potential | F6 | Industrial | Industrial - WA | New | Space Heating | Natural Gas | Building Shell - Air Sealing (Infiltration Control) | A | Incremental Winter Peak Savings (MW) | Achievable Technical Potential | 0 | 0 | 0 | 0 | 0 | 0 | 0 | 0 | 0 | 0 | 0 | 0 | 0 | 0 | 0 | 0 | 0 | 0 | 0 | 0 | 0 | 0 | 0 | 0 | 0 | 0 | 0
F7_Industrial_Industrial - WA_New_Space Heating_Natural Gas_Building Shell - Air Sealing (Infiltration Control)_A_Achievable Technical Potential | F7 | Industrial | Industrial - WA | New | Space Heating | Natural Gas | Building Shell - Air Sealing (Infiltration Control) | A | Cumulative Energy Savings (MWh or mTherms) | Achievable Technical Potential | 0 | 0 | 6.759e-05 | 0.00024462 | 0.00061679 | 0.0012976 | 0.0024083 | 0.0041103 | 0.0065745 | 0.0099587 | 0.014374 | 0.019846 | 0.026216 | 0.033194 | 0.040308 | 0.046957 | 0.052519 | 0.056538 | 0.058583 | 0.058466 | 0.058321 | 0.058169 | 0.058051 | 0.057929 | 0.057808 | 0.057691 | 0.057593
F8_Industrial_Industrial - WA_New_Space Heating_Natural Gas_Building Shell - Air Sealing (Infiltration Control)_A_Achievable Technical Potential | F8 | Industrial | Industrial - WA | New | Space Heating | Natural Gas | Building Shell - Air Sealing (Infiltration Control) | A | Cumulative Summer Peak Savings (MW) | Achievable Technical Potential | 0 | 0 | 0 | 0 | 0 | 0 | 0 | 0 | 0 | 0 | 0 | 0 | 0 | 0 | 0 | 0 | 0 | 0 | 0 | 0 | 0 | 0 | 0 | 0 | 0 | 0 | 0
F9_Industrial_Industrial - WA_New_Space Heating_Natural Gas_Building Shell - Air Sealing (Infiltration Control)_A_Achievable Technical Potential | F9 | Industrial | Industrial - WA | New | Space Heating | Natural Gas | Building Shell - Air Sealing (Infiltration Control) | A | Cumulative Winter Peak Savings (MW) | Achievable Technical Potential | 0 | 0 | 0 | 0 | 0 | 0 | 0 | 0 | 0 | 0 | 0 | 0 | 0 | 0 | 0 | 0 | 0 | 0 | 0 | 0 | 0 | 0 | 0 | 0 | 0 | 0 | 0
F10_Industrial_Industrial - WA_New_Space Heating_Natural Gas_Building Shell - Air Sealing (Infiltration Control)_A_Achievable Technical Potential | F10 | Industrial | Industrial - WA | New | Space Heating | Natural Gas | Building Shell - Air Sealing (Infiltration Control) | A | Purchases (Incremental) | Achievable Technical Potential | 0 | 0 | 0.0012677 | 0.0033747 | 0.0071651 | 0.013203 | 0.021661 | 0.033304 | 0.048353 | 0.06657 | 0.087062 | 0.10815 | 0.12611 | 0.13845 | 0.14149 | 0.13271 | 0.11163 | 0.08099 | 0.042103 | 0 | 0 | 0 | 0 | 0 | 0 | 0 | 0
F11_Industrial_Industrial - WA_New_Space Heating_Natural Gas_Building Shell - Air Sealing (Infiltration Control)_A_Achievable Technical Potential | F11 | Industrial | Industrial - WA | New | Space Heating | Natural Gas | Building Shell - Air Sealing (Infiltration Control) | A | Purchases (Cumulative) | Achievable Technical Potential | 0 | 0 | 0.0012677 | 0.0046424 | 0.011808 | 0.025011 | 0.046672 | 0.079976 | 0.12833 | 0.1949 | 0.28196 | 0.39011 | 0.51621 | 0.65466 | 0.79616 | 0.92887 | 1.0405 | 1.1215 | 1.1636 | 1.1636 | 1.1636 | 1.1636 | 1.1636 | 1.1636 | 1.1636 | 1.1636 | 1.1636
F1_Industrial_Industrial - WA_New_Space Heating_Natural Gas_Ventilation - Demand Controlled_A_Achievable Technical Potential | F1 | Industrial | Industrial - WA | New | Space Heating | Natural Gas | Ventilation - Demand Controlled | A | Integrated Unit Energy Savings (kWh or therms) | Achievable Technical Potential | 0 | 0 | 0.035179 | 0.034074 | 0.033434 | 0.032998 | 0.0327 | 0.032464 | 0.032269 | 0.032101 | 0.031951 | 0.031819 | 0.031702 | 0.031597 | 0.031502 | 0.031414 | 0.031328 | 0.031259 | 0.031191 | 0.031074 | 0.030923 | 0.030778 | 0.030658 | 0.030543 | 0.030435 | 0.030334 | 0.030247
F2_Industrial_Industrial - WA_New_Space Heating_Natural Gas_Ventilation - Demand Controlled_A_Achievable Technical Potential | F2 | Industrial | Industrial - WA | New | Space Heating | Natural Gas | Ventilation - Demand Controlled | A | Integrated Unit Summer Peak Savings (kW) | Achievable Technical Potential | 0 | 0 | 0 | 0 | 0 | 0 | 0 | 0 | 0 | 0 | 0 | 0 | 0 | 0 | 0 | 0 | 0 | 0 | 0 | 0 | 0 | 0 | 0 | 0 | 0 | 0 | 0
F3_Industrial_Industrial - WA_New_Space Heating_Natural Gas_Ventilation - Demand Controlled_A_Achievable Technical Potential | F3 | Industrial | Industrial - WA | New | Space Heating | Natural Gas | Ventilation - Demand Controlled | A | Integrated Unit Winter Peak Savings (kW) | Achievable Technical Potential | 0 | 0 | 0 | 0 | 0 | 0 | 0 | 0 | 0 | 0 | 0 | 0 | 0 | 0 | 0 | 0 | 0 | 0 | 0 | 0 | 0 | 0 | 0 | 0 | 0 | 0 | 0
F4_Industrial_Industrial - WA_New_Space Heating_Natural Gas_Ventilation - Demand Controlled_A_Achievable Technical Potential | F4 | Industrial | Industrial - WA | New | Space Heating | Natural Gas | Ventilation - Demand Controlled | A | Incremental Energy Savings (MWh or mTherms) | Achievable Technical Potential | 0 | 0 | 0 | 0 | 0 | 0 | 0 | 0 | 0 | 0 | 0 | 0 | 0 | 0 | 0 | 0 | 0 | 0 | 0 | 0 | 0 | 0 | 0 | 0 | 0 | 0 | 0
F5_Industrial_Industrial - WA_New_Space Heating_Natural Gas_Ventilation - Demand Controlled_A_Achievable Technical Potential | F5 | Industrial | Industrial - WA | New | Space Heating | Natural Gas | Ventilation - Demand Controlled | A | Incremental Summer Peak Savings (MW) | Achievable Technical Potential | 0 | 0 | 0 | 0 | 0 | 0 | 0 | 0 | 0 | 0 | 0 | 0 | 0 | 0 | 0 | 0 | 0 | 0 | 0 | 0 | 0 | 0 | 0 | 0 | 0 | 0 | 0
F6_Industrial_Industrial - WA_New_Space Heating_Natural Gas_Ventilation - Demand Controlled_A_Achievable Technical Potential | F6 | Industrial | Industrial - WA | New | Space Heating | Natural Gas | Ventilation - Demand Controlled | A | Incremental Winter Peak Savings (MW) | Achievable Technical Potential | 0 | 0 | 0 | 0 | 0 | 0 | 0 | 0 | 0 | 0 | 0 | 0 | 0 | 0 | 0 | 0 | 0 | 0 | 0 | 0 | 0 | 0 | 0 | 0 | 0 | 0 | 0
F7_Industrial_Industrial - WA_New_Space Heating_Natural Gas_Ventilation - Demand Controlled_A_Achievable Technical Potential | F7 | Industrial | Industrial - WA | New | Space Heating | Natural Gas | Ventilation - Demand Controlled | A | Cumulative Energy Savings (MWh or mTherms) | Achievable Technical Potential | 0 | 0 | 0 | 0 | 0 | 0 | 0 | 0 | 0 | 0 | 0 | 0 | 0 | 0 | 0 | 0 | 0 | 0 | 0 | 0 | 0 | 0 | 0 | 0 | 0 | 0 | 0
F8_Industrial_Industrial - WA_New_Space Heating_Natural Gas_Ventilation - Demand Controlled_A_Achievable Technical Potential | F8 | Industrial | Industrial - WA | New | Space Heating | Natural Gas | Ventilation - Demand Controlled | A | Cumulative Summer Peak Savings (MW) | Achievable Technical Potential | 0 | 0 | 0 | 0 | 0 | 0 | 0 | 0 | 0 | 0 | 0 | 0 | 0 | 0 | 0 | 0 | 0 | 0 | 0 | 0 | 0 | 0 | 0 | 0 | 0 | 0 | 0
F9_Industrial_Industrial - WA_New_Space Heating_Natural Gas_Ventilation - Demand Controlled_A_Achievable Technical Potential | F9 | Industrial | Industrial - WA | New | Space Heating | Natural Gas | Ventilation - Demand Controlled | A | Cumulative Winter Peak Savings (MW) | Achievable Technical Potential | 0 | 0 | 0 | 0 | 0 | 0 | 0 | 0 | 0 | 0 | 0 | 0 | 0 | 0 | 0 | 0 | 0 | 0 | 0 | 0 | 0 | 0 | 0 | 0 | 0 | 0 | 0
F10_Industrial_Industrial - WA_New_Space Heating_Natural Gas_Ventilation - Demand Controlled_A_Achievable Technical Potential | F10 | Industrial | Industrial - WA | New | Space Heating | Natural Gas | Ventilation - Demand Controlled | A | Purchases (Incremental) | Achievable Technical Potential | 0 | 0 | 0 | 0 | 0 | 0 | 0 | 0 | 0 | 0 | 0 | 0 | 0 | 0 | 0 | 0 | 0 | 0 | 0 | 0 | 0 | 0 | 0 | 0 | 0 | 0 | 0
F11_Industrial_Industrial - WA_New_Space Heating_Natural Gas_Ventilation - Demand Controlled_A_Achievable Technical Potential | F11 | Industrial | Industrial - WA | New | Space Heating | Natural Gas | Ventilation - Demand Controlled | A | Purchases (Cumulative) | Achievable Technical Potential | 0 | 0 | 0 | 0 | 0 | 0 | 0 | 0 | 0 | 0 | 0 | 0 | 0 | 0 | 0 | 0 | 0 | 0 | 0 | 0 | 0 | 0 | 0 | 0 | 0 | 0 | 0
F1_Industrial_Industrial - WA_New_Space Heating_Natural Gas_Destratification Fans (HVLS)_A_Achievable Technical Potential | F1 | Industrial | Industrial - WA | New | Space Heating | Natural Gas | Destratification Fans (HVLS) | A | Integrated Unit Energy Savings (kWh or therms) | Achievable Technical Potential | 0 | 0 | 98165.486 | 97128.4493 | 96395.7789 | 95845.3483 | 95442.917 | 95168.6011 | 94972.4335 | 94824.466 | 94703.5895 | 94609.1755 | 94537.6691 | 94482.9483 | 94437.0332 | 94391.2883 | 94337.9633 | 94272.688 | 94186.0341 | 94028.6268 | 93820.8193 | 93599.214 | 93360.9916 | 93119.3813 | 92883.8206 | 92657.6589 | 92464.0166
F2_Industrial_Industrial - WA_New_Space Heating_Natural Gas_Destratification Fans (HVLS)_A_Achievable Technical Potential | F2 | Industrial | Industrial - WA | New | Space Heating | Natural Gas | Destratification Fans (HVLS) | A | Integrated Unit Summer Peak Savings (kW) | Achievable Technical Potential | 0 | 0 | 0 | 0 | 0 | 0 | 0 | 0 | 0 | 0 | 0 | 0 | 0 | 0 | 0 | 0 | 0 | 0 | 0 | 0 | 0 | 0 | 0 | 0 | 0 | 0 | 0
F3_Industrial_Industrial - WA_New_Space Heating_Natural Gas_Destratification Fans (HVLS)_A_Achievable Technical Potential | F3 | Industrial | Industrial - WA | New | Space Heating | Natural Gas | Destratification Fans (HVLS) | A | Integrated Unit Winter Peak Savings (kW) | Achievable Technical Potential | 0 | 0 | 0 | 0 | 0 | 0 | 0 | 0 | 0 | 0 | 0 | 0 | 0 | 0 | 0 | 0 | 0 | 0 | 0 | 0 | 0 | 0 | 0 | 0 | 0 | 0 | 0
F4_Industrial_Industrial - WA_New_Space Heating_Natural Gas_Destratification Fans (HVLS)_A_Achievable Technical Potential | F4 | Industrial | Industrial - WA | New | Space Heating | Natural Gas | Destratification Fans (HVLS) | A | Incremental Energy Savings (MWh or mTherms) | Achievable Technical Potential | 0 | 0 | 0.024906 | 0.032818 | 0.038947 | 0.043869 | 0.047216 | 0.050542 | 0.053834 | 0.057084 | 0.060284 | 0.063438 | 0.066547 | 0.069611 | 0.072625 | 0.075585 | 0.078486 | 0.057404 | 0.052264 | 0.048744 | 0.046335 | 0.045444 | 0 | 0 | 0 | 0 | 0
F5_Industrial_Industrial - WA_New_Space Heating_Natural Gas_Destratification Fans (HVLS)_A_Achievable Technical Potential | F5 | Industrial | Industrial - WA | New | Space Heating | Natural Gas | Destratification Fans (HVLS) | A | Incremental Summer Peak Savings (MW) | Achievable Technical Potential | 0 | 0 | 0 | 0 | 0 | 0 | 0 | 0 | 0 | 0 | 0 | 0 | 0 | 0 | 0 | 0 | 0 | 0 | 0 | 0 | 0 | 0 | 0 | 0 | 0 | 0 | 0
F6_Industrial_Industrial - WA_New_Space Heating_Natural Gas_Destratification Fans (HVLS)_A_Achievable Technical Potential | F6 | Industrial | Industrial - WA | New | Space Heating | Natural Gas | Destratification Fans (HVLS) | A | Incremental Winter Peak Savings (MW) | Achievable Technical Potential | 0 | 0 | 0 | 0 | 0 | 0 | 0 | 0 | 0 | 0 | 0 | 0 | 0 | 0 | 0 | 0 | 0 | 0 | 0 | 0 | 0 | 0 | 0 | 0 | 0 | 0 | 0
F7_Industrial_Industrial - WA_New_Space Heating_Natural Gas_Destratification Fans (HVLS)_A_Achievable Technical Potential | F7 | Industrial | Industrial - WA | New | Space Heating | Natural Gas | Destratification Fans (HVLS) | A | Cumulative Energy Savings (MWh or mTherms) | Achievable Technical Potential | 0 | 0 | 0.024906 | 0.057461 | 0.095974 | 0.1393 | 0.18593 | 0.23593 | 0.28928 | 0.34592 | 0.40576 | 0.46879 | 0.53498 | 0.60428 | 0.67662 | 0.75187 | 0.82993 | 0.88676 | 0.93821 | 0.98539 | 1.0295 | 1.0726 | 1.0698 | 1.0671 | 1.0644 | 1.0618 | 1.0595
F8_Industrial_Industrial - WA_New_Space Heating_Natural Gas_Destratification Fans (HVLS)_A_Achievable Technical Potential | F8 | Industrial | Industrial - WA | New | Space Heating | Natural Gas | Destratification Fans (HVLS) | A | Cumulative Summer Peak Savings (MW) | Achievable Technical Potential | 0 | 0 | 0 | 0 | 0 | 0 | 0 | 0 | 0 | 0 | 0 | 0 | 0 | 0 | 0 | 0 | 0 | 0 | 0 | 0 | 0 | 0 | 0 | 0 | 0 | 0 | 0
F9_Industrial_Industrial - WA_New_Space Heating_Natural Gas_Destratification Fans (HVLS)_A_Achievable Technical Potential | F9 | Industrial | Industrial - WA | New | Space Heating | Natural Gas | Destratification Fans (HVLS) | A | Cumulative Winter Peak Savings (MW) | Achievable Technical Potential | 0 | 0 | 0 | 0 | 0 | 0 | 0 | 0 | 0 | 0 | 0 | 0 | 0 | 0 | 0 | 0 | 0 | 0 | 0 | 0 | 0 | 0 | 0 | 0 | 0 | 0 | 0
F10_Industrial_Industrial - WA_New_Space Heating_Natural Gas_Destratification Fans (HVLS)_A_Achievable Technical Potential | F10 | Industrial | Industrial - WA | New | Space Heating | Natural Gas | Destratification Fans (HVLS) | A | Purchases (Incremental) | Achievable Technical Potential | 0 | 0 | 0.00025371 | 0.00033788 | 0.00040403 | 0.00045771 | 0.00049471 | 0.00053108 | 0.00056684 | 0.00060199 | 0.00063655 | 0.00067052 | 0.00070392 | 0.00073675 | 0.00076903 | 0.00080076 | 0.00083196 | 0.00060892 | 0.0005549 | 0.00051839 | 0.00049386 | 0.00048552 | 0 | 0 | 0 | 0 | 0
F11_Industrial_Industrial - WA_New_Space Heating_Natural Gas_Destratification Fans (HVLS)_A_Achievable Technical Potential | F11 | Industrial | Industrial - WA | New | Space Heating | Natural Gas | Destratification Fans (HVLS) | A | Purchases (Cumulative) | Achievable Technical Potential | 0 | 0 | 0.00025371 | 0.0005916 | 0.00099563 | 0.0014533 | 0.001948 | 0.0024791 | 0.003046 | 0.003648 | 0.0042845 | 0.004955 | 0.0056589 | 0.0063957 | 0.0071647 | 0.0079655 | 0.0087975 | 0.0094064 | 0.0099613 | 0.01048 | 0.010974 | 0.011459 | 0.011459 | 0.011459 | 0.011459 | 0.011459 | 0.011459
F1_Industrial_Industrial - WA_New_Space Heating_Natural Gas_Condensing RTU_A_Achievable Technical Potential | F1 | Industrial | Industrial - WA | New | Space Heating | Natural Gas | Condensing RTU | A | Integrated Unit Energy Savings (kWh or therms) | Achievable Technical Potential | 0 | 0 | 0.056607 | 0.054803 | 0.053753 | 0.053033 | 0.052533 | 0.052138 | 0.051812 | 0.051535 | 0.051291 | 0.051076 | 0.050887 | 0.05072 | 0.050569 | 0.050429 | 0.050294 | 0.050188 | 0.050083 | 0.0499 | 0.049662 | 0.049432 | 0.049244 | 0.049062 | 0.048891 | 0.048731 | 0.048595
F2_Industrial_Industrial - WA_New_Space Heating_Natural Gas_Condensing RTU_A_Achievable Technical Potential | F2 | Industrial | Industrial - WA | New | Space Heating | Natural Gas | Condensing RTU | A | Integrated Unit Summer Peak Savings (kW) | Achievable Technical Potential | 0 | 0 | 0 | 0 | 0 | 0 | 0 | 0 | 0 | 0 | 0 | 0 | 0 | 0 | 0 | 0 | 0 | 0 | 0 | 0 | 0 | 0 | 0 | 0 | 0 | 0 | 0
F3_Industrial_Industrial - WA_New_Space Heating_Natural Gas_Condensing RTU_A_Achievable Technical Potential | F3 | Industrial | Industrial - WA | New | Space Heating | Natural Gas | Condensing RTU | A | Integrated Unit Winter Peak Savings (kW) | Achievable Technical Potential | 0 | 0 | 0 | 0 | 0 | 0 | 0 | 0 | 0 | 0 | 0 | 0 | 0 | 0 | 0 | 0 | 0 | 0 | 0 | 0 | 0 | 0 | 0 | 0 | 0 | 0 | 0
F4_Industrial_Industrial - WA_New_Space Heating_Natural Gas_Condensing RTU_A_Achievable Technical Potential | F4 | Industrial | Industrial - WA | New | Space Heating | Natural Gas | Condensing RTU | A | Incremental Energy Savings (MWh or mTherms) | Achievable Technical Potential | 0 | 0 | 0 | 0 | 0 | 0 | 0 | 0 | 0 | 0 | 0 | 0 | 0 | 0 | 0 | 0 | 0 | 0 | 0 | 0 | 0 | 0 | 0 | 0 | 0 | 0 | 0
F5_Industrial_Industrial - WA_New_Space Heating_Natural Gas_Condensing RTU_A_Achievable Technical Potential | F5 | Industrial | Industrial - WA | New | Space Heating | Natural Gas | Condensing RTU | A | Incremental Summer Peak Savings (MW) | Achievable Technical Potential | 0 | 0 | 0 | 0 | 0 | 0 | 0 | 0 | 0 | 0 | 0 | 0 | 0 | 0 | 0 | 0 | 0 | 0 | 0 | 0 | 0 | 0 | 0 | 0 | 0 | 0 | 0
F6_Industrial_Industrial - WA_New_Space Heating_Natural Gas_Condensing RTU_A_Achievable Technical Potential | F6 | Industrial | Industrial - WA | New | Space Heating | Natural Gas | Condensing RTU | A | Incremental Winter Peak Savings (MW) | Achievable Technical Potential | 0 | 0 | 0 | 0 | 0 | 0 | 0 | 0 | 0 | 0 | 0 | 0 | 0 | 0 | 0 | 0 | 0 | 0 | 0 | 0 | 0 | 0 | 0 | 0 | 0 | 0 | 0
F7_Industrial_Industrial - WA_New_Space Heating_Natural Gas_Condensing RTU_A_Achievable Technical Potential | F7 | Industrial | Industrial - WA | New | Space Heating | Natural Gas | Condensing RTU | A | Cumulative Energy Savings (MWh or mTherms) | Achievable Technical Potential | 0 | 0 | 0 | 0 | 0 | 0 | 0 | 0 | 0 | 0 | 0 | 0 | 0 | 0 | 0 | 0 | 0 | 0 | 0 | 0 | 0 | 0 | 0 | 0 | 0 | 0 | 0
F8_Industrial_Industrial - WA_New_Space Heating_Natural Gas_Condensing RTU_A_Achievable Technical Potential | F8 | Industrial | Industrial - WA | New | Space Heating | Natural Gas | Condensing RTU | A | Cumulative Summer Peak Savings (MW) | Achievable Technical Potential | 0 | 0 | 0 | 0 | 0 | 0 | 0 | 0 | 0 | 0 | 0 | 0 | 0 | 0 | 0 | 0 | 0 | 0 | 0 | 0 | 0 | 0 | 0 | 0 | 0 | 0 | 0
F9_Industrial_Industrial - WA_New_Space Heating_Natural Gas_Condensing RTU_A_Achievable Technical Potential | F9 | Industrial | Industrial - WA | New | Space Heating | Natural Gas | Condensing RTU | A | Cumulative Winter Peak Savings (MW) | Achievable Technical Potential | 0 | 0 | 0 | 0 | 0 | 0 | 0 | 0 | 0 | 0 | 0 | 0 | 0 | 0 | 0 | 0 | 0 | 0 | 0 | 0 | 0 | 0 | 0 | 0 | 0 | 0 | 0
F10_Industrial_Industrial - WA_New_Space Heating_Natural Gas_Condensing RTU_A_Achievable Technical Potential | F10 | Industrial | Industrial - WA | New | Space Heating | Natural Gas | Condensing RTU | A | Purchases (Incremental) | Achievable Technical Potential | 0 | 0 | 0 | 0 | 0 | 0 | 0 | 0 | 0 | 0 | 0 | 0 | 0 | 0 | 0 | 0 | 0 | 0 | 0 | 0 | 0 | 0 | 0 | 0 | 0 | 0 | 0
F11_Industrial_Industrial - WA_New_Space Heating_Natural Gas_Condensing RTU_A_Achievable Technical Potential | F11 | Industrial | Industrial - WA | New | Space Heating | Natural Gas | Condensing RTU | A | Purchases (Cumulative) | Achievable Technical Potential | 0 | 0 | 0 | 0 | 0 | 0 | 0 | 0 | 0 | 0 | 0 | 0 | 0 | 0 | 0 | 0 | 0 | 0 | 0 | 0 | 0 | 0 | 0 | 0 | 0 | 0 | 0
F1_Industrial_Industrial - WA_New_Space Heating_Natural Gas_Industrial Air Curtains_A_Achievable Technical Potential | F1 | Industrial | Industrial - WA | New | Space Heating | Natural Gas | Industrial Air Curtains | A | Integrated Unit Energy Savings (kWh or therms) | Achievable Technical Potential | 0 | 0 | -0.016875 | -0.016719 | -0.016613 | -0.016537 | -0.016486 | -0.016437 | -0.016389 | -0.016345 | -0.016303 | -0.016264 | -0.016228 | -0.016195 | -0.016164 | -0.016135 | -0.016109 | -0.016085 | -0.016061 | -0.01603 | -0.015994 | -0.015958 | -0.015921 | -0.015882 | -0.015844 | -0.015808 | -0.015777
F2_Industrial_Industrial - WA_New_Space Heating_Natural Gas_Industrial Air Curtains_A_Achievable Technical Potential | F2 | Industrial | Industrial - WA | New | Space Heating | Natural Gas | Industrial Air Curtains | A | Integrated Unit Summer Peak Savings (kW) | Achievable Technical Potential | 0 | 0 | 0 | 0 | 0 | 0 | 0 | 0 | 0 | 0 | 0 | 0 | 0 | 0 | 0 | 0 | 0 | 0 | 0 | 0 | 0 | 0 | 0 | 0 | 0 | 0 | 0
F3_Industrial_Industrial - WA_New_Space Heating_Natural Gas_Industrial Air Curtains_A_Achievable Technical Potential | F3 | Industrial | Industrial - WA | New | Space Heating | Natural Gas | Industrial Air Curtains | A | Integrated Unit Winter Peak Savings (kW) | Achievable Technical Potential | 0 | 0 | 0 | 0 | 0 | 0 | 0 | 0 | 0 | 0 | 0 | 0 | 0 | 0 | 0 | 0 | 0 | 0 | 0 | 0 | 0 | 0 | 0 | 0 | 0 | 0 | 0
F4_Industrial_Industrial - WA_New_Space Heating_Natural Gas_Industrial Air Curtains_A_Achievable Technical Potential | F4 | Industrial | Industrial - WA | New | Space Heating | Natural Gas | Industrial Air Curtains | A | Incremental Energy Savings (MWh or mTherms) | Achievable Technical Potential | 0 | 0 | -0.00061121 | -0.0016121 | -0.003401 | -0.0062384 | -0.010203 | -0.01564 | -0.022642 | -0.031087 | -0.040553 | -0.050254 | -0.059059 | -0.065623 | -0.068653 | -0.067269 | -0.061348 | -0.051943 | -0.039961 | -0.026352 | -0.013454 | -0.0031861 | 0 | 0 | 0 | 0 | 0
F5_Industrial_Industrial - WA_New_Space Heating_Natural Gas_Industrial Air Curtains_A_Achievable Technical Potential | F5 | Industrial | Industrial - WA | New | Space Heating | Natural Gas | Industrial Air Curtains | A | Incremental Summer Peak Savings (MW) | Achievable Technical Potential | 0 | 0 | 0 | 0 | 0 | 0 | 0 | 0 | 0 | 0 | 0 | 0 | 0 | 0 | 0 | 0 | 0 | 0 | 0 | 0 | 0 | 0 | 0 | 0 | 0 | 0 | 0
F6_Industrial_Industrial - WA_New_Space Heating_Natural Gas_Industrial Air Curtains_A_Achievable Technical Potential | F6 | Industrial | Industrial - WA | New | Space Heating | Natural Gas | Industrial Air Curtains | A | Incremental Winter Peak Savings (MW) | Achievable Technical Potential | 0 | 0 | 0 | 0 | 0 | 0 | 0 | 0 | 0 | 0 | 0 | 0 | 0 | 0 | 0 | 0 | 0 | 0 | 0 | 0 | 0 | 0 | 0 | 0 | 0 | 0 | 0
F7_Industrial_Industrial - WA_New_Space Heating_Natural Gas_Industrial Air Curtains_A_Achievable Technical Potential | F7 | Industrial | Industrial - WA | New | Space Heating | Natural Gas | Industrial Air Curtains | A | Cumulative Energy Savings (MWh or mTherms) | Achievable Technical Potential | 0 | 0 | -0.00061121 | -0.0022176 | -0.0056046 | -0.011817 | -0.021984 | -0.037558 | -0.060092 | -0.091015 | -0.13134 | -0.18128 | -0.23993 | -0.30506 | -0.37314 | -0.43975 | -0.50038 | -0.55157 | -0.59072 | -0.61593 | -0.628 | -0.62978 | -0.62829 | -0.62677 | -0.62528 | -0.62385 | -0.62263
F8_Industrial_Industrial - WA_New_Space Heating_Natural Gas_Industrial Air Curtains_A_Achievable Technical Potential | F8 | Industrial | Industrial - WA | New | Space Heating | Natural Gas | Industrial Air Curtains | A | Cumulative Summer Peak Savings (MW) | Achievable Technical Potential | 0 | 0 | 0 | 0 | 0 | 0 | 0 | 0 | 0 | 0 | 0 | 0 | 0 | 0 | 0 | 0 | 0 | 0 | 0 | 0 | 0 | 0 | 0 | 0 | 0 | 0 | 0
F9_Industrial_Industrial - WA_New_Space Heating_Natural Gas_Industrial Air Curtains_A_Achievable Technical Potential | F9 | Industrial | Industrial - WA | New | Space Heating | Natural Gas | Industrial Air Curtains | A | Cumulative Winter Peak Savings (MW) | Achievable Technical Potential | 0 | 0 | 0 | 0 | 0 | 0 | 0 | 0 | 0 | 0 | 0 | 0 | 0 | 0 | 0 | 0 | 0 | 0 | 0 | 0 | 0 | 0 | 0 | 0 | 0 | 0 | 0
F10_Industrial_Industrial - WA_New_Space Heating_Natural Gas_Industrial Air Curtains_A_Achievable Technical Potential | F10 | Industrial | Industrial - WA | New | Space Heating | Natural Gas | Industrial Air Curtains | A | Purchases (Incremental) | Achievable Technical Potential | 0 | 0 | 36.22 | 96.4212 | 204.7162 | 377.237 | 618.8813 | 951.5416 | 1381.5074 | 1901.9969 | 2487.4846 | 3089.8876 | 3639.3236 | 4052.1379 | 4247.3264 | 4169.0327 | 3808.316 | 3229.3184 | 2488.0413 | 1643.9362 | 841.1621 | 199.6528 | 0 | 0 | 0 | 0 | 0
F11_Industrial_Industrial - WA_New_Space Heating_Natural Gas_Industrial Air Curtains_A_Achievable Technical Potential | F11 | Industrial | Industrial - WA | New | Space Heating | Natural Gas | Industrial Air Curtains | A | Purchases (Cumulative) | Achievable Technical Potential | 0 | 0 | 36.22 | 132.6411 | 337.3574 | 714.5944 | 1333.4756 | 2285.0173 | 3666.5247 | 5568.5215 | 8056.0061 | 11145.8937 | 14785.2173 | 18837.3551 | 23084.6816 | 27253.7142 | 31062.0303 | 34291.3486 | 36779.3899 | 38423.3261 | 39264.4882 | 39464.141 | 39464.141 | 39464.141 | 39464.141 | 39464.141 | 39464.141
F1_Industrial_Industrial - WA_New_Space Heating_Natural Gas_HVAC - Energy Recovery Ventilator_A_Achievable Technical Potential | F1 | Industrial | Industrial - WA | New | Space Heating | Natural Gas | HVAC - Energy Recovery Ventilator | A | Integrated Unit Energy Savings (kWh or therms) | Achievable Technical Potential | 0 | 0 | 0.17323 | 0.17119 | 0.1697 | 0.16853 | 0.16759 | 0.16688 | 0.16631 | 0.16582 | 0.16537 | 0.16497 | 0.16462 | 0.16431 | 0.16402 | 0.16375 | 0.16348 | 0.16327 | 0.16306 | 0.16274 | 0.16235 | 0.16194 | 0.16162 | 0.1613 | 0.16097 | 0.16066 | 0.16039
F2_Industrial_Industrial - WA_New_Space Heating_Natural Gas_HVAC - Energy Recovery Ventilator_A_Achievable Technical Potential | F2 | Industrial | Industrial - WA | New | Space Heating | Natural Gas | HVAC - Energy Recovery Ventilator | A | Integrated Unit Summer Peak Savings (kW) | Achievable Technical Potential | 0 | 0 | 0 | 0 | 0 | 0 | 0 | 0 | 0 | 0 | 0 | 0 | 0 | 0 | 0 | 0 | 0 | 0 | 0 | 0 | 0 | 0 | 0 | 0 | 0 | 0 | 0
F3_Industrial_Industrial - WA_New_Space Heating_Natural Gas_HVAC - Energy Recovery Ventilator_A_Achievable Technical Potential | F3 | Industrial | Industrial - WA | New | Space Heating | Natural Gas | HVAC - Energy Recovery Ventilator | A | Integrated Unit Winter Peak Savings (kW) | Achievable Technical Potential | 0 | 0 | 0 | 0 | 0 | 0 | 0 | 0 | 0 | 0 | 0 | 0 | 0 | 0 | 0 | 0 | 0 | 0 | 0 | 0 | 0 | 0 | 0 | 0 | 0 | 0 | 0
F4_Industrial_Industrial - WA_New_Space Heating_Natural Gas_HVAC - Energy Recovery Ventilator_A_Achievable Technical Potential | F4 | Industrial | Industrial - WA | New | Space Heating | Natural Gas | HVAC - Energy Recovery Ventilator | A | Incremental Energy Savings (MWh or mTherms) | Achievable Technical Potential | 0 | 0 | 0 | 0 | 0 | 0 | 0 | 0 | 0 | 0 | 0 | 0 | 0 | 0 | 0 | 0 | 0 | 0 | 0 | 0 | 0 | 0 | 0 | 0 | 0 | 0 | 0
F5_Industrial_Industrial - WA_New_Space Heating_Natural Gas_HVAC - Energy Recovery Ventilator_A_Achievable Technical Potential | F5 | Industrial | Industrial - WA | New | Space Heating | Natural Gas | HVAC - Energy Recovery Ventilator | A | Incremental Summer Peak Savings (MW) | Achievable Technical Potential | 0 | 0 | 0 | 0 | 0 | 0 | 0 | 0 | 0 | 0 | 0 | 0 | 0 | 0 | 0 | 0 | 0 | 0 | 0 | 0 | 0 | 0 | 0 | 0 | 0 | 0 | 0
F6_Industrial_Industrial - WA_New_Space Heating_Natural Gas_HVAC - Energy Recovery Ventilator_A_Achievable Technical Potential | F6 | Industrial | Industrial - WA | New | Space Heating | Natural Gas | HVAC - Energy Recovery Ventilator | A | Incremental Winter Peak Savings (MW) | Achievable Technical Potential | 0 | 0 | 0 | 0 | 0 | 0 | 0 | 0 | 0 | 0 | 0 | 0 | 0 | 0 | 0 | 0 | 0 | 0 | 0 | 0 | 0 | 0 | 0 | 0 | 0 | 0 | 0
F7_Industrial_Industrial - WA_New_Space Heating_Natural Gas_HVAC - Energy Recovery Ventilator_A_Achievable Technical Potential | F7 | Industrial | Industrial - WA | New | Space Heating | Natural Gas | HVAC - Energy Recovery Ventilator | A | Cumulative Energy Savings (MWh or mTherms) | Achievable Technical Potential | 0 | 0 | 0 | 0 | 0 | 0 | 0 | 0 | 0 | 0 | 0 | 0 | 0 | 0 | 0 | 0 | 0 | 0 | 0 | 0 | 0 | 0 | 0 | 0 | 0 | 0 | 0
F8_Industrial_Industrial - WA_New_Space Heating_Natural Gas_HVAC - Energy Recovery Ventilator_A_Achievable Technical Potential | F8 | Industrial | Industrial - WA | New | Space Heating | Natural Gas | HVAC - Energy Recovery Ventilator | A | Cumulative Summer Peak Savings (MW) | Achievable Technical Potential | 0 | 0 | 0 | 0 | 0 | 0 | 0 | 0 | 0 | 0 | 0 | 0 | 0 | 0 | 0 | 0 | 0 | 0 | 0 | 0 | 0 | 0 | 0 | 0 | 0 | 0 | 0
F9_Industrial_Industrial - WA_New_Space Heating_Natural Gas_HVAC - Energy Recovery Ventilator_A_Achievable Technical Potential | F9 | Industrial | Industrial - WA | New | Space Heating | Natural Gas | HVAC - Energy Recovery Ventilator | A | Cumulative Winter Peak Savings (MW) | Achievable Technical Potential | 0 | 0 | 0 | 0 | 0 | 0 | 0 | 0 | 0 | 0 | 0 | 0 | 0 | 0 | 0 | 0 | 0 | 0 | 0 | 0 | 0 | 0 | 0 | 0 | 0 | 0 | 0
F10_Industrial_Industrial - WA_New_Space Heating_Natural Gas_HVAC - Energy Recovery Ventilator_A_Achievable Technical Potential | F10 | Industrial | Industrial - WA | New | Space Heating | Natural Gas | HVAC - Energy Recovery Ventilator | A | Purchases (Incremental) | Achievable Technical Potential | 0 | 0 | 0 | 0 | 0 | 0 | 0 | 0 | 0 | 0 | 0 | 0 | 0 | 0 | 0 | 0 | 0 | 0 | 0 | 0 | 0 | 0 | 0 | 0 | 0 | 0 | 0
F11_Industrial_Industrial - WA_New_Space Heating_Natural Gas_HVAC - Energy Recovery Ventilator_A_Achievable Technical Potential | F11 | Industrial | Industrial - WA | New | Space Heating | Natural Gas | HVAC - Energy Recovery Ventilator | A | Purchases (Cumulative) | Achievable Technical Potential | 0 | 0 | 0 | 0 | 0 | 0 | 0 | 0 | 0 | 0 | 0 | 0 | 0 | 0 | 0 | 0 | 0 | 0 | 0 | 0 | 0 | 0 | 0 | 0 | 0 | 0 | 0
F1_Industrial_Industrial - WA_New_Space Heating_Natural Gas_Thermostat - Connected_A_Achievable Technical Potential | F1 | Industrial | Industrial - WA | New | Space Heating | Natural Gas | Thermostat - Connected | A | Integrated Unit Energy Savings (kWh or therms) | Achievable Technical Potential | 0 | 0 | 6179.5701 | 6122.853 | 6084.7638 | 6058.0655 | 6041.2457 | 6025.6044 | 6011.6734 | 5999.7108 | 5989.7945 | 5981.8246 | 5975.5293 | 5970.4849 | 5966.1581 | 5961.98 | 5957.4425 | 5952.2543 | 5945.8077 | 5934.9758 | 5921.0358 | 5906.2904 | 5890.5551 | 5874.6588 | 5859.1916 | 5844.36 | 5831.6181
F2_Industrial_Industrial - WA_New_Space Heating_Natural Gas_Thermostat - Connected_A_Achievable Technical Potential | F2 | Industrial | Industrial - WA | New | Space Heating | Natural Gas | Thermostat - Connected | A | Integrated Unit Summer Peak Savings (kW) | Achievable Technical Potential | 0 | 0 | 0 | 0 | 0 | 0 | 0 | 0 | 0 | 0 | 0 | 0 | 0 | 0 | 0 | 0 | 0 | 0 | 0 | 0 | 0 | 0 | 0 | 0 | 0 | 0 | 0
F3_Industrial_Industrial - WA_New_Space Heating_Natural Gas_Thermostat - Connected_A_Achievable Technical Potential | F3 | Industrial | Industrial - WA | New | Space Heating | Natural Gas | Thermostat - Connected | A | Integrated Unit Winter Peak Savings (kW) | Achievable Technical Potential | 0 | 0 | 0 | 0 | 0 | 0 | 0 | 0 | 0 | 0 | 0 | 0 | 0 | 0 | 0 | 0 | 0 | 0 | 0 | 0 | 0 | 0 | 0 | 0 | 0 | 0 | 0
F4_Industrial_Industrial - WA_New_Space Heating_Natural Gas_Thermostat - Connected_A_Achievable Technical Potential | F4 | Industrial | Industrial - WA | New | Space Heating | Natural Gas | Thermostat - Connected | A | Incremental Energy Savings (MWh or mTherms) | Achievable Technical Potential | 0 | 0 | 0.029838 | 0.039372 | 0.046787 | 0.05277 | 0.056878 | 0.025717 | 0.0080361 | 0 | 0 | 0 | 0 | 0 | 0 | 0 | 0 | 0 | 0 | 0 | 0 | 0 | 0 | 0 | 0 | 0 | 0
F5_Industrial_Industrial - WA_New_Space Heating_Natural Gas_Thermostat - Connected_A_Achievable Technical Potential | F5 | Industrial | Industrial - WA | New | Space Heating | Natural Gas | Thermostat - Connected | A | Incremental Summer Peak Savings (MW) | Achievable Technical Potential | 0 | 0 | 0 | 0 | 0 | 0 | 0 | 0 | 0 | 0 | 0 | 0 | 0 | 0 | 0 | 0 | 0 | 0 | 0 | 0 | 0 | 0 | 0 | 0 | 0 | 0 | 0
F6_Industrial_Industrial - WA_New_Space Heating_Natural Gas_Thermostat - Connected_A_Achievable Technical Potential | F6 | Industrial | Industrial - WA | New | Space Heating | Natural Gas | Thermostat - Connected | A | Incremental Winter Peak Savings (MW) | Achievable Technical Potential | 0 | 0 | 0 | 0 | 0 | 0 | 0 | 0 | 0 | 0 | 0 | 0 | 0 | 0 | 0 | 0 | 0 | 0 | 0 | 0 | 0 | 0 | 0 | 0 | 0 | 0 | 0
F7_Industrial_Industrial - WA_New_Space Heating_Natural Gas_Thermostat - Connected_A_Achievable Technical Potential | F7 | Industrial | Industrial - WA | New | Space Heating | Natural Gas | Thermostat - Connected | A | Cumulative Energy Savings (MWh or mTherms) | Achievable Technical Potential | 0 | 0 | 0.029838 | 0.068936 | 0.11529 | 0.16756 | 0.22397 | 0.24911 | 0.25657 | 0.25606 | 0.25563 | 0.25529 | 0.25503 | 0.25481 | 0.25463 | 0.25445 | 0.25425 | 0.25403 | 0.25376 | 0.25329 | 0.2527 | 0.25207 | 0.2514 | 0.25072 | 0.25006 | 0.24943 | 0.24888
F8_Industrial_Industrial - WA_New_Space Heating_Natural Gas_Thermostat - Connected_A_Achievable Technical Potential | F8 | Industrial | Industrial - WA | New | Space Heating | Natural Gas | Thermostat - Connected | A | Cumulative Summer Peak Savings (MW) | Achievable Technical Potential | 0 | 0 | 0 | 0 | 0 | 0 | 0 | 0 | 0 | 0 | 0 | 0 | 0 | 0 | 0 | 0 | 0 | 0 | 0 | 0 | 0 | 0 | 0 | 0 | 0 | 0 | 0
F9_Industrial_Industrial - WA_New_Space Heating_Natural Gas_Thermostat - Connected_A_Achievable Technical Potential | F9 | Industrial | Industrial - WA | New | Space Heating | Natural Gas | Thermostat - Connected | A | Cumulative Winter Peak Savings (MW) | Achievable Technical Potential | 0 | 0 | 0 | 0 | 0 | 0 | 0 | 0 | 0 | 0 | 0 | 0 | 0 | 0 | 0 | 0 | 0 | 0 | 0 | 0 | 0 | 0 | 0 | 0 | 0 | 0 | 0
F10_Industrial_Industrial - WA_New_Space Heating_Natural Gas_Thermostat - Connected_A_Achievable Technical Potential | F10 | Industrial | Industrial - WA | New | Space Heating | Natural Gas | Thermostat - Connected | A | Purchases (Incremental) | Achievable Technical Potential | 0 | 0 | 0.0048285 | 0.0064303 | 0.0076892 | 0.0087107 | 0.0094149 | 0.0042679 | 0.0013368 | 0 | 0 | 0 | 0 | 0 | 0 | 0 | 0 | 0 | 0 | 0 | 0 | 0 | 0 | 0 | 0 | 0 | 0
F11_Industrial_Industrial - WA_New_Space Heating_Natural Gas_Thermostat - Connected_A_Achievable Technical Potential | F11 | Industrial | Industrial - WA | New | Space Heating | Natural Gas | Thermostat - Connected | A | Purchases (Cumulative) | Achievable Technical Potential | 0 | 0 | 0.0048285 | 0.011259 | 0.018948 | 0.027659 | 0.037074 | 0.041342 | 0.042678 | 0.042678 | 0.042678 | 0.042678 | 0.042678 | 0.042678 | 0.042678 | 0.042678 | 0.042678 | 0.042678 | 0.042678 | 0.042678 | 0.042678 | 0.042678 | 0.042678 | 0.042678 | 0.042678 | 0.042678 | 0.042678
F1_Industrial_Industrial - WA_New_Space Heating_Natural Gas_Gas Boiler - Maintenance_A_Achievable Technical Potential | F1 | Industrial | Industrial - WA | New | Space Heating | Natural Gas | Gas Boiler - Maintenance | A | Integrated Unit Energy Savings (kWh or therms) | Achievable Technical Potential | 0 | 0 | 0.54925 | 0.54693 | 0.54411 | 0.54143 | 0.53894 | 0.53709 | 0.53564 | 0.53442 | 0.53333 | 0.53237 | 0.53154 | 0.53081 | 0.53015 | 0.52951 | 0.52885 | 0.52842 | 0.52795 | 0.52733 | 0.52658 | 0.5257 | 0.52509 | 0.52438 | 0.52365 | 0.52292 | 0.52233
F2_Industrial_Industrial - WA_New_Space Heating_Natural Gas_Gas Boiler - Maintenance_A_Achievable Technical Potential | F2 | Industrial | Industrial - WA | New | Space Heating | Natural Gas | Gas Boiler - Maintenance | A | Integrated Unit Summer Peak Savings (kW) | Achievable Technical Potential | 0 | 0 | 0 | 0 | 0 | 0 | 0 | 0 | 0 | 0 | 0 | 0 | 0 | 0 | 0 | 0 | 0 | 0 | 0 | 0 | 0 | 0 | 0 | 0 | 0 | 0 | 0
F3_Industrial_Industrial - WA_New_Space Heating_Natural Gas_Gas Boiler - Maintenance_A_Achievable Technical Potential | F3 | Industrial | Industrial - WA | New | Space Heating | Natural Gas | Gas Boiler - Maintenance | A | Integrated Unit Winter Peak Savings (kW) | Achievable Technical Potential | 0 | 0 | 0 | 0 | 0 | 0 | 0 | 0 | 0 | 0 | 0 | 0 | 0 | 0 | 0 | 0 | 0 | 0 | 0 | 0 | 0 | 0 | 0 | 0 | 0 | 0 | 0
F4_Industrial_Industrial - WA_New_Space Heating_Natural Gas_Gas Boiler - Maintenance_A_Achievable Technical Potential | F4 | Industrial | Industrial - WA | New | Space Heating | Natural Gas | Gas Boiler - Maintenance | A | Incremental Energy Savings (MWh or mTherms) | Achievable Technical Potential | 0 | 0 | 0.0013105 | 0.0012181 | 0.0010031 | 0 | 0 | 0 | 0 | 0 | 0 | 0 | 0 | 0 | 0 | 0 | 0 | 0 | 0 | 0 | 0 | 0 | 0 | 0 | 0 | 0 | 0
F5_Industrial_Industrial - WA_New_Space Heating_Natural Gas_Gas Boiler - Maintenance_A_Achievable Technical Potential | F5 | Industrial | Industrial - WA | New | Space Heating | Natural Gas | Gas Boiler - Maintenance | A | Incremental Summer Peak Savings (MW) | Achievable Technical Potential | 0 | 0 | 0 | 0 | 0 | 0 | 0 | 0 | 0 | 0 | 0 | 0 | 0 | 0 | 0 | 0 | 0 | 0 | 0 | 0 | 0 | 0 | 0 | 0 | 0 | 0 | 0
F6_Industrial_Industrial - WA_New_Space Heating_Natural Gas_Gas Boiler - Maintenance_A_Achievable Technical Potential | F6 | Industrial | Industrial - WA | New | Space Heating | Natural Gas | Gas Boiler - Maintenance | A | Incremental Winter Peak Savings (MW) | Achievable Technical Potential | 0 | 0 | 0 | 0 | 0 | 0 | 0 | 0 | 0 | 0 | 0 | 0 | 0 | 0 | 0 | 0 | 0 | 0 | 0 | 0 | 0 | 0 | 0 | 0 | 0 | 0 | 0
F7_Industrial_Industrial - WA_New_Space Heating_Natural Gas_Gas Boiler - Maintenance_A_Achievable Technical Potential | F7 | Industrial | Industrial - WA | New | Space Heating | Natural Gas | Gas Boiler - Maintenance | A | Cumulative Energy Savings (MWh or mTherms) | Achievable Technical Potential | 0 | 0 | 0.0013105 | 0.002523 | 0.0035132 | 0.0034959 | 0.0034798 | 0.0034678 | 0.0034585 | 0.0034506 | 0.0034436 | 0.0034374 | 0.003432 | 0.0034273 | 0.003423 | 0.0034189 | 0.0034146 | 0.0034119 | 0.0034088 | 0.0034048 | 0.0034 | 0.0033943 | 0.0033904 | 0.0033858 | 0.0033811 | 0.0033764 | 0.0033725
F8_Industrial_Industrial - WA_New_Space Heating_Natural Gas_Gas Boiler - Maintenance_A_Achievable Technical Potential | F8 | Industrial | Industrial - WA | New | Space Heating | Natural Gas | Gas Boiler - Maintenance | A | Cumulative Summer Peak Savings (MW) | Achievable Technical Potential | 0 | 0 | 0 | 0 | 0 | 0 | 0 | 0 | 0 | 0 | 0 | 0 | 0 | 0 | 0 | 0 | 0 | 0 | 0 | 0 | 0 | 0 | 0 | 0 | 0 | 0 | 0
F9_Industrial_Industrial - WA_New_Space Heating_Natural Gas_Gas Boiler - Maintenance_A_Achievable Technical Potential | F9 | Industrial | Industrial - WA | New | Space Heating | Natural Gas | Gas Boiler - Maintenance | A | Cumulative Winter Peak Savings (MW) | Achievable Technical Potential | 0 | 0 | 0 | 0 | 0 | 0 | 0 | 0 | 0 | 0 | 0 | 0 | 0 | 0 | 0 | 0 | 0 | 0 | 0 | 0 | 0 | 0 | 0 | 0 | 0 | 0 | 0
F10_Industrial_Industrial - WA_New_Space Heating_Natural Gas_Gas Boiler - Maintenance_A_Achievable Technical Potential | F10 | Industrial | Industrial - WA | New | Space Heating | Natural Gas | Gas Boiler - Maintenance | A | Purchases (Incremental) | Achievable Technical Potential | 0 | 0 | 2.3859 | 2.2272 | 1.8436 | 0 | 0 | 0 | 0 | 0 | 0 | 0 | 0 | 0 | 0 | 0 | 0 | 0 | 0 | 0 | 0 | 0 | 0 | 0 | 0 | 0 | 0
F11_Industrial_Industrial - WA_New_Space Heating_Natural Gas_Gas Boiler - Maintenance_A_Achievable Technical Potential | F11 | Industrial | Industrial - WA | New | Space Heating | Natural Gas | Gas Boiler - Maintenance | A | Purchases (Cumulative) | Achievable Technical Potential | 0 | 0 | 2.3859 | 4.6131 | 6.4567 | 6.4567 | 6.4567 | 6.4567 | 6.4567 | 6.4567 | 6.4567 | 6.4567 | 6.4567 | 6.4567 | 6.4567 | 6.4567 | 6.4567 | 6.4567 | 6.4567 | 6.4567 | 6.4567 | 6.4567 | 6.4567 | 6.4567 | 6.4567 | 6.4567 | 6.4567
F1_Industrial_Industrial - WA_New_Space Heating_Natural Gas_Gas Furnace - Maintenance_A_Achievable Technical Potential | F1 | Industrial | Industrial - WA | New | Space Heating | Natural Gas | Gas Furnace - Maintenance | A | Integrated Unit Energy Savings (kWh or therms) | Achievable Technical Potential | 0 | 0 | 0.48234 | 0.46698 | 0.45804 | 0.4519 | 0.44763 | 0.44426 | 0.44149 | 0.43912 | 0.43704 | 0.43521 | 0.4336 | 0.43217 | 0.43089 | 0.42969 | 0.42854 | 0.42764 | 0.42675 | 0.42519 | 0.42316 | 0.4212 | 0.41959 | 0.41804 | 0.41659 | 0.41523 | 0.41406
F2_Industrial_Industrial - WA_New_Space Heating_Natural Gas_Gas Furnace - Maintenance_A_Achievable Technical Potential | F2 | Industrial | Industrial - WA | New | Space Heating | Natural Gas | Gas Furnace - Maintenance | A | Integrated Unit Summer Peak Savings (kW) | Achievable Technical Potential | 0 | 0 | 0 | 0 | 0 | 0 | 0 | 0 | 0 | 0 | 0 | 0 | 0 | 0 | 0 | 0 | 0 | 0 | 0 | 0 | 0 | 0 | 0 | 0 | 0 | 0 | 0
F3_Industrial_Industrial - WA_New_Space Heating_Natural Gas_Gas Furnace - Maintenance_A_Achievable Technical Potential | F3 | Industrial | Industrial - WA | New | Space Heating | Natural Gas | Gas Furnace - Maintenance | A | Integrated Unit Winter Peak Savings (kW) | Achievable Technical Potential | 0 | 0 | 0 | 0 | 0 | 0 | 0 | 0 | 0 | 0 | 0 | 0 | 0 | 0 | 0 | 0 | 0 | 0 | 0 | 0 | 0 | 0 | 0 | 0 | 0 | 0 | 0
F4_Industrial_Industrial - WA_New_Space Heating_Natural Gas_Gas Furnace - Maintenance_A_Achievable Technical Potential | F4 | Industrial | Industrial - WA | New | Space Heating | Natural Gas | Gas Furnace - Maintenance | A | Incremental Energy Savings (MWh or mTherms) | Achievable Technical Potential | 0 | 0 | 0.00072112 | 0.0006517 | 0.00052914 | 0 | 0 | 0 | 0 | 0 | 0 | 0 | 0 | 0 | 0 | 0 | 0 | 0 | 0 | 0 | 0 | 0 | 0 | 0 | 0 | 0 | 0
F5_Industrial_Industrial - WA_New_Space Heating_Natural Gas_Gas Furnace - Maintenance_A_Achievable Technical Potential | F5 | Industrial | Industrial - WA | New | Space Heating | Natural Gas | Gas Furnace - Maintenance | A | Incremental Summer Peak Savings (MW) | Achievable Technical Potential | 0 | 0 | 0 | 0 | 0 | 0 | 0 | 0 | 0 | 0 | 0 | 0 | 0 | 0 | 0 | 0 | 0 | 0 | 0 | 0 | 0 | 0 | 0 | 0 | 0 | 0 | 0
F6_Industrial_Industrial - WA_New_Space Heating_Natural Gas_Gas Furnace - Maintenance_A_Achievable Technical Potential | F6 | Industrial | Industrial - WA | New | Space Heating | Natural Gas | Gas Furnace - Maintenance | A | Incremental Winter Peak Savings (MW) | Achievable Technical Potential | 0 | 0 | 0 | 0 | 0 | 0 | 0 | 0 | 0 | 0 | 0 | 0 | 0 | 0 | 0 | 0 | 0 | 0 | 0 | 0 | 0 | 0 | 0 | 0 | 0 | 0 | 0
F7_Industrial_Industrial - WA_New_Space Heating_Natural Gas_Gas Furnace - Maintenance_A_Achievable Technical Potential | F7 | Industrial | Industrial - WA | New | Space Heating | Natural Gas | Gas Furnace - Maintenance | A | Cumulative Energy Savings (MWh or mTherms) | Achievable Technical Potential | 0 | 0 | 0.00072112 | 0.0013499 | 0.0018532 | 0.0018283 | 0.0018111 | 0.0017974 | 0.0017862 | 0.0017766 | 0.0017682 | 0.0017608 | 0.0017543 | 0.0017485 | 0.0017433 | 0.0017385 | 0.0017338 | 0.0017302 | 0.0017266 | 0.0017203 | 0.001712 | 0.0017041 | 0.0016976 | 0.0016914 | 0.0016855 | 0.0016799 | 0.0016752
F8_Industrial_Industrial - WA_New_Space Heating_Natural Gas_Gas Furnace - Maintenance_A_Achievable Technical Potential | F8 | Industrial | Industrial - WA | New | Space Heating | Natural Gas | Gas Furnace - Maintenance | A | Cumulative Summer Peak Savings (MW) | Achievable Technical Potential | 0 | 0 | 0 | 0 | 0 | 0 | 0 | 0 | 0 | 0 | 0 | 0 | 0 | 0 | 0 | 0 | 0 | 0 | 0 | 0 | 0 | 0 | 0 | 0 | 0 | 0 | 0
F9_Industrial_Industrial - WA_New_Space Heating_Natural Gas_Gas Furnace - Maintenance_A_Achievable Technical Potential | F9 | Industrial | Industrial - WA | New | Space Heating | Natural Gas | Gas Furnace - Maintenance | A | Cumulative Winter Peak Savings (MW) | Achievable Technical Potential | 0 | 0 | 0 | 0 | 0 | 0 | 0 | 0 | 0 | 0 | 0 | 0 | 0 | 0 | 0 | 0 | 0 | 0 | 0 | 0 | 0 | 0 | 0 | 0 | 0 | 0 | 0
F10_Industrial_Industrial - WA_New_Space Heating_Natural Gas_Gas Furnace - Maintenance_A_Achievable Technical Potential | F10 | Industrial | Industrial - WA | New | Space Heating | Natural Gas | Gas Furnace - Maintenance | A | Purchases (Incremental) | Achievable Technical Potential | 0 | 0 | 1.4951 | 1.3956 | 1.1552 | 0 | 0 | 0 | 0 | 0 | 0 | 0 | 0 | 0 | 0 | 0 | 0 | 0 | 0 | 0 | 0 | 0 | 0 | 0 | 0 | 0 | 0
F11_Industrial_Industrial - WA_New_Space Heating_Natural Gas_Gas Furnace - Maintenance_A_Achievable Technical Potential | F11 | Industrial | Industrial - WA | New | Space Heating | Natural Gas | Gas Furnace - Maintenance | A | Purchases (Cumulative) | Achievable Technical Potential | 0 | 0 | 1.4951 | 2.8906 | 4.0459 | 4.0459 | 4.0459 | 4.0459 | 4.0459 | 4.0459 | 4.0459 | 4.0459 | 4.0459 | 4.0459 | 4.0459 | 4.0459 | 4.0459 | 4.0459 | 4.0459 | 4.0459 | 4.0459 | 4.0459 | 4.0459 | 4.0459 | 4.0459 | 4.0459 | 4.0459
F1_Industrial_Industrial - WA_New_Space Heating_Natural Gas_Gas Furnace - Tube Inserts_A_Achievable Technical Potential | F1 | Industrial | Industrial - WA | New | Space Heating | Natural Gas | Gas Furnace - Tube Inserts | A | Integrated Unit Energy Savings (kWh or therms) | Achievable Technical Potential | 0 | 0 | 0 | 0 | 0 | 0 | 0 | 0 | 0 | 0 | 0 | 0 | 0 | 0 | 0 | 0 | 0 | 0 | 0 | 0 | 0 | 0 | 0 | 0 | 0 | 0 | 0
F2_Industrial_Industrial - WA_New_Space Heating_Natural Gas_Gas Furnace - Tube Inserts_A_Achievable Technical Potential | F2 | Industrial | Industrial - WA | New | Space Heating | Natural Gas | Gas Furnace - Tube Inserts | A | Integrated Unit Summer Peak Savings (kW) | Achievable Technical Potential | 0 | 0 | 0 | 0 | 0 | 0 | 0 | 0 | 0 | 0 | 0 | 0 | 0 | 0 | 0 | 0 | 0 | 0 | 0 | 0 | 0 | 0 | 0 | 0 | 0 | 0 | 0
F3_Industrial_Industrial - WA_New_Space Heating_Natural Gas_Gas Furnace - Tube Inserts_A_Achievable Technical Potential | F3 | Industrial | Industrial - WA | New | Space Heating | Natural Gas | Gas Furnace - Tube Inserts | A | Integrated Unit Winter Peak Savings (kW) | Achievable Technical Potential | 0 | 0 | 0 | 0 | 0 | 0 | 0 | 0 | 0 | 0 | 0 | 0 | 0 | 0 | 0 | 0 | 0 | 0 | 0 | 0 | 0 | 0 | 0 | 0 | 0 | 0 | 0
F4_Industrial_Industrial - WA_New_Space Heating_Natural Gas_Gas Furnace - Tube Inserts_A_Achievable Technical Potential | F4 | Industrial | Industrial - WA | New | Space Heating | Natural Gas | Gas Furnace - Tube Inserts | A | Incremental Energy Savings (MWh or mTherms) | Achievable Technical Potential | 0 | 0 | 0 | 0 | 0 | 0 | 0 | 0 | 0 | 0 | 0 | 0 | 0 | 0 | 0 | 0 | 0 | 0 | 0 | 0 | 0 | 0 | 0 | 0 | 0 | 0 | 0
F5_Industrial_Industrial - WA_New_Space Heating_Natural Gas_Gas Furnace - Tube Inserts_A_Achievable Technical Potential | F5 | Industrial | Industrial - WA | New | Space Heating | Natural Gas | Gas Furnace - Tube Inserts | A | Incremental Summer Peak Savings (MW) | Achievable Technical Potential | 0 | 0 | 0 | 0 | 0 | 0 | 0 | 0 | 0 | 0 | 0 | 0 | 0 | 0 | 0 | 0 | 0 | 0 | 0 | 0 | 0 | 0 | 0 | 0 | 0 | 0 | 0
F6_Industrial_Industrial - WA_New_Space Heating_Natural Gas_Gas Furnace - Tube Inserts_A_Achievable Technical Potential | F6 | Industrial | Industrial - WA | New | Space Heating | Natural Gas | Gas Furnace - Tube Inserts | A | Incremental Winter Peak Savings (MW) | Achievable Technical Potential | 0 | 0 | 0 | 0 | 0 | 0 | 0 | 0 | 0 | 0 | 0 | 0 | 0 | 0 | 0 | 0 | 0 | 0 | 0 | 0 | 0 | 0 | 0 | 0 | 0 | 0 | 0
F7_Industrial_Industrial - WA_New_Space Heating_Natural Gas_Gas Furnace - Tube Inserts_A_Achievable Technical Potential | F7 | Industrial | Industrial - WA | New | Space Heating | Natural Gas | Gas Furnace - Tube Inserts | A | Cumulative Energy Savings (MWh or mTherms) | Achievable Technical Potential | 0 | 0 | 0 | 0 | 0 | 0 | 0 | 0 | 0 | 0 | 0 | 0 | 0 | 0 | 0 | 0 | 0 | 0 | 0 | 0 | 0 | 0 | 0 | 0 | 0 | 0 | 0
F8_Industrial_Industrial - WA_New_Space Heating_Natural Gas_Gas Furnace - Tube Inserts_A_Achievable Technical Potential | F8 | Industrial | Industrial - WA | New | Space Heating | Natural Gas | Gas Furnace - Tube Inserts | A | Cumulative Summer Peak Savings (MW) | Achievable Technical Potential | 0 | 0 | 0 | 0 | 0 | 0 | 0 | 0 | 0 | 0 | 0 | 0 | 0 | 0 | 0 | 0 | 0 | 0 | 0 | 0 | 0 | 0 | 0 | 0 | 0 | 0 | 0
F9_Industrial_Industrial - WA_New_Space Heating_Natural Gas_Gas Furnace - Tube Inserts_A_Achievable Technical Potential | F9 | Industrial | Industrial - WA | New | Space Heating | Natural Gas | Gas Furnace - Tube Inserts | A | Cumulative Winter Peak Savings (MW) | Achievable Technical Potential | 0 | 0 | 0 | 0 | 0 | 0 | 0 | 0 | 0 | 0 | 0 | 0 | 0 | 0 | 0 | 0 | 0 | 0 | 0 | 0 | 0 | 0 | 0 | 0 | 0 | 0 | 0
F10_Industrial_Industrial - WA_New_Space Heating_Natural Gas_Gas Furnace - Tube Inserts_A_Achievable Technical Potential | F10 | Industrial | Industrial - WA | New | Space Heating | Natural Gas | Gas Furnace - Tube Inserts | A | Purchases (Incremental) | Achievable Technical Potential | 0 | 0 | 0 | 0 | 0 | 0 | 0 | 0 | 0 | 0 | 0 | 0 | 0 | 0 | 0 | 0 | 0 | 0 | 0 | 0 | 0 | 0 | 0 | 0 | 0 | 0 | 0
F11_Industrial_Industrial - WA_New_Space Heating_Natural Gas_Gas Furnace - Tube Inserts_A_Achievable Technical Potential | F11 | Industrial | Industrial - WA | New | Space Heating | Natural Gas | Gas Furnace - Tube Inserts | A | Purchases (Cumulative) | Achievable Technical Potential | 0 | 0 | 0 | 0 | 0 | 0 | 0 | 0 | 0 | 0 | 0 | 0 | 0 | 0 | 0 | 0 | 0 | 0 | 0 | 0 | 0 | 0 | 0 | 0 | 0 | 0 | 0
F1_Industrial_Industrial - WA_New_Space Heating_Natural Gas_Gas Boiler - Burner Control Optimization_A_Achievable Technical Potential | F1 | Industrial | Industrial - WA | New | Space Heating | Natural Gas | Gas Boiler - Burner Control Optimization | A | Integrated Unit Energy Savings (kWh or therms) | Achievable Technical Potential | 0 | 0 | 0.26561 | 0.2646 | 0.26335 | 0.26217 | 0.2611 | 0.26034 | 0.25975 | 0.25927 | 0.25883 | 0.25844 | 0.2581 | 0.25779 | 0.2575 | 0.2572 | 0.25688 | 0.25665 | 0.25639 | 0.25606 | 0.25567 | 0.25521 | 0.25488 | 0.25451 | 0.25413 | 0.25375 | 0.25344
F2_Industrial_Industrial - WA_New_Space Heating_Natural Gas_Gas Boiler - Burner Control Optimization_A_Achievable Technical Potential | F2 | Industrial | Industrial - WA | New | Space Heating | Natural Gas | Gas Boiler - Burner Control Optimization | A | Integrated Unit Summer Peak Savings (kW) | Achievable Technical Potential | 0 | 0 | 0 | 0 | 0 | 0 | 0 | 0 | 0 | 0 | 0 | 0 | 0 | 0 | 0 | 0 | 0 | 0 | 0 | 0 | 0 | 0 | 0 | 0 | 0 | 0 | 0
F3_Industrial_Industrial - WA_New_Space Heating_Natural Gas_Gas Boiler - Burner Control Optimization_A_Achievable Technical Potential | F3 | Industrial | Industrial - WA | New | Space Heating | Natural Gas | Gas Boiler - Burner Control Optimization | A | Integrated Unit Winter Peak Savings (kW) | Achievable Technical Potential | 0 | 0 | 0 | 0 | 0 | 0 | 0 | 0 | 0 | 0 | 0 | 0 | 0 | 0 | 0 | 0 | 0 | 0 | 0 | 0 | 0 | 0 | 0 | 0 | 0 | 0 | 0
F4_Industrial_Industrial - WA_New_Space Heating_Natural Gas_Gas Boiler - Burner Control Optimization_A_Achievable Technical Potential | F4 | Industrial | Industrial - WA | New | Space Heating | Natural Gas | Gas Boiler - Burner Control Optimization | A | Incremental Energy Savings (MWh or mTherms) | Achievable Technical Potential | 0 | 0 | 0.00025359 | 0.00052884 | 0.0012588 | 0.0024843 | 0.0041599 | 0.0062337 | 0.0084489 | 0.010449 | 0.011878 | 0.012494 | 0.012225 | 0.011183 | 0.0096019 | 0.0077673 | 0.0059388 | 0.0043066 | 0.0029684 | 0.0019492 | 0.00097798 | 0.00034077 | 0 | 0 | 0 | 0 | 0
F5_Industrial_Industrial - WA_New_Space Heating_Natural Gas_Gas Boiler - Burner Control Optimization_A_Achievable Technical Potential | F5 | Industrial | Industrial - WA | New | Space Heating | Natural Gas | Gas Boiler - Burner Control Optimization | A | Incremental Summer Peak Savings (MW) | Achievable Technical Potential | 0 | 0 | 0 | 0 | 0 | 0 | 0 | 0 | 0 | 0 | 0 | 0 | 0 | 0 | 0 | 0 | 0 | 0 | 0 | 0 | 0 | 0 | 0 | 0 | 0 | 0 | 0
F6_Industrial_Industrial - WA_New_Space Heating_Natural Gas_Gas Boiler - Burner Control Optimization_A_Achievable Technical Potential | F6 | Industrial | Industrial - WA | New | Space Heating | Natural Gas | Gas Boiler - Burner Control Optimization | A | Incremental Winter Peak Savings (MW) | Achievable Technical Potential | 0 | 0 | 0 | 0 | 0 | 0 | 0 | 0 | 0 | 0 | 0 | 0 | 0 | 0 | 0 | 0 | 0 | 0 | 0 | 0 | 0 | 0 | 0 | 0 | 0 | 0 | 0
F7_Industrial_Industrial - WA_New_Space Heating_Natural Gas_Gas Boiler - Burner Control Optimization_A_Achievable Technical Potential | F7 | Industrial | Industrial - WA | New | Space Heating | Natural Gas | Gas Boiler - Burner Control Optimization | A | Cumulative Energy Savings (MWh or mTherms) | Achievable Technical Potential | 0 | 0 | 0.00025359 | 0.00078147 | 0.0020365 | 0.0045118 | 0.0086532 | 0.014862 | 0.023277 | 0.033682 | 0.045504 | 0.05793 | 0.070079 | 0.081178 | 0.090687 | 0.098349 | 0.10417 | 0.10838 | 0.11124 | 0.11304 | 0.11385 | 0.11399 | 0.11384 | 0.11367 | 0.1135 | 0.11333 | 0.11319
F8_Industrial_Industrial - WA_New_Space Heating_Natural Gas_Gas Boiler - Burner Control Optimization_A_Achievable Technical Potential | F8 | Industrial | Industrial - WA | New | Space Heating | Natural Gas | Gas Boiler - Burner Control Optimization | A | Cumulative Summer Peak Savings (MW) | Achievable Technical Potential | 0 | 0 | 0 | 0 | 0 | 0 | 0 | 0 | 0 | 0 | 0 | 0 | 0 | 0 | 0 | 0 | 0 | 0 | 0 | 0 | 0 | 0 | 0 | 0 | 0 | 0 | 0
F9_Industrial_Industrial - WA_New_Space Heating_Natural Gas_Gas Boiler - Burner Control Optimization_A_Achievable Technical Potential | F9 | Industrial | Industrial - WA | New | Space Heating | Natural Gas | Gas Boiler - Burner Control Optimization | A | Cumulative Winter Peak Savings (MW) | Achievable Technical Potential | 0 | 0 | 0 | 0 | 0 | 0 | 0 | 0 | 0 | 0 | 0 | 0 | 0 | 0 | 0 | 0 | 0 | 0 | 0 | 0 | 0 | 0 | 0 | 0 | 0 | 0 | 0
F10_Industrial_Industrial - WA_New_Space Heating_Natural Gas_Gas Boiler - Burner Control Optimization_A_Achievable Technical Potential | F10 | Industrial | Industrial - WA | New | Space Heating | Natural Gas | Gas Boiler - Burner Control Optimization | A | Purchases (Incremental) | Achievable Technical Potential | 0 | 0 | 0.95473 | 1.9986 | 4.7798 | 9.4759 | 15.9319 | 23.9447 | 32.527 | 40.3015 | 45.893 | 48.3424 | 47.3669 | 43.3792 | 37.2892 | 30.1995 | 23.1191 | 16.78 | 11.5777 | 7.6122 | 3.8252 | 1.3352 | 0 | 0 | 0 | 0 | 0
F11_Industrial_Industrial - WA_New_Space Heating_Natural Gas_Gas Boiler - Burner Control Optimization_A_Achievable Technical Potential | F11 | Industrial | Industrial - WA | New | Space Heating | Natural Gas | Gas Boiler - Burner Control Optimization | A | Purchases (Cumulative) | Achievable Technical Potential | 0 | 0 | 0.95473 | 2.9534 | 7.7332 | 17.2091 | 33.1411 | 57.0858 | 89.6127 | 129.9142 | 175.8072 | 224.1496 | 271.5165 | 314.8957 | 352.1849 | 382.3844 | 405.5035 | 422.2835 | 433.8612 | 441.4734 | 445.2986 | 446.6339 | 446.6339 | 446.6339 | 446.6339 | 446.6339 | 446.6339
F1_Industrial_Industrial - WA_New_Space Heating_Natural Gas_Gas Boiler - High Turndown Burner_A_Achievable Technical Potential | F1 | Industrial | Industrial - WA | New | Space Heating | Natural Gas | Gas Boiler - High Turndown Burner | A | Integrated Unit Energy Savings (kWh or therms) | Achievable Technical Potential | 0 | 0 | 0.91591 | 0.91242 | 0.9081 | 0.90405 | 0.90035 | 0.89772 | 0.8957 | 0.89402 | 0.89252 | 0.89118 | 0.89001 | 0.88894 | 0.88793 | 0.8869 | 0.88579 | 0.88499 | 0.88411 | 0.88297 | 0.88161 | 0.88004 | 0.8789 | 0.87763 | 0.87631 | 0.875 | 0.87392
F2_Industrial_Industrial - WA_New_Space Heating_Natural Gas_Gas Boiler - High Turndown Burner_A_Achievable Technical Potential | F2 | Industrial | Industrial - WA | New | Space Heating | Natural Gas | Gas Boiler - High Turndown Burner | A | Integrated Unit Summer Peak Savings (kW) | Achievable Technical Potential | 0 | 0 | 0 | 0 | 0 | 0 | 0 | 0 | 0 | 0 | 0 | 0 | 0 | 0 | 0 | 0 | 0 | 0 | 0 | 0 | 0 | 0 | 0 | 0 | 0 | 0 | 0
F3_Industrial_Industrial - WA_New_Space Heating_Natural Gas_Gas Boiler - High Turndown Burner_A_Achievable Technical Potential | F3 | Industrial | Industrial - WA | New | Space Heating | Natural Gas | Gas Boiler - High Turndown Burner | A | Integrated Unit Winter Peak Savings (kW) | Achievable Technical Potential | 0 | 0 | 0 | 0 | 0 | 0 | 0 | 0 | 0 | 0 | 0 | 0 | 0 | 0 | 0 | 0 | 0 | 0 | 0 | 0 | 0 | 0 | 0 | 0 | 0 | 0 | 0
F4_Industrial_Industrial - WA_New_Space Heating_Natural Gas_Gas Boiler - High Turndown Burner_A_Achievable Technical Potential | F4 | Industrial | Industrial - WA | New | Space Heating | Natural Gas | Gas Boiler - High Turndown Burner | A | Incremental Energy Savings (MWh or mTherms) | Achievable Technical Potential | 0 | 0 | 0 | 0 | 0 | 0 | 0 | 0 | 0 | 0 | 0 | 0 | 0 | 0 | 0 | 0 | 0 | 0 | 0 | 0 | 0 | 0 | 0 | 0 | 0 | 0 | 0
F5_Industrial_Industrial - WA_New_Space Heating_Natural Gas_Gas Boiler - High Turndown Burner_A_Achievable Technical Potential | F5 | Industrial | Industrial - WA | New | Space Heating | Natural Gas | Gas Boiler - High Turndown Burner | A | Incremental Summer Peak Savings (MW) | Achievable Technical Potential | 0 | 0 | 0 | 0 | 0 | 0 | 0 | 0 | 0 | 0 | 0 | 0 | 0 | 0 | 0 | 0 | 0 | 0 | 0 | 0 | 0 | 0 | 0 | 0 | 0 | 0 | 0
F6_Industrial_Industrial - WA_New_Space Heating_Natural Gas_Gas Boiler - High Turndown Burner_A_Achievable Technical Potential | F6 | Industrial | Industrial - WA | New | Space Heating | Natural Gas | Gas Boiler - High Turndown Burner | A | Incremental Winter Peak Savings (MW) | Achievable Technical Potential | 0 | 0 | 0 | 0 | 0 | 0 | 0 | 0 | 0 | 0 | 0 | 0 | 0 | 0 | 0 | 0 | 0 | 0 | 0 | 0 | 0 | 0 | 0 | 0 | 0 | 0 | 0
F7_Industrial_Industrial - WA_New_Space Heating_Natural Gas_Gas Boiler - High Turndown Burner_A_Achievable Technical Potential | F7 | Industrial | Industrial - WA | New | Space Heating | Natural Gas | Gas Boiler - High Turndown Burner | A | Cumulative Energy Savings (MWh or mTherms) | Achievable Technical Potential | 0 | 0 | 0 | 0 | 0 | 0 | 0 | 0 | 0 | 0 | 0 | 0 | 0 | 0 | 0 | 0 | 0 | 0 | 0 | 0 | 0 | 0 | 0 | 0 | 0 | 0 | 0
F8_Industrial_Industrial - WA_New_Space Heating_Natural Gas_Gas Boiler - High Turndown Burner_A_Achievable Technical Potential | F8 | Industrial | Industrial - WA | New | Space Heating | Natural Gas | Gas Boiler - High Turndown Burner | A | Cumulative Summer Peak Savings (MW) | Achievable Technical Potential | 0 | 0 | 0 | 0 | 0 | 0 | 0 | 0 | 0 | 0 | 0 | 0 | 0 | 0 | 0 | 0 | 0 | 0 | 0 | 0 | 0 | 0 | 0 | 0 | 0 | 0 | 0
F9_Industrial_Industrial - WA_New_Space Heating_Natural Gas_Gas Boiler - High Turndown Burner_A_Achievable Technical Potential | F9 | Industrial | Industrial - WA | New | Space Heating | Natural Gas | Gas Boiler - High Turndown Burner | A | Cumulative Winter Peak Savings (MW) | Achievable Technical Potential | 0 | 0 | 0 | 0 | 0 | 0 | 0 | 0 | 0 | 0 | 0 | 0 | 0 | 0 | 0 | 0 | 0 | 0 | 0 | 0 | 0 | 0 | 0 | 0 | 0 | 0 | 0
F10_Industrial_Industrial - WA_New_Space Heating_Natural Gas_Gas Boiler - High Turndown Burner_A_Achievable Technical Potential | F10 | Industrial | Industrial - WA | New | Space Heating | Natural Gas | Gas Boiler - High Turndown Burner | A | Purchases (Incremental) | Achievable Technical Potential | 0 | 0 | 0 | 0 | 0 | 0 | 0 | 0 | 0 | 0 | 0 | 0 | 0 | 0 | 0 | 0 | 0 | 0 | 0 | 0 | 0 | 0 | 0 | 0 | 0 | 0 | 0
F11_Industrial_Industrial - WA_New_Space Heating_Natural Gas_Gas Boiler - High Turndown Burner_A_Achievable Technical Potential | F11 | Industrial | Industrial - WA | New | Space Heating | Natural Gas | Gas Boiler - High Turndown Burner | A | Purchases (Cumulative) | Achievable Technical Potential | 0 | 0 | 0 | 0 | 0 | 0 | 0 | 0 | 0 | 0 | 0 | 0 | 0 | 0 | 0 | 0 | 0 | 0 | 0 | 0 | 0 | 0 | 0 | 0 | 0 | 0 | 0
F1_Industrial_Industrial - WA_New_Space Heating_Natural Gas_Gas Boiler - Hot Water Reset_A_Achievable Technical Potential | F1 | Industrial | Industrial - WA | New | Space Heating | Natural Gas | Gas Boiler - Hot Water Reset | A | Integrated Unit Energy Savings (kWh or therms) | Achievable Technical Potential | 0 | 0 | 976.9734 | 973.2456 | 968.6445 | 964.3153 | 960.3778 | 957.5672 | 955.4098 | 953.6253 | 952.0181 | 950.5965 | 949.3405 | 948.2034 | 947.1213 | 946.0234 | 944.846 | 943.994 | 943.0514 | 941.8386 | 940.3848 | 938.7088 | 937.4959 | 936.1341 | 934.7317 | 933.3341 | 932.1844
F2_Industrial_Industrial - WA_New_Space Heating_Natural Gas_Gas Boiler - Hot Water Reset_A_Achievable Technical Potential | F2 | Industrial | Industrial - WA | New | Space Heating | Natural Gas | Gas Boiler - Hot Water Reset | A | Integrated Unit Summer Peak Savings (kW) | Achievable Technical Potential | 0 | 0 | 0 | 0 | 0 | 0 | 0 | 0 | 0 | 0 | 0 | 0 | 0 | 0 | 0 | 0 | 0 | 0 | 0 | 0 | 0 | 0 | 0 | 0 | 0 | 0 | 0
F3_Industrial_Industrial - WA_New_Space Heating_Natural Gas_Gas Boiler - Hot Water Reset_A_Achievable Technical Potential | F3 | Industrial | Industrial - WA | New | Space Heating | Natural Gas | Gas Boiler - Hot Water Reset | A | Integrated Unit Winter Peak Savings (kW) | Achievable Technical Potential | 0 | 0 | 0 | 0 | 0 | 0 | 0 | 0 | 0 | 0 | 0 | 0 | 0 | 0 | 0 | 0 | 0 | 0 | 0 | 0 | 0 | 0 | 0 | 0 | 0 | 0 | 0
F4_Industrial_Industrial - WA_New_Space Heating_Natural Gas_Gas Boiler - Hot Water Reset_A_Achievable Technical Potential | F4 | Industrial | Industrial - WA | New | Space Heating | Natural Gas | Gas Boiler - Hot Water Reset | A | Incremental Energy Savings (MWh or mTherms) | Achievable Technical Potential | 0 | 0 | 0 | 0 | 0 | 0 | 0 | 0 | 0 | 0 | 0 | 0 | 0 | 0 | 0 | 0 | 0 | 0 | 0 | 0 | 0 | 0 | 0 | 0 | 0 | 0 | 0
F5_Industrial_Industrial - WA_New_Space Heating_Natural Gas_Gas Boiler - Hot Water Reset_A_Achievable Technical Potential | F5 | Industrial | Industrial - WA | New | Space Heating | Natural Gas | Gas Boiler - Hot Water Reset | A | Incremental Summer Peak Savings (MW) | Achievable Technical Potential | 0 | 0 | 0 | 0 | 0 | 0 | 0 | 0 | 0 | 0 | 0 | 0 | 0 | 0 | 0 | 0 | 0 | 0 | 0 | 0 | 0 | 0 | 0 | 0 | 0 | 0 | 0
F6_Industrial_Industrial - WA_New_Space Heating_Natural Gas_Gas Boiler - Hot Water Reset_A_Achievable Technical Potential | F6 | Industrial | Industrial - WA | New | Space Heating | Natural Gas | Gas Boiler - Hot Water Reset | A | Incremental Winter Peak Savings (MW) | Achievable Technical Potential | 0 | 0 | 0 | 0 | 0 | 0 | 0 | 0 | 0 | 0 | 0 | 0 | 0 | 0 | 0 | 0 | 0 | 0 | 0 | 0 | 0 | 0 | 0 | 0 | 0 | 0 | 0
F7_Industrial_Industrial - WA_New_Space Heating_Natural Gas_Gas Boiler - Hot Water Reset_A_Achievable Technical Potential | F7 | Industrial | Industrial - WA | New | Space Heating | Natural Gas | Gas Boiler - Hot Water Reset | A | Cumulative Energy Savings (MWh or mTherms) | Achievable Technical Potential | 0 | 0 | 0 | 0 | 0 | 0 | 0 | 0 | 0 | 0 | 0 | 0 | 0 | 0 | 0 | 0 | 0 | 0 | 0 | 0 | 0 | 0 | 0 | 0 | 0 | 0 | 0
F8_Industrial_Industrial - WA_New_Space Heating_Natural Gas_Gas Boiler - Hot Water Reset_A_Achievable Technical Potential | F8 | Industrial | Industrial - WA | New | Space Heating | Natural Gas | Gas Boiler - Hot Water Reset | A | Cumulative Summer Peak Savings (MW) | Achievable Technical Potential | 0 | 0 | 0 | 0 | 0 | 0 | 0 | 0 | 0 | 0 | 0 | 0 | 0 | 0 | 0 | 0 | 0 | 0 | 0 | 0 | 0 | 0 | 0 | 0 | 0 | 0 | 0
F9_Industrial_Industrial - WA_New_Space Heating_Natural Gas_Gas Boiler - Hot Water Reset_A_Achievable Technical Potential | F9 | Industrial | Industrial - WA | New | Space Heating | Natural Gas | Gas Boiler - Hot Water Reset | A | Cumulative Winter Peak Savings (MW) | Achievable Technical Potential | 0 | 0 | 0 | 0 | 0 | 0 | 0 | 0 | 0 | 0 | 0 | 0 | 0 | 0 | 0 | 0 | 0 | 0 | 0 | 0 | 0 | 0 | 0 | 0 | 0 | 0 | 0
F10_Industrial_Industrial - WA_New_Space Heating_Natural Gas_Gas Boiler - Hot Water Reset_A_Achievable Technical Potential | F10 | Industrial | Industrial - WA | New | Space Heating | Natural Gas | Gas Boiler - Hot Water Reset | A | Purchases (Incremental) | Achievable Technical Potential | 0 | 0 | 0 | 0 | 0 | 0 | 0 | 0 | 0 | 0 | 0 | 0 | 0 | 0 | 0 | 0 | 0 | 0 | 0 | 0 | 0 | 0 | 0 | 0 | 0 | 0 | 0
F11_Industrial_Industrial - WA_New_Space Heating_Natural Gas_Gas Boiler - Hot Water Reset_A_Achievable Technical Potential | F11 | Industrial | Industrial - WA | New | Space Heating | Natural Gas | Gas Boiler - Hot Water Reset | A | Purchases (Cumulative) | Achievable Technical Potential | 0 | 0 | 0 | 0 | 0 | 0 | 0 | 0 | 0 | 0 | 0 | 0 | 0 | 0 | 0 | 0 | 0 | 0 | 0 | 0 | 0 | 0 | 0 | 0 | 0 | 0 | 0
F1_Industrial_Industrial - WA_New_Space Heating_Natural Gas_Gas Boiler - Insulate Hot Water Lines_A_Achievable Technical Potential | F1 | Industrial | Industrial - WA | New | Space Heating | Natural Gas | Gas Boiler - Insulate Hot Water Lines | A | Integrated Unit Energy Savings (kWh or therms) | Achievable Technical Potential | 0 | 0 | 4.3974 | 4.3805 | 4.3596 | 4.3398 | 4.3215 | 4.3081 | 4.2975 | 4.2884 | 4.2801 | 4.2726 | 4.266 | 4.2601 | 4.2547 | 4.2494 | 4.2439 | 4.2401 | 4.2359 | 4.2306 | 4.2242 | 4.2169 | 4.2117 | 4.2058 | 4.1997 | 4.1936 | 4.1886
F2_Industrial_Industrial - WA_New_Space Heating_Natural Gas_Gas Boiler - Insulate Hot Water Lines_A_Achievable Technical Potential | F2 | Industrial | Industrial - WA | New | Space Heating | Natural Gas | Gas Boiler - Insulate Hot Water Lines | A | Integrated Unit Summer Peak Savings (kW) | Achievable Technical Potential | 0 | 0 | 0 | 0 | 0 | 0 | 0 | 0 | 0 | 0 | 0 | 0 | 0 | 0 | 0 | 0 | 0 | 0 | 0 | 0 | 0 | 0 | 0 | 0 | 0 | 0 | 0
F3_Industrial_Industrial - WA_New_Space Heating_Natural Gas_Gas Boiler - Insulate Hot Water Lines_A_Achievable Technical Potential | F3 | Industrial | Industrial - WA | New | Space Heating | Natural Gas | Gas Boiler - Insulate Hot Water Lines | A | Integrated Unit Winter Peak Savings (kW) | Achievable Technical Potential | 0 | 0 | 0 | 0 | 0 | 0 | 0 | 0 | 0 | 0 | 0 | 0 | 0 | 0 | 0 | 0 | 0 | 0 | 0 | 0 | 0 | 0 | 0 | 0 | 0 | 0 | 0
F4_Industrial_Industrial - WA_New_Space Heating_Natural Gas_Gas Boiler - Insulate Hot Water Lines_A_Achievable Technical Potential | F4 | Industrial | Industrial - WA | New | Space Heating | Natural Gas | Gas Boiler - Insulate Hot Water Lines | A | Incremental Energy Savings (MWh or mTherms) | Achievable Technical Potential | 0 | 0 | 0 | 0 | 0 | 0 | 0 | 0 | 0 | 0 | 0 | 0 | 0 | 0 | 0 | 0 | 0 | 0 | 0 | 0 | 0 | 0 | 0 | 0 | 0 | 0 | 0
F5_Industrial_Industrial - WA_New_Space Heating_Natural Gas_Gas Boiler - Insulate Hot Water Lines_A_Achievable Technical Potential | F5 | Industrial | Industrial - WA | New | Space Heating | Natural Gas | Gas Boiler - Insulate Hot Water Lines | A | Incremental Summer Peak Savings (MW) | Achievable Technical Potential | 0 | 0 | 0 | 0 | 0 | 0 | 0 | 0 | 0 | 0 | 0 | 0 | 0 | 0 | 0 | 0 | 0 | 0 | 0 | 0 | 0 | 0 | 0 | 0 | 0 | 0 | 0
F6_Industrial_Industrial - WA_New_Space Heating_Natural Gas_Gas Boiler - Insulate Hot Water Lines_A_Achievable Technical Potential | F6 | Industrial | Industrial - WA | New | Space Heating | Natural Gas | Gas Boiler - Insulate Hot Water Lines | A | Incremental Winter Peak Savings (MW) | Achievable Technical Potential | 0 | 0 | 0 | 0 | 0 | 0 | 0 | 0 | 0 | 0 | 0 | 0 | 0 | 0 | 0 | 0 | 0 | 0 | 0 | 0 | 0 | 0 | 0 | 0 | 0 | 0 | 0
F7_Industrial_Industrial - WA_New_Space Heating_Natural Gas_Gas Boiler - Insulate Hot Water Lines_A_Achievable Technical Potential | F7 | Industrial | Industrial - WA | New | Space Heating | Natural Gas | Gas Boiler - Insulate Hot Water Lines | A | Cumulative Energy Savings (MWh or mTherms) | Achievable Technical Potential | 0 | 0 | 0 | 0 | 0 | 0 | 0 | 0 | 0 | 0 | 0 | 0 | 0 | 0 | 0 | 0 | 0 | 0 | 0 | 0 | 0 | 0 | 0 | 0 | 0 | 0 | 0
F8_Industrial_Industrial - WA_New_Space Heating_Natural Gas_Gas Boiler - Insulate Hot Water Lines_A_Achievable Technical Potential | F8 | Industrial | Industrial - WA | New | Space Heating | Natural Gas | Gas Boiler - Insulate Hot Water Lines | A | Cumulative Summer Peak Savings (MW) | Achievable Technical Potential | 0 | 0 | 0 | 0 | 0 | 0 | 0 | 0 | 0 | 0 | 0 | 0 | 0 | 0 | 0 | 0 | 0 | 0 | 0 | 0 | 0 | 0 | 0 | 0 | 0 | 0 | 0
F9_Industrial_Industrial - WA_New_Space Heating_Natural Gas_Gas Boiler - Insulate Hot Water Lines_A_Achievable Technical Potential | F9 | Industrial | Industrial - WA | New | Space Heating | Natural Gas | Gas Boiler - Insulate Hot Water Lines | A | Cumulative Winter Peak Savings (MW) | Achievable Technical Potential | 0 | 0 | 0 | 0 | 0 | 0 | 0 | 0 | 0 | 0 | 0 | 0 | 0 | 0 | 0 | 0 | 0 | 0 | 0 | 0 | 0 | 0 | 0 | 0 | 0 | 0 | 0
F10_Industrial_Industrial - WA_New_Space Heating_Natural Gas_Gas Boiler - Insulate Hot Water Lines_A_Achievable Technical Potential | F10 | Industrial | Industrial - WA | New | Space Heating | Natural Gas | Gas Boiler - Insulate Hot Water Lines | A | Purchases (Incremental) | Achievable Technical Potential | 0 | 0 | 0 | 0 | 0 | 0 | 0 | 0 | 0 | 0 | 0 | 0 | 0 | 0 | 0 | 0 | 0 | 0 | 0 | 0 | 0 | 0 | 0 | 0 | 0 | 0 | 0
F11_Industrial_Industrial - WA_New_Space Heating_Natural Gas_Gas Boiler - Insulate Hot Water Lines_A_Achievable Technical Potential | F11 | Industrial | Industrial - WA | New | Space Heating | Natural Gas | Gas Boiler - Insulate Hot Water Lines | A | Purchases (Cumulative) | Achievable Technical Potential | 0 | 0 | 0 | 0 | 0 | 0 | 0 | 0 | 0 | 0 | 0 | 0 | 0 | 0 | 0 | 0 | 0 | 0 | 0 | 0 | 0 | 0 | 0 | 0 | 0 | 0 | 0
F1_Industrial_Industrial - WA_New_Space Heating_Natural Gas_Gas Boiler - Insulate Steam Lines/Condensate Tank_A_Achievable Technical Potential | F1 | Industrial | Industrial - WA | New | Space Heating | Natural Gas | Gas Boiler - Insulate Steam Lines/Condensate Tank | A | Integrated Unit Energy Savings (kWh or therms) | Achievable Technical Potential | 0 | 0 | 6.5688 | 6.5437 | 6.5128 | 6.4837 | 6.4572 | 6.4383 | 6.4238 | 6.4118 | 6.401 | 6.3914 | 6.383 | 6.3753 | 6.3681 | 6.3607 | 6.3528 | 6.347 | 6.3407 | 6.3325 | 6.3228 | 6.3115 | 6.3033 | 6.2942 | 6.2848 | 6.2754 | 6.2676
F2_Industrial_Industrial - WA_New_Space Heating_Natural Gas_Gas Boiler - Insulate Steam Lines/Condensate Tank_A_Achievable Technical Potential | F2 | Industrial | Industrial - WA | New | Space Heating | Natural Gas | Gas Boiler - Insulate Steam Lines/Condensate Tank | A | Integrated Unit Summer Peak Savings (kW) | Achievable Technical Potential | 0 | 0 | 0 | 0 | 0 | 0 | 0 | 0 | 0 | 0 | 0 | 0 | 0 | 0 | 0 | 0 | 0 | 0 | 0 | 0 | 0 | 0 | 0 | 0 | 0 | 0 | 0
F3_Industrial_Industrial - WA_New_Space Heating_Natural Gas_Gas Boiler - Insulate Steam Lines/Condensate Tank_A_Achievable Technical Potential | F3 | Industrial | Industrial - WA | New | Space Heating | Natural Gas | Gas Boiler - Insulate Steam Lines/Condensate Tank | A | Integrated Unit Winter Peak Savings (kW) | Achievable Technical Potential | 0 | 0 | 0 | 0 | 0 | 0 | 0 | 0 | 0 | 0 | 0 | 0 | 0 | 0 | 0 | 0 | 0 | 0 | 0 | 0 | 0 | 0 | 0 | 0 | 0 | 0 | 0
F4_Industrial_Industrial - WA_New_Space Heating_Natural Gas_Gas Boiler - Insulate Steam Lines/Condensate Tank_A_Achievable Technical Potential | F4 | Industrial | Industrial - WA | New | Space Heating | Natural Gas | Gas Boiler - Insulate Steam Lines/Condensate Tank | A | Incremental Energy Savings (MWh or mTherms) | Achievable Technical Potential | 0 | 0 | 0 | 0 | 0 | 0 | 0 | 0 | 0 | 0 | 0 | 0 | 0 | 0 | 0 | 0 | 0 | 0 | 0 | 0 | 0 | 0 | 0 | 0 | 0 | 0 | 0
F5_Industrial_Industrial - WA_New_Space Heating_Natural Gas_Gas Boiler - Insulate Steam Lines/Condensate Tank_A_Achievable Technical Potential | F5 | Industrial | Industrial - WA | New | Space Heating | Natural Gas | Gas Boiler - Insulate Steam Lines/Condensate Tank | A | Incremental Summer Peak Savings (MW) | Achievable Technical Potential | 0 | 0 | 0 | 0 | 0 | 0 | 0 | 0 | 0 | 0 | 0 | 0 | 0 | 0 | 0 | 0 | 0 | 0 | 0 | 0 | 0 | 0 | 0 | 0 | 0 | 0 | 0
F6_Industrial_Industrial - WA_New_Space Heating_Natural Gas_Gas Boiler - Insulate Steam Lines/Condensate Tank_A_Achievable Technical Potential | F6 | Industrial | Industrial - WA | New | Space Heating | Natural Gas | Gas Boiler - Insulate Steam Lines/Condensate Tank | A | Incremental Winter Peak Savings (MW) | Achievable Technical Potential | 0 | 0 | 0 | 0 | 0 | 0 | 0 | 0 | 0 | 0 | 0 | 0 | 0 | 0 | 0 | 0 | 0 | 0 | 0 | 0 | 0 | 0 | 0 | 0 | 0 | 0 | 0
F7_Industrial_Industrial - WA_New_Space Heating_Natural Gas_Gas Boiler - Insulate Steam Lines/Condensate Tank_A_Achievable Technical Potential | F7 | Industrial | Industrial - WA | New | Space Heating | Natural Gas | Gas Boiler - Insulate Steam Lines/Condensate Tank | A | Cumulative Energy Savings (MWh or mTherms) | Achievable Technical Potential | 0 | 0 | 0 | 0 | 0 | 0 | 0 | 0 | 0 | 0 | 0 | 0 | 0 | 0 | 0 | 0 | 0 | 0 | 0 | 0 | 0 | 0 | 0 | 0 | 0 | 0 | 0
F8_Industrial_Industrial - WA_New_Space Heating_Natural Gas_Gas Boiler - Insulate Steam Lines/Condensate Tank_A_Achievable Technical Potential | F8 | Industrial | Industrial - WA | New | Space Heating | Natural Gas | Gas Boiler - Insulate Steam Lines/Condensate Tank | A | Cumulative Summer Peak Savings (MW) | Achievable Technical Potential | 0 | 0 | 0 | 0 | 0 | 0 | 0 | 0 | 0 | 0 | 0 | 0 | 0 | 0 | 0 | 0 | 0 | 0 | 0 | 0 | 0 | 0 | 0 | 0 | 0 | 0 | 0
F9_Industrial_Industrial - WA_New_Space Heating_Natural Gas_Gas Boiler - Insulate Steam Lines/Condensate Tank_A_Achievable Technical Potential | F9 | Industrial | Industrial - WA | New | Space Heating | Natural Gas | Gas Boiler - Insulate Steam Lines/Condensate Tank | A | Cumulative Winter Peak Savings (MW) | Achievable Technical Potential | 0 | 0 | 0 | 0 | 0 | 0 | 0 | 0 | 0 | 0 | 0 | 0 | 0 | 0 | 0 | 0 | 0 | 0 | 0 | 0 | 0 | 0 | 0 | 0 | 0 | 0 | 0
F10_Industrial_Industrial - WA_New_Space Heating_Natural Gas_Gas Boiler - Insulate Steam Lines/Condensate Tank_A_Achievable Technical Potential | F10 | Industrial | Industrial - WA | New | Space Heating | Natural Gas | Gas Boiler - Insulate Steam Lines/Condensate Tank | A | Purchases (Incremental) | Achievable Technical Potential | 0 | 0 | 0 | 0 | 0 | 0 | 0 | 0 | 0 | 0 | 0 | 0 | 0 | 0 | 0 | 0 | 0 | 0 | 0 | 0 | 0 | 0 | 0 | 0 | 0 | 0 | 0
F11_Industrial_Industrial - WA_New_Space Heating_Natural Gas_Gas Boiler - Insulate Steam Lines/Condensate Tank_A_Achievable Technical Potential | F11 | Industrial | Industrial - WA | New | Space Heating | Natural Gas | Gas Boiler - Insulate Steam Lines/Condensate Tank | A | Purchases (Cumulative) | Achievable Technical Potential | 0 | 0 | 0 | 0 | 0 | 0 | 0 | 0 | 0 | 0 | 0 | 0 | 0 | 0 | 0 | 0 | 0 | 0 | 0 | 0 | 0 | 0 | 0 | 0 | 0 | 0 | 0
F1_Industrial_Industrial - WA_New_Space Heating_Natural Gas_Gas Boiler - Stack Economizer_A_Achievable Technical Potential | F1 | Industrial | Industrial - WA | New | Space Heating | Natural Gas | Gas Boiler - Stack Economizer | A | Integrated Unit Energy Savings (kWh or therms) | Achievable Technical Potential | 0 | 0 | 0.87926 | 0.87589 | 0.87171 | 0.86774 | 0.86409 | 0.86141 | 0.85929 | 0.85747 | 0.8558 | 0.85431 | 0.85299 | 0.85181 | 0.85073 | 0.84967 | 0.84858 | 0.8478 | 0.84697 | 0.8459 | 0.84464 | 0.84317 | 0.84213 | 0.84095 | 0.83973 | 0.83851 | 0.83751
F2_Industrial_Industrial - WA_New_Space Heating_Natural Gas_Gas Boiler - Stack Economizer_A_Achievable Technical Potential | F2 | Industrial | Industrial - WA | New | Space Heating | Natural Gas | Gas Boiler - Stack Economizer | A | Integrated Unit Summer Peak Savings (kW) | Achievable Technical Potential | 0 | 0 | 0 | 0 | 0 | 0 | 0 | 0 | 0 | 0 | 0 | 0 | 0 | 0 | 0 | 0 | 0 | 0 | 0 | 0 | 0 | 0 | 0 | 0 | 0 | 0 | 0
F3_Industrial_Industrial - WA_New_Space Heating_Natural Gas_Gas Boiler - Stack Economizer_A_Achievable Technical Potential | F3 | Industrial | Industrial - WA | New | Space Heating | Natural Gas | Gas Boiler - Stack Economizer | A | Integrated Unit Winter Peak Savings (kW) | Achievable Technical Potential | 0 | 0 | 0 | 0 | 0 | 0 | 0 | 0 | 0 | 0 | 0 | 0 | 0 | 0 | 0 | 0 | 0 | 0 | 0 | 0 | 0 | 0 | 0 | 0 | 0 | 0 | 0
F4_Industrial_Industrial - WA_New_Space Heating_Natural Gas_Gas Boiler - Stack Economizer_A_Achievable Technical Potential | F4 | Industrial | Industrial - WA | New | Space Heating | Natural Gas | Gas Boiler - Stack Economizer | A | Incremental Energy Savings (MWh or mTherms) | Achievable Technical Potential | 0 | 0 | 0.0082985 | 0.011009 | 0.013102 | 0.014775 | 0.015902 | 0.015316 | 0.013046 | 0.01106 | 0.0093381 | 0.0078554 | 0.0065872 | 0.0055079 | 0.0045935 | 0.0038217 | 0.0031724 | 0 | 0 | 0 | 0 | 0 | 0 | 0 | 0 | 0 | 0
F5_Industrial_Industrial - WA_New_Space Heating_Natural Gas_Gas Boiler - Stack Economizer_A_Achievable Technical Potential | F5 | Industrial | Industrial - WA | New | Space Heating | Natural Gas | Gas Boiler - Stack Economizer | A | Incremental Summer Peak Savings (MW) | Achievable Technical Potential | 0 | 0 | 0 | 0 | 0 | 0 | 0 | 0 | 0 | 0 | 0 | 0 | 0 | 0 | 0 | 0 | 0 | 0 | 0 | 0 | 0 | 0 | 0 | 0 | 0 | 0 | 0
F6_Industrial_Industrial - WA_New_Space Heating_Natural Gas_Gas Boiler - Stack Economizer_A_Achievable Technical Potential | F6 | Industrial | Industrial - WA | New | Space Heating | Natural Gas | Gas Boiler - Stack Economizer | A | Incremental Winter Peak Savings (MW) | Achievable Technical Potential | 0 | 0 | 0 | 0 | 0 | 0 | 0 | 0 | 0 | 0 | 0 | 0 | 0 | 0 | 0 | 0 | 0 | 0 | 0 | 0 | 0 | 0 | 0 | 0 | 0 | 0 | 0
F7_Industrial_Industrial - WA_New_Space Heating_Natural Gas_Gas Boiler - Stack Economizer_A_Achievable Technical Potential | F7 | Industrial | Industrial - WA | New | Space Heating | Natural Gas | Gas Boiler - Stack Economizer | A | Cumulative Energy Savings (MWh or mTherms) | Achievable Technical Potential | 0 | 0 | 0.0082985 | 0.019276 | 0.032286 | 0.046913 | 0.062618 | 0.07774 | 0.090594 | 0.10146 | 0.1106 | 0.11827 | 0.12467 | 0.13001 | 0.13443 | 0.13809 | 0.14108 | 0.14095 | 0.14082 | 0.14064 | 0.14043 | 0.14019 | 0.14001 | 0.13982 | 0.13961 | 0.13941 | 0.13924
F8_Industrial_Industrial - WA_New_Space Heating_Natural Gas_Gas Boiler - Stack Economizer_A_Achievable Technical Potential | F8 | Industrial | Industrial - WA | New | Space Heating | Natural Gas | Gas Boiler - Stack Economizer | A | Cumulative Summer Peak Savings (MW) | Achievable Technical Potential | 0 | 0 | 0 | 0 | 0 | 0 | 0 | 0 | 0 | 0 | 0 | 0 | 0 | 0 | 0 | 0 | 0 | 0 | 0 | 0 | 0 | 0 | 0 | 0 | 0 | 0 | 0
F9_Industrial_Industrial - WA_New_Space Heating_Natural Gas_Gas Boiler - Stack Economizer_A_Achievable Technical Potential | F9 | Industrial | Industrial - WA | New | Space Heating | Natural Gas | Gas Boiler - Stack Economizer | A | Cumulative Winter Peak Savings (MW) | Achievable Technical Potential | 0 | 0 | 0 | 0 | 0 | 0 | 0 | 0 | 0 | 0 | 0 | 0 | 0 | 0 | 0 | 0 | 0 | 0 | 0 | 0 | 0 | 0 | 0 | 0 | 0 | 0 | 0
F10_Industrial_Industrial - WA_New_Space Heating_Natural Gas_Gas Boiler - Stack Economizer_A_Achievable Technical Potential | F10 | Industrial | Industrial - WA | New | Space Heating | Natural Gas | Gas Boiler - Stack Economizer | A | Purchases (Incremental) | Achievable Technical Potential | 0 | 0 | 9.438 | 12.5692 | 15.0299 | 17.0266 | 18.403 | 17.7805 | 15.1821 | 12.8989 | 10.9115 | 9.1951 | 7.7225 | 6.4661 | 5.3995 | 4.4979 | 3.7385 | 0 | 0 | 0 | 0 | 0 | 0 | 0 | 0 | 0 | 0
F11_Industrial_Industrial - WA_New_Space Heating_Natural Gas_Gas Boiler - Stack Economizer_A_Achievable Technical Potential | F11 | Industrial | Industrial - WA | New | Space Heating | Natural Gas | Gas Boiler - Stack Economizer | A | Purchases (Cumulative) | Achievable Technical Potential | 0 | 0 | 9.438 | 22.0072 | 37.0371 | 54.0637 | 72.4667 | 90.2472 | 105.4293 | 118.3282 | 129.2397 | 138.4348 | 146.1573 | 152.6234 | 158.0229 | 162.5208 | 166.2593 | 166.2593 | 166.2593 | 166.2593 | 166.2593 | 166.2593 | 166.2593 | 166.2593 | 166.2593 | 166.2593 | 166.2593
F1_Industrial_Industrial - WA_New_Space Heating_Natural Gas_Gas Boiler - Steam Trap Replacement_A_Achievable Technical Potential | F1 | Industrial | Industrial - WA | New | Space Heating | Natural Gas | Gas Boiler - Steam Trap Replacement | A | Integrated Unit Energy Savings (kWh or therms) | Achievable Technical Potential | 0 | 0 | 29433.2178 | 29396.7346 | 29329.9016 | 29270.9121 | 29228.998 | 29186.6784 | 29147.7369 | 29114.4666 | 29087.986 | 29068.3774 | 29054.7648 | 29045.4331 | 29038.0613 | 29030.1001 | 29019.2513 | 29004.2404 | 28982.2241 | 28948.885 | 28907.0282 | 28858.1223 | 28801.6607 | 28742.0355 | 28682.4316 | 28624.1195 | 28574.4484
F2_Industrial_Industrial - WA_New_Space Heating_Natural Gas_Gas Boiler - Steam Trap Replacement_A_Achievable Technical Potential | F2 | Industrial | Industrial - WA | New | Space Heating | Natural Gas | Gas Boiler - Steam Trap Replacement | A | Integrated Unit Summer Peak Savings (kW) | Achievable Technical Potential | 0 | 0 | 0 | 0 | 0 | 0 | 0 | 0 | 0 | 0 | 0 | 0 | 0 | 0 | 0 | 0 | 0 | 0 | 0 | 0 | 0 | 0 | 0 | 0 | 0 | 0 | 0
F3_Industrial_Industrial - WA_New_Space Heating_Natural Gas_Gas Boiler - Steam Trap Replacement_A_Achievable Technical Potential | F3 | Industrial | Industrial - WA | New | Space Heating | Natural Gas | Gas Boiler - Steam Trap Replacement | A | Integrated Unit Winter Peak Savings (kW) | Achievable Technical Potential | 0 | 0 | 0 | 0 | 0 | 0 | 0 | 0 | 0 | 0 | 0 | 0 | 0 | 0 | 0 | 0 | 0 | 0 | 0 | 0 | 0 | 0 | 0 | 0 | 0 | 0 | 0
F4_Industrial_Industrial - WA_New_Space Heating_Natural Gas_Gas Boiler - Steam Trap Replacement_A_Achievable Technical Potential | F4 | Industrial | Industrial - WA | New | Space Heating | Natural Gas | Gas Boiler - Steam Trap Replacement | A | Incremental Energy Savings (MWh or mTherms) | Achievable Technical Potential | 0 | 0 | 0.00011163 | 0.00014848 | 0.00017715 | 0.00020028 | 0.00021616 | 0.00023172 | 0.00013644 | 0.00011495 | 0.00010111 | 9.2478e-05 | 9.087e-05 | 8.9303e-05 | 8.777e-05 | 8.6262e-05 | 8.4772e-05 | 8.3296e-05 | 8.1827e-05 | 8.0352e-05 | 0 | 0 | 0 | 0 | 0 | 0 | 0
F5_Industrial_Industrial - WA_New_Space Heating_Natural Gas_Gas Boiler - Steam Trap Replacement_A_Achievable Technical Potential | F5 | Industrial | Industrial - WA | New | Space Heating | Natural Gas | Gas Boiler - Steam Trap Replacement | A | Incremental Summer Peak Savings (MW) | Achievable Technical Potential | 0 | 0 | 0 | 0 | 0 | 0 | 0 | 0 | 0 | 0 | 0 | 0 | 0 | 0 | 0 | 0 | 0 | 0 | 0 | 0 | 0 | 0 | 0 | 0 | 0 | 0 | 0
F6_Industrial_Industrial - WA_New_Space Heating_Natural Gas_Gas Boiler - Steam Trap Replacement_A_Achievable Technical Potential | F6 | Industrial | Industrial - WA | New | Space Heating | Natural Gas | Gas Boiler - Steam Trap Replacement | A | Incremental Winter Peak Savings (MW) | Achievable Technical Potential | 0 | 0 | 0 | 0 | 0 | 0 | 0 | 0 | 0 | 0 | 0 | 0 | 0 | 0 | 0 | 0 | 0 | 0 | 0 | 0 | 0 | 0 | 0 | 0 | 0 | 0 | 0
F7_Industrial_Industrial - WA_New_Space Heating_Natural Gas_Gas Boiler - Steam Trap Replacement_A_Achievable Technical Potential | F7 | Industrial | Industrial - WA | New | Space Heating | Natural Gas | Gas Boiler - Steam Trap Replacement | A | Cumulative Energy Savings (MWh or mTherms) | Achievable Technical Potential | 0 | 0 | 0.00011163 | 0.00025998 | 0.00043654 | 0.00063594 | 0.00085119 | 0.0010817 | 0.0012167 | 0.0013302 | 0.0014301 | 0.0015216 | 0.0016118 | 0.0017006 | 0.0017879 | 0.0018737 | 0.0019578 | 0.0020401 | 0.0021203 | 0.0021982 | 0.0021951 | 0.0021914 | 0.0021871 | 0.0021825 | 0.002178 | 0.0021736 | 0.0021698
F8_Industrial_Industrial - WA_New_Space Heating_Natural Gas_Gas Boiler - Steam Trap Replacement_A_Achievable Technical Potential | F8 | Industrial | Industrial - WA | New | Space Heating | Natural Gas | Gas Boiler - Steam Trap Replacement | A | Cumulative Summer Peak Savings (MW) | Achievable Technical Potential | 0 | 0 | 0 | 0 | 0 | 0 | 0 | 0 | 0 | 0 | 0 | 0 | 0 | 0 | 0 | 0 | 0 | 0 | 0 | 0 | 0 | 0 | 0 | 0 | 0 | 0 | 0
F9_Industrial_Industrial - WA_New_Space Heating_Natural Gas_Gas Boiler - Steam Trap Replacement_A_Achievable Technical Potential | F9 | Industrial | Industrial - WA | New | Space Heating | Natural Gas | Gas Boiler - Steam Trap Replacement | A | Cumulative Winter Peak Savings (MW) | Achievable Technical Potential | 0 | 0 | 0 | 0 | 0 | 0 | 0 | 0 | 0 | 0 | 0 | 0 | 0 | 0 | 0 | 0 | 0 | 0 | 0 | 0 | 0 | 0 | 0 | 0 | 0 | 0 | 0
F10_Industrial_Industrial - WA_New_Space Heating_Natural Gas_Gas Boiler - Steam Trap Replacement_A_Achievable Technical Potential | F10 | Industrial | Industrial - WA | New | Space Heating | Natural Gas | Gas Boiler - Steam Trap Replacement | A | Purchases (Incremental) | Achievable Technical Potential | 0 | 0 | 3.7928e-06 | 5.0511e-06 | 6.0399e-06 | 6.8423e-06 | 7.3954e-06 | 7.9392e-06 | 4.681e-06 | 3.9482e-06 | 3.4759e-06 | 3.1814e-06 | 3.1275e-06 | 3.0746e-06 | 3.0226e-06 | 2.9715e-06 | 2.9212e-06 | 2.8719e-06 | 2.8233e-06 | 2.7757e-06 | 0 | 0 | 0 | 0 | 0 | 0 | 0
F11_Industrial_Industrial - WA_New_Space Heating_Natural Gas_Gas Boiler - Steam Trap Replacement_A_Achievable Technical Potential | F11 | Industrial | Industrial - WA | New | Space Heating | Natural Gas | Gas Boiler - Steam Trap Replacement | A | Purchases (Cumulative) | Achievable Technical Potential | 0 | 0 | 3.7928e-06 | 8.8438e-06 | 1.4884e-05 | 2.1726e-05 | 2.9121e-05 | 3.7061e-05 | 4.1742e-05 | 4.569e-05 | 4.9166e-05 | 5.2347e-05 | 5.5475e-05 | 5.8549e-05 | 6.1572e-05 | 6.4543e-05 | 6.7465e-05 | 7.0336e-05 | 7.316e-05 | 7.5935e-05 | 7.5935e-05 | 7.5935e-05 | 7.5935e-05 | 7.5935e-05 | 7.5935e-05 | 7.5935e-05 | 7.5935e-05
F1_Industrial_Industrial - WA_New_Process_Natural Gas_Process Boiler - Hot Water Reset_A_Achievable Technical Potential | F1 | Industrial | Industrial - WA | New | Process | Natural Gas | Process Boiler - Hot Water Reset | A | Integrated Unit Energy Savings (kWh or therms) | Achievable Technical Potential | 0 | 0 | 8443.7049 | 8443.6598 | 8443.6169 | 8443.5741 | 8443.5283 | 8443.4844 | 8443.4689 | 8443.4598 | 8443.4544 | 8443.4511 | 8443.4481 | 8443.4454 | 8443.443 | 8443.4409 | 8443.4389 | 8443.4371 | 8443.4355 | 8443.434 | 8443.4441 | 8443.4535 | 8443.4622 | 8443.4703 | 8443.4778 | 8443.4849 | 8443.4915
F2_Industrial_Industrial - WA_New_Process_Natural Gas_Process Boiler - Hot Water Reset_A_Achievable Technical Potential | F2 | Industrial | Industrial - WA | New | Process | Natural Gas | Process Boiler - Hot Water Reset | A | Integrated Unit Summer Peak Savings (kW) | Achievable Technical Potential | 0 | 0 | 0 | 0 | 0 | 0 | 0 | 0 | 0 | 0 | 0 | 0 | 0 | 0 | 0 | 0 | 0 | 0 | 0 | 0 | 0 | 0 | 0 | 0 | 0 | 0 | 0
F3_Industrial_Industrial - WA_New_Process_Natural Gas_Process Boiler - Hot Water Reset_A_Achievable Technical Potential | F3 | Industrial | Industrial - WA | New | Process | Natural Gas | Process Boiler - Hot Water Reset | A | Integrated Unit Winter Peak Savings (kW) | Achievable Technical Potential | 0 | 0 | 0 | 0 | 0 | 0 | 0 | 0 | 0 | 0 | 0 | 0 | 0 | 0 | 0 | 0 | 0 | 0 | 0 | 0 | 0 | 0 | 0 | 0 | 0 | 0 | 0
F4_Industrial_Industrial - WA_New_Process_Natural Gas_Process Boiler - Hot Water Reset_A_Achievable Technical Potential | F4 | Industrial | Industrial - WA | New | Process | Natural Gas | Process Boiler - Hot Water Reset | A | Incremental Energy Savings (MWh or mTherms) | Achievable Technical Potential | 0 | 0 | 0 | 0 | 0 | 0 | 0 | 0 | 0 | 0 | 0 | 0 | 0 | 0 | 0 | 0 | 0 | 0 | 0 | 0 | 0 | 0 | 0 | 0 | 0 | 0 | 0
F5_Industrial_Industrial - WA_New_Process_Natural Gas_Process Boiler - Hot Water Reset_A_Achievable Technical Potential | F5 | Industrial | Industrial - WA | New | Process | Natural Gas | Process Boiler - Hot Water Reset | A | Incremental Summer Peak Savings (MW) | Achievable Technical Potential | 0 | 0 | 0 | 0 | 0 | 0 | 0 | 0 | 0 | 0 | 0 | 0 | 0 | 0 | 0 | 0 | 0 | 0 | 0 | 0 | 0 | 0 | 0 | 0 | 0 | 0 | 0
F6_Industrial_Industrial - WA_New_Process_Natural Gas_Process Boiler - Hot Water Reset_A_Achievable Technical Potential | F6 | Industrial | Industrial - WA | New | Process | Natural Gas | Process Boiler - Hot Water Reset | A | Incremental Winter Peak Savings (MW) | Achievable Technical Potential | 0 | 0 | 0 | 0 | 0 | 0 | 0 | 0 | 0 | 0 | 0 | 0 | 0 | 0 | 0 | 0 | 0 | 0 | 0 | 0 | 0 | 0 | 0 | 0 | 0 | 0 | 0
F7_Industrial_Industrial - WA_New_Process_Natural Gas_Process Boiler - Hot Water Reset_A_Achievable Technical Potential | F7 | Industrial | Industrial - WA | New | Process | Natural Gas | Process Boiler - Hot Water Reset | A | Cumulative Energy Savings (MWh or mTherms) | Achievable Technical Potential | 0 | 0 | 0 | 0 | 0 | 0 | 0 | 0 | 0 | 0 | 0 | 0 | 0 | 0 | 0 | 0 | 0 | 0 | 0 | 0 | 0 | 0 | 0 | 0 | 0 | 0 | 0
F8_Industrial_Industrial - WA_New_Process_Natural Gas_Process Boiler - Hot Water Reset_A_Achievable Technical Potential | F8 | Industrial | Industrial - WA | New | Process | Natural Gas | Process Boiler - Hot Water Reset | A | Cumulative Summer Peak Savings (MW) | Achievable Technical Potential | 0 | 0 | 0 | 0 | 0 | 0 | 0 | 0 | 0 | 0 | 0 | 0 | 0 | 0 | 0 | 0 | 0 | 0 | 0 | 0 | 0 | 0 | 0 | 0 | 0 | 0 | 0
F9_Industrial_Industrial - WA_New_Process_Natural Gas_Process Boiler - Hot Water Reset_A_Achievable Technical Potential | F9 | Industrial | Industrial - WA | New | Process | Natural Gas | Process Boiler - Hot Water Reset | A | Cumulative Winter Peak Savings (MW) | Achievable Technical Potential | 0 | 0 | 0 | 0 | 0 | 0 | 0 | 0 | 0 | 0 | 0 | 0 | 0 | 0 | 0 | 0 | 0 | 0 | 0 | 0 | 0 | 0 | 0 | 0 | 0 | 0 | 0
F10_Industrial_Industrial - WA_New_Process_Natural Gas_Process Boiler - Hot Water Reset_A_Achievable Technical Potential | F10 | Industrial | Industrial - WA | New | Process | Natural Gas | Process Boiler - Hot Water Reset | A | Purchases (Incremental) | Achievable Technical Potential | 0 | 0 | 0 | 0 | 0 | 0 | 0 | 0 | 0 | 0 | 0 | 0 | 0 | 0 | 0 | 0 | 0 | 0 | 0 | 0 | 0 | 0 | 0 | 0 | 0 | 0 | 0
F11_Industrial_Industrial - WA_New_Process_Natural Gas_Process Boiler - Hot Water Reset_A_Achievable Technical Potential | F11 | Industrial | Industrial - WA | New | Process | Natural Gas | Process Boiler - Hot Water Reset | A | Purchases (Cumulative) | Achievable Technical Potential | 0 | 0 | 0 | 0 | 0 | 0 | 0 | 0 | 0 | 0 | 0 | 0 | 0 | 0 | 0 | 0 | 0 | 0 | 0 | 0 | 0 | 0 | 0 | 0 | 0 | 0 | 0
F1_Industrial_Industrial - WA_New_Process_Natural Gas_Process Boiler - Burner Control Optimization_A_Achievable Technical Potential | F1 | Industrial | Industrial - WA | New | Process | Natural Gas | Process Boiler - Burner Control Optimization | A | Integrated Unit Energy Savings (kWh or therms) | Achievable Technical Potential | 0 | 0 | 2.2956 | 2.2956 | 2.2956 | 2.2956 | 2.2956 | 2.2956 | 2.2956 | 2.2956 | 2.2956 | 2.2956 | 2.2956 | 2.2956 | 2.2956 | 2.2956 | 2.2956 | 2.2956 | 2.2956 | 2.2956 | 2.2956 | 2.2956 | 2.2956 | 2.2956 | 2.2956 | 2.2956 | 2.2956
F2_Industrial_Industrial - WA_New_Process_Natural Gas_Process Boiler - Burner Control Optimization_A_Achievable Technical Potential | F2 | Industrial | Industrial - WA | New | Process | Natural Gas | Process Boiler - Burner Control Optimization | A | Integrated Unit Summer Peak Savings (kW) | Achievable Technical Potential | 0 | 0 | 0 | 0 | 0 | 0 | 0 | 0 | 0 | 0 | 0 | 0 | 0 | 0 | 0 | 0 | 0 | 0 | 0 | 0 | 0 | 0 | 0 | 0 | 0 | 0 | 0
F3_Industrial_Industrial - WA_New_Process_Natural Gas_Process Boiler - Burner Control Optimization_A_Achievable Technical Potential | F3 | Industrial | Industrial - WA | New | Process | Natural Gas | Process Boiler - Burner Control Optimization | A | Integrated Unit Winter Peak Savings (kW) | Achievable Technical Potential | 0 | 0 | 0 | 0 | 0 | 0 | 0 | 0 | 0 | 0 | 0 | 0 | 0 | 0 | 0 | 0 | 0 | 0 | 0 | 0 | 0 | 0 | 0 | 0 | 0 | 0 | 0
F4_Industrial_Industrial - WA_New_Process_Natural Gas_Process Boiler - Burner Control Optimization_A_Achievable Technical Potential | F4 | Industrial | Industrial - WA | New | Process | Natural Gas | Process Boiler - Burner Control Optimization | A | Incremental Energy Savings (MWh or mTherms) | Achievable Technical Potential | 0 | 0 | 0.0042517 | 0.0089006 | 0.021286 | 0.042199 | 0.070949 | 0.10663 | 0.14485 | 0.17947 | 0.20437 | 0.21528 | 0.21093 | 0.19318 | 0.16606 | 0.13448 | 0.10295 | 0.074725 | 0.051558 | 0.033899 | 0.017034 | 0.005946 | 0 | 0 | 0 | 0 | 0
F5_Industrial_Industrial - WA_New_Process_Natural Gas_Process Boiler - Burner Control Optimization_A_Achievable Technical Potential | F5 | Industrial | Industrial - WA | New | Process | Natural Gas | Process Boiler - Burner Control Optimization | A | Incremental Summer Peak Savings (MW) | Achievable Technical Potential | 0 | 0 | 0 | 0 | 0 | 0 | 0 | 0 | 0 | 0 | 0 | 0 | 0 | 0 | 0 | 0 | 0 | 0 | 0 | 0 | 0 | 0 | 0 | 0 | 0 | 0 | 0
F6_Industrial_Industrial - WA_New_Process_Natural Gas_Process Boiler - Burner Control Optimization_A_Achievable Technical Potential | F6 | Industrial | Industrial - WA | New | Process | Natural Gas | Process Boiler - Burner Control Optimization | A | Incremental Winter Peak Savings (MW) | Achievable Technical Potential | 0 | 0 | 0 | 0 | 0 | 0 | 0 | 0 | 0 | 0 | 0 | 0 | 0 | 0 | 0 | 0 | 0 | 0 | 0 | 0 | 0 | 0 | 0 | 0 | 0 | 0 | 0
F7_Industrial_Industrial - WA_New_Process_Natural Gas_Process Boiler - Burner Control Optimization_A_Achievable Technical Potential | F7 | Industrial | Industrial - WA | New | Process | Natural Gas | Process Boiler - Burner Control Optimization | A | Cumulative Energy Savings (MWh or mTherms) | Achievable Technical Potential | 0 | 0 | 0.0042517 | 0.013152 | 0.034438 | 0.076637 | 0.14759 | 0.25422 | 0.39906 | 0.57854 | 0.78291 | 0.99818 | 1.2091 | 1.4023 | 1.5684 | 1.7028 | 1.8058 | 1.8805 | 1.9321 | 1.966 | 1.983 | 1.989 | 1.989 | 1.989 | 1.989 | 1.989 | 1.989
F8_Industrial_Industrial - WA_New_Process_Natural Gas_Process Boiler - Burner Control Optimization_A_Achievable Technical Potential | F8 | Industrial | Industrial - WA | New | Process | Natural Gas | Process Boiler - Burner Control Optimization | A | Cumulative Summer Peak Savings (MW) | Achievable Technical Potential | 0 | 0 | 0 | 0 | 0 | 0 | 0 | 0 | 0 | 0 | 0 | 0 | 0 | 0 | 0 | 0 | 0 | 0 | 0 | 0 | 0 | 0 | 0 | 0 | 0 | 0 | 0
F9_Industrial_Industrial - WA_New_Process_Natural Gas_Process Boiler - Burner Control Optimization_A_Achievable Technical Potential | F9 | Industrial | Industrial - WA | New | Process | Natural Gas | Process Boiler - Burner Control Optimization | A | Cumulative Winter Peak Savings (MW) | Achievable Technical Potential | 0 | 0 | 0 | 0 | 0 | 0 | 0 | 0 | 0 | 0 | 0 | 0 | 0 | 0 | 0 | 0 | 0 | 0 | 0 | 0 | 0 | 0 | 0 | 0 | 0 | 0 | 0
F10_Industrial_Industrial - WA_New_Process_Natural Gas_Process Boiler - Burner Control Optimization_A_Achievable Technical Potential | F10 | Industrial | Industrial - WA | New | Process | Natural Gas | Process Boiler - Burner Control Optimization | A | Purchases (Incremental) | Achievable Technical Potential | 0 | 0 | 1.8521 | 3.8772 | 9.2725 | 18.3825 | 30.9067 | 46.4507 | 63.0996 | 78.1815 | 89.0288 | 93.7802 | 91.8879 | 84.1522 | 72.338 | 58.5845 | 44.8493 | 32.5518 | 22.4598 | 14.7671 | 7.4206 | 2.5902 | 0 | 0 | 0 | 0 | 0
F11_Industrial_Industrial - WA_New_Process_Natural Gas_Process Boiler - Burner Control Optimization_A_Achievable Technical Potential | F11 | Industrial | Industrial - WA | New | Process | Natural Gas | Process Boiler - Burner Control Optimization | A | Purchases (Cumulative) | Achievable Technical Potential | 0 | 0 | 1.8521 | 5.7293 | 15.0018 | 33.3843 | 64.291 | 110.7417 | 173.8414 | 252.0229 | 341.0517 | 434.8319 | 526.7198 | 610.872 | 683.21 | 741.7944 | 786.6437 | 819.1955 | 841.6553 | 856.4224 | 863.843 | 866.4333 | 866.4333 | 866.4333 | 866.4333 | 866.4333 | 866.4333
F1_Industrial_Industrial - WA_New_Process_Natural Gas_Process Boiler - Insulate Hot Water Lines_A_Achievable Technical Potential | F1 | Industrial | Industrial - WA | New | Process | Natural Gas | Process Boiler - Insulate Hot Water Lines | A | Integrated Unit Energy Savings (kWh or therms) | Achievable Technical Potential | 0 | 0 | 38.0054 | 38.0044 | 38.0025 | 37.9993 | 37.9943 | 37.9874 | 37.9791 | 37.9696 | 37.9596 | 37.9501 | 37.9416 | 37.9348 | 37.9298 | 37.9266 | 37.9249 | 37.9246 | 37.9252 | 37.9264 | 37.9282 | 37.9302 | 37.9323 | 37.9343 | 37.9362 | 37.9379 | 37.9395
F2_Industrial_Industrial - WA_New_Process_Natural Gas_Process Boiler - Insulate Hot Water Lines_A_Achievable Technical Potential | F2 | Industrial | Industrial - WA | New | Process | Natural Gas | Process Boiler - Insulate Hot Water Lines | A | Integrated Unit Summer Peak Savings (kW) | Achievable Technical Potential | 0 | 0 | 0 | 0 | 0 | 0 | 0 | 0 | 0 | 0 | 0 | 0 | 0 | 0 | 0 | 0 | 0 | 0 | 0 | 0 | 0 | 0 | 0 | 0 | 0 | 0 | 0
F3_Industrial_Industrial - WA_New_Process_Natural Gas_Process Boiler - Insulate Hot Water Lines_A_Achievable Technical Potential | F3 | Industrial | Industrial - WA | New | Process | Natural Gas | Process Boiler - Insulate Hot Water Lines | A | Integrated Unit Winter Peak Savings (kW) | Achievable Technical Potential | 0 | 0 | 0 | 0 | 0 | 0 | 0 | 0 | 0 | 0 | 0 | 0 | 0 | 0 | 0 | 0 | 0 | 0 | 0 | 0 | 0 | 0 | 0 | 0 | 0 | 0 | 0
F4_Industrial_Industrial - WA_New_Process_Natural Gas_Process Boiler - Insulate Hot Water Lines_A_Achievable Technical Potential | F4 | Industrial | Industrial - WA | New | Process | Natural Gas | Process Boiler - Insulate Hot Water Lines | A | Incremental Energy Savings (MWh or mTherms) | Achievable Technical Potential | 0 | 0 | 0 | 0 | 0 | 0 | 0 | 0 | 0 | 0 | 0 | 0 | 0 | 0 | 0 | 0 | 0 | 0 | 0 | 0 | 0 | 0 | 0 | 0 | 0 | 0 | 0
F5_Industrial_Industrial - WA_New_Process_Natural Gas_Process Boiler - Insulate Hot Water Lines_A_Achievable Technical Potential | F5 | Industrial | Industrial - WA | New | Process | Natural Gas | Process Boiler - Insulate Hot Water Lines | A | Incremental Summer Peak Savings (MW) | Achievable Technical Potential | 0 | 0 | 0 | 0 | 0 | 0 | 0 | 0 | 0 | 0 | 0 | 0 | 0 | 0 | 0 | 0 | 0 | 0 | 0 | 0 | 0 | 0 | 0 | 0 | 0 | 0 | 0
F6_Industrial_Industrial - WA_New_Process_Natural Gas_Process Boiler - Insulate Hot Water Lines_A_Achievable Technical Potential | F6 | Industrial | Industrial - WA | New | Process | Natural Gas | Process Boiler - Insulate Hot Water Lines | A | Incremental Winter Peak Savings (MW) | Achievable Technical Potential | 0 | 0 | 0 | 0 | 0 | 0 | 0 | 0 | 0 | 0 | 0 | 0 | 0 | 0 | 0 | 0 | 0 | 0 | 0 | 0 | 0 | 0 | 0 | 0 | 0 | 0 | 0
F7_Industrial_Industrial - WA_New_Process_Natural Gas_Process Boiler - Insulate Hot Water Lines_A_Achievable Technical Potential | F7 | Industrial | Industrial - WA | New | Process | Natural Gas | Process Boiler - Insulate Hot Water Lines | A | Cumulative Energy Savings (MWh or mTherms) | Achievable Technical Potential | 0 | 0 | 0 | 0 | 0 | 0 | 0 | 0 | 0 | 0 | 0 | 0 | 0 | 0 | 0 | 0 | 0 | 0 | 0 | 0 | 0 | 0 | 0 | 0 | 0 | 0 | 0
F8_Industrial_Industrial - WA_New_Process_Natural Gas_Process Boiler - Insulate Hot Water Lines_A_Achievable Technical Potential | F8 | Industrial | Industrial - WA | New | Process | Natural Gas | Process Boiler - Insulate Hot Water Lines | A | Cumulative Summer Peak Savings (MW) | Achievable Technical Potential | 0 | 0 | 0 | 0 | 0 | 0 | 0 | 0 | 0 | 0 | 0 | 0 | 0 | 0 | 0 | 0 | 0 | 0 | 0 | 0 | 0 | 0 | 0 | 0 | 0 | 0 | 0
F9_Industrial_Industrial - WA_New_Process_Natural Gas_Process Boiler - Insulate Hot Water Lines_A_Achievable Technical Potential | F9 | Industrial | Industrial - WA | New | Process | Natural Gas | Process Boiler - Insulate Hot Water Lines | A | Cumulative Winter Peak Savings (MW) | Achievable Technical Potential | 0 | 0 | 0 | 0 | 0 | 0 | 0 | 0 | 0 | 0 | 0 | 0 | 0 | 0 | 0 | 0 | 0 | 0 | 0 | 0 | 0 | 0 | 0 | 0 | 0 | 0 | 0
F10_Industrial_Industrial - WA_New_Process_Natural Gas_Process Boiler - Insulate Hot Water Lines_A_Achievable Technical Potential | F10 | Industrial | Industrial - WA | New | Process | Natural Gas | Process Boiler - Insulate Hot Water Lines | A | Purchases (Incremental) | Achievable Technical Potential | 0 | 0 | 0 | 0 | 0 | 0 | 0 | 0 | 0 | 0 | 0 | 0 | 0 | 0 | 0 | 0 | 0 | 0 | 0 | 0 | 0 | 0 | 0 | 0 | 0 | 0 | 0
F11_Industrial_Industrial - WA_New_Process_Natural Gas_Process Boiler - Insulate Hot Water Lines_A_Achievable Technical Potential | F11 | Industrial | Industrial - WA | New | Process | Natural Gas | Process Boiler - Insulate Hot Water Lines | A | Purchases (Cumulative) | Achievable Technical Potential | 0 | 0 | 0 | 0 | 0 | 0 | 0 | 0 | 0 | 0 | 0 | 0 | 0 | 0 | 0 | 0 | 0 | 0 | 0 | 0 | 0 | 0 | 0 | 0 | 0 | 0 | 0
F1_Industrial_Industrial - WA_New_Process_Natural Gas_Process Boiler - Insulate Steam Lines/Condensate Tank_A_Achievable Technical Potential | F1 | Industrial | Industrial - WA | New | Process | Natural Gas | Process Boiler - Insulate Steam Lines/Condensate Tank | A | Integrated Unit Energy Savings (kWh or therms) | Achievable Technical Potential | 0 | 0 | 56.7721 | 56.7718 | 56.7715 | 56.7712 | 56.7709 | 56.7706 | 56.7705 | 56.7704 | 56.7704 | 56.7704 | 56.7704 | 56.7703 | 56.7703 | 56.7703 | 56.7703 | 56.7703 | 56.7703 | 56.7703 | 56.7703 | 56.7704 | 56.7705 | 56.7705 | 56.7706 | 56.7706 | 56.7707
F2_Industrial_Industrial - WA_New_Process_Natural Gas_Process Boiler - Insulate Steam Lines/Condensate Tank_A_Achievable Technical Potential | F2 | Industrial | Industrial - WA | New | Process | Natural Gas | Process Boiler - Insulate Steam Lines/Condensate Tank | A | Integrated Unit Summer Peak Savings (kW) | Achievable Technical Potential | 0 | 0 | 0 | 0 | 0 | 0 | 0 | 0 | 0 | 0 | 0 | 0 | 0 | 0 | 0 | 0 | 0 | 0 | 0 | 0 | 0 | 0 | 0 | 0 | 0 | 0 | 0
F3_Industrial_Industrial - WA_New_Process_Natural Gas_Process Boiler - Insulate Steam Lines/Condensate Tank_A_Achievable Technical Potential | F3 | Industrial | Industrial - WA | New | Process | Natural Gas | Process Boiler - Insulate Steam Lines/Condensate Tank | A | Integrated Unit Winter Peak Savings (kW) | Achievable Technical Potential | 0 | 0 | 0 | 0 | 0 | 0 | 0 | 0 | 0 | 0 | 0 | 0 | 0 | 0 | 0 | 0 | 0 | 0 | 0 | 0 | 0 | 0 | 0 | 0 | 0 | 0 | 0
F4_Industrial_Industrial - WA_New_Process_Natural Gas_Process Boiler - Insulate Steam Lines/Condensate Tank_A_Achievable Technical Potential | F4 | Industrial | Industrial - WA | New | Process | Natural Gas | Process Boiler - Insulate Steam Lines/Condensate Tank | A | Incremental Energy Savings (MWh or mTherms) | Achievable Technical Potential | 0 | 0 | 0 | 0 | 0 | 0 | 0 | 0 | 0 | 0 | 0 | 0 | 0 | 0 | 0 | 0 | 0 | 0 | 0 | 0 | 0 | 0 | 0 | 0 | 0 | 0 | 0
F5_Industrial_Industrial - WA_New_Process_Natural Gas_Process Boiler - Insulate Steam Lines/Condensate Tank_A_Achievable Technical Potential | F5 | Industrial | Industrial - WA | New | Process | Natural Gas | Process Boiler - Insulate Steam Lines/Condensate Tank | A | Incremental Summer Peak Savings (MW) | Achievable Technical Potential | 0 | 0 | 0 | 0 | 0 | 0 | 0 | 0 | 0 | 0 | 0 | 0 | 0 | 0 | 0 | 0 | 0 | 0 | 0 | 0 | 0 | 0 | 0 | 0 | 0 | 0 | 0
F6_Industrial_Industrial - WA_New_Process_Natural Gas_Process Boiler - Insulate Steam Lines/Condensate Tank_A_Achievable Technical Potential | F6 | Industrial | Industrial - WA | New | Process | Natural Gas | Process Boiler - Insulate Steam Lines/Condensate Tank | A | Incremental Winter Peak Savings (MW) | Achievable Technical Potential | 0 | 0 | 0 | 0 | 0 | 0 | 0 | 0 | 0 | 0 | 0 | 0 | 0 | 0 | 0 | 0 | 0 | 0 | 0 | 0 | 0 | 0 | 0 | 0 | 0 | 0 | 0
F7_Industrial_Industrial - WA_New_Process_Natural Gas_Process Boiler - Insulate Steam Lines/Condensate Tank_A_Achievable Technical Potential | F7 | Industrial | Industrial - WA | New | Process | Natural Gas | Process Boiler - Insulate Steam Lines/Condensate Tank | A | Cumulative Energy Savings (MWh or mTherms) | Achievable Technical Potential | 0 | 0 | 0 | 0 | 0 | 0 | 0 | 0 | 0 | 0 | 0 | 0 | 0 | 0 | 0 | 0 | 0 | 0 | 0 | 0 | 0 | 0 | 0 | 0 | 0 | 0 | 0
F8_Industrial_Industrial - WA_New_Process_Natural Gas_Process Boiler - Insulate Steam Lines/Condensate Tank_A_Achievable Technical Potential | F8 | Industrial | Industrial - WA | New | Process | Natural Gas | Process Boiler - Insulate Steam Lines/Condensate Tank | A | Cumulative Summer Peak Savings (MW) | Achievable Technical Potential | 0 | 0 | 0 | 0 | 0 | 0 | 0 | 0 | 0 | 0 | 0 | 0 | 0 | 0 | 0 | 0 | 0 | 0 | 0 | 0 | 0 | 0 | 0 | 0 | 0 | 0 | 0
F9_Industrial_Industrial - WA_New_Process_Natural Gas_Process Boiler - Insulate Steam Lines/Condensate Tank_A_Achievable Technical Potential | F9 | Industrial | Industrial - WA | New | Process | Natural Gas | Process Boiler - Insulate Steam Lines/Condensate Tank | A | Cumulative Winter Peak Savings (MW) | Achievable Technical Potential | 0 | 0 | 0 | 0 | 0 | 0 | 0 | 0 | 0 | 0 | 0 | 0 | 0 | 0 | 0 | 0 | 0 | 0 | 0 | 0 | 0 | 0 | 0 | 0 | 0 | 0 | 0
F10_Industrial_Industrial - WA_New_Process_Natural Gas_Process Boiler - Insulate Steam Lines/Condensate Tank_A_Achievable Technical Potential | F10 | Industrial | Industrial - WA | New | Process | Natural Gas | Process Boiler - Insulate Steam Lines/Condensate Tank | A | Purchases (Incremental) | Achievable Technical Potential | 0 | 0 | 0 | 0 | 0 | 0 | 0 | 0 | 0 | 0 | 0 | 0 | 0 | 0 | 0 | 0 | 0 | 0 | 0 | 0 | 0 | 0 | 0 | 0 | 0 | 0 | 0
F11_Industrial_Industrial - WA_New_Process_Natural Gas_Process Boiler - Insulate Steam Lines/Condensate Tank_A_Achievable Technical Potential | F11 | Industrial | Industrial - WA | New | Process | Natural Gas | Process Boiler - Insulate Steam Lines/Condensate Tank | A | Purchases (Cumulative) | Achievable Technical Potential | 0 | 0 | 0 | 0 | 0 | 0 | 0 | 0 | 0 | 0 | 0 | 0 | 0 | 0 | 0 | 0 | 0 | 0 | 0 | 0 | 0 | 0 | 0 | 0 | 0 | 0 | 0
F1_Industrial_Industrial - WA_New_Process_Natural Gas_Process Boiler - Stack Economizer_A_Achievable Technical Potential | F1 | Industrial | Industrial - WA | New | Process | Natural Gas | Process Boiler - Stack Economizer | A | Integrated Unit Energy Savings (kWh or therms) | Achievable Technical Potential | 0 | 0 | 7.5986 | 7.5981 | 7.5975 | 7.597 | 7.5961 | 7.5948 | 7.5932 | 7.5913 | 7.5894 | 7.5875 | 7.5858 | 7.5845 | 7.5835 | 7.5829 | 7.5826 | 7.5825 | 7.5827 | 7.5829 | 7.5833 | 7.5837 | 7.5842 | 7.5846 | 7.585 | 7.5853 | 7.5856
F2_Industrial_Industrial - WA_New_Process_Natural Gas_Process Boiler - Stack Economizer_A_Achievable Technical Potential | F2 | Industrial | Industrial - WA | New | Process | Natural Gas | Process Boiler - Stack Economizer | A | Integrated Unit Summer Peak Savings (kW) | Achievable Technical Potential | 0 | 0 | 0 | 0 | 0 | 0 | 0 | 0 | 0 | 0 | 0 | 0 | 0 | 0 | 0 | 0 | 0 | 0 | 0 | 0 | 0 | 0 | 0 | 0 | 0 | 0 | 0
F3_Industrial_Industrial - WA_New_Process_Natural Gas_Process Boiler - Stack Economizer_A_Achievable Technical Potential | F3 | Industrial | Industrial - WA | New | Process | Natural Gas | Process Boiler - Stack Economizer | A | Integrated Unit Winter Peak Savings (kW) | Achievable Technical Potential | 0 | 0 | 0 | 0 | 0 | 0 | 0 | 0 | 0 | 0 | 0 | 0 | 0 | 0 | 0 | 0 | 0 | 0 | 0 | 0 | 0 | 0 | 0 | 0 | 0 | 0 | 0
F4_Industrial_Industrial - WA_New_Process_Natural Gas_Process Boiler - Stack Economizer_A_Achievable Technical Potential | F4 | Industrial | Industrial - WA | New | Process | Natural Gas | Process Boiler - Stack Economizer | A | Incremental Energy Savings (MWh or mTherms) | Achievable Technical Potential | 0 | 0 | 0.13912 | 0.18527 | 0.22152 | 0.25093 | 0.27118 | 0.26196 | 0.22363 | 0.18996 | 0.16065 | 0.13534 | 0.11364 | 0.095138 | 0.079435 | 0.066165 | 0.054992 | 0 | 0 | 0 | 0 | 0 | 0 | 0 | 0 | 0 | 0
F5_Industrial_Industrial - WA_New_Process_Natural Gas_Process Boiler - Stack Economizer_A_Achievable Technical Potential | F5 | Industrial | Industrial - WA | New | Process | Natural Gas | Process Boiler - Stack Economizer | A | Incremental Summer Peak Savings (MW) | Achievable Technical Potential | 0 | 0 | 0 | 0 | 0 | 0 | 0 | 0 | 0 | 0 | 0 | 0 | 0 | 0 | 0 | 0 | 0 | 0 | 0 | 0 | 0 | 0 | 0 | 0 | 0 | 0 | 0
F6_Industrial_Industrial - WA_New_Process_Natural Gas_Process Boiler - Stack Economizer_A_Achievable Technical Potential | F6 | Industrial | Industrial - WA | New | Process | Natural Gas | Process Boiler - Stack Economizer | A | Incremental Winter Peak Savings (MW) | Achievable Technical Potential | 0 | 0 | 0 | 0 | 0 | 0 | 0 | 0 | 0 | 0 | 0 | 0 | 0 | 0 | 0 | 0 | 0 | 0 | 0 | 0 | 0 | 0 | 0 | 0 | 0 | 0 | 0
F7_Industrial_Industrial - WA_New_Process_Natural Gas_Process Boiler - Stack Economizer_A_Achievable Technical Potential | F7 | Industrial | Industrial - WA | New | Process | Natural Gas | Process Boiler - Stack Economizer | A | Cumulative Energy Savings (MWh or mTherms) | Achievable Technical Potential | 0 | 0 | 0.13912 | 0.32438 | 0.54588 | 0.79677 | 1.0679 | 1.3296 | 1.553 | 1.7426 | 1.9028 | 2.0376 | 2.1508 | 2.2456 | 2.3247 | 2.3907 | 2.4456 | 2.4456 | 2.4456 | 2.4457 | 2.4458 | 2.446 | 2.4461 | 2.4462 | 2.4464 | 2.4465 | 2.4466
F8_Industrial_Industrial - WA_New_Process_Natural Gas_Process Boiler - Stack Economizer_A_Achievable Technical Potential | F8 | Industrial | Industrial - WA | New | Process | Natural Gas | Process Boiler - Stack Economizer | A | Cumulative Summer Peak Savings (MW) | Achievable Technical Potential | 0 | 0 | 0 | 0 | 0 | 0 | 0 | 0 | 0 | 0 | 0 | 0 | 0 | 0 | 0 | 0 | 0 | 0 | 0 | 0 | 0 | 0 | 0 | 0 | 0 | 0 | 0
F9_Industrial_Industrial - WA_New_Process_Natural Gas_Process Boiler - Stack Economizer_A_Achievable Technical Potential | F9 | Industrial | Industrial - WA | New | Process | Natural Gas | Process Boiler - Stack Economizer | A | Cumulative Winter Peak Savings (MW) | Achievable Technical Potential | 0 | 0 | 0 | 0 | 0 | 0 | 0 | 0 | 0 | 0 | 0 | 0 | 0 | 0 | 0 | 0 | 0 | 0 | 0 | 0 | 0 | 0 | 0 | 0 | 0 | 0 | 0
F10_Industrial_Industrial - WA_New_Process_Natural Gas_Process Boiler - Stack Economizer_A_Achievable Technical Potential | F10 | Industrial | Industrial - WA | New | Process | Natural Gas | Process Boiler - Stack Economizer | A | Purchases (Incremental) | Achievable Technical Potential | 0 | 0 | 18.309 | 24.3832 | 29.1568 | 33.0302 | 35.7003 | 34.4927 | 29.4521 | 25.0228 | 21.1674 | 17.8377 | 14.9809 | 12.5438 | 10.4747 | 8.7255 | 7.2524 | 0 | 0 | 0 | 0 | 0 | 0 | 0 | 0 | 0 | 0
F11_Industrial_Industrial - WA_New_Process_Natural Gas_Process Boiler - Stack Economizer_A_Achievable Technical Potential | F11 | Industrial | Industrial - WA | New | Process | Natural Gas | Process Boiler - Stack Economizer | A | Purchases (Cumulative) | Achievable Technical Potential | 0 | 0 | 18.309 | 42.6923 | 71.849 | 104.8792 | 140.5795 | 175.0722 | 204.5243 | 229.5471 | 250.7145 | 268.5522 | 283.5332 | 296.0769 | 306.5516 | 315.2771 | 322.5295 | 322.5295 | 322.5295 | 322.5295 | 322.5295 | 322.5295 | 322.5295 | 322.5295 | 322.5295 | 322.5295 | 322.5295
F1_Industrial_Industrial - WA_New_Process_Natural Gas_Process Boiler - Steam Trap Replacement_A_Achievable Technical Potential | F1 | Industrial | Industrial - WA | New | Process | Natural Gas | Process Boiler - Steam Trap Replacement | A | Integrated Unit Energy Savings (kWh or therms) | Achievable Technical Potential | 0 | 0 | 253514.0926 | 253514.0926 | 253514.0926 | 253514.0926 | 253514.0926 | 253514.0926 | 253514.0926 | 253514.0926 | 253514.0926 | 253514.0926 | 253514.0926 | 253514.0926 | 253514.0926 | 253514.0926 | 253514.0926 | 253514.0926 | 253514.0926 | 253514.0926 | 253514.0926 | 253514.0926 | 253514.0926 | 253514.0926 | 253514.0926 | 253514.0926 | 253514.0926
F2_Industrial_Industrial - WA_New_Process_Natural Gas_Process Boiler - Steam Trap Replacement_A_Achievable Technical Potential | F2 | Industrial | Industrial - WA | New | Process | Natural Gas | Process Boiler - Steam Trap Replacement | A | Integrated Unit Summer Peak Savings (kW) | Achievable Technical Potential | 0 | 0 | 0 | 0 | 0 | 0 | 0 | 0 | 0 | 0 | 0 | 0 | 0 | 0 | 0 | 0 | 0 | 0 | 0 | 0 | 0 | 0 | 0 | 0 | 0 | 0 | 0
F3_Industrial_Industrial - WA_New_Process_Natural Gas_Process Boiler - Steam Trap Replacement_A_Achievable Technical Potential | F3 | Industrial | Industrial - WA | New | Process | Natural Gas | Process Boiler - Steam Trap Replacement | A | Integrated Unit Winter Peak Savings (kW) | Achievable Technical Potential | 0 | 0 | 0 | 0 | 0 | 0 | 0 | 0 | 0 | 0 | 0 | 0 | 0 | 0 | 0 | 0 | 0 | 0 | 0 | 0 | 0 | 0 | 0 | 0 | 0 | 0 | 0
F4_Industrial_Industrial - WA_New_Process_Natural Gas_Process Boiler - Steam Trap Replacement_A_Achievable Technical Potential | F4 | Industrial | Industrial - WA | New | Process | Natural Gas | Process Boiler - Steam Trap Replacement | A | Incremental Energy Savings (MWh or mTherms) | Achievable Technical Potential | 0 | 0 | 0.0018653 | 0.0024841 | 0.0029704 | 0.003365 | 0.003637 | 0.0039045 | 0.0023021 | 0.0019417 | 0.0017094 | 0.0015646 | 0.0015381 | 0.0015121 | 0.0014865 | 0.0014614 | 0.0014367 | 0.0014124 | 0.0013885 | 0.0013651 | 0 | 0 | 0 | 0 | 0 | 0 | 0
F5_Industrial_Industrial - WA_New_Process_Natural Gas_Process Boiler - Steam Trap Replacement_A_Achievable Technical Potential | F5 | Industrial | Industrial - WA | New | Process | Natural Gas | Process Boiler - Steam Trap Replacement | A | Incremental Summer Peak Savings (MW) | Achievable Technical Potential | 0 | 0 | 0 | 0 | 0 | 0 | 0 | 0 | 0 | 0 | 0 | 0 | 0 | 0 | 0 | 0 | 0 | 0 | 0 | 0 | 0 | 0 | 0 | 0 | 0 | 0 | 0
F6_Industrial_Industrial - WA_New_Process_Natural Gas_Process Boiler - Steam Trap Replacement_A_Achievable Technical Potential | F6 | Industrial | Industrial - WA | New | Process | Natural Gas | Process Boiler - Steam Trap Replacement | A | Incremental Winter Peak Savings (MW) | Achievable Technical Potential | 0 | 0 | 0 | 0 | 0 | 0 | 0 | 0 | 0 | 0 | 0 | 0 | 0 | 0 | 0 | 0 | 0 | 0 | 0 | 0 | 0 | 0 | 0 | 0 | 0 | 0 | 0
F7_Industrial_Industrial - WA_New_Process_Natural Gas_Process Boiler - Steam Trap Replacement_A_Achievable Technical Potential | F7 | Industrial | Industrial - WA | New | Process | Natural Gas | Process Boiler - Steam Trap Replacement | A | Cumulative Energy Savings (MWh or mTherms) | Achievable Technical Potential | 0 | 0 | 0.0018653 | 0.0043494 | 0.0073198 | 0.010685 | 0.014322 | 0.018226 | 0.020528 | 0.02247 | 0.02418 | 0.025744 | 0.027282 | 0.028794 | 0.030281 | 0.031742 | 0.033179 | 0.034591 | 0.03598 | 0.037345 | 0.037345 | 0.037345 | 0.037345 | 0.037345 | 0.037345 | 0.037345 | 0.037345
F8_Industrial_Industrial - WA_New_Process_Natural Gas_Process Boiler - Steam Trap Replacement_A_Achievable Technical Potential | F8 | Industrial | Industrial - WA | New | Process | Natural Gas | Process Boiler - Steam Trap Replacement | A | Cumulative Summer Peak Savings (MW) | Achievable Technical Potential | 0 | 0 | 0 | 0 | 0 | 0 | 0 | 0 | 0 | 0 | 0 | 0 | 0 | 0 | 0 | 0 | 0 | 0 | 0 | 0 | 0 | 0 | 0 | 0 | 0 | 0 | 0
F9_Industrial_Industrial - WA_New_Process_Natural Gas_Process Boiler - Steam Trap Replacement_A_Achievable Technical Potential | F9 | Industrial | Industrial - WA | New | Process | Natural Gas | Process Boiler - Steam Trap Replacement | A | Cumulative Winter Peak Savings (MW) | Achievable Technical Potential | 0 | 0 | 0 | 0 | 0 | 0 | 0 | 0 | 0 | 0 | 0 | 0 | 0 | 0 | 0 | 0 | 0 | 0 | 0 | 0 | 0 | 0 | 0 | 0 | 0 | 0 | 0
F10_Industrial_Industrial - WA_New_Process_Natural Gas_Process Boiler - Steam Trap Replacement_A_Achievable Technical Potential | F10 | Industrial | Industrial - WA | New | Process | Natural Gas | Process Boiler - Steam Trap Replacement | A | Purchases (Incremental) | Achievable Technical Potential | 0 | 0 | 7.3577e-06 | 9.7986e-06 | 1.1717e-05 | 1.3273e-05 | 1.4347e-05 | 1.5401e-05 | 9.0807e-06 | 7.6591e-06 | 6.743e-06 | 6.1716e-06 | 6.0672e-06 | 5.9645e-06 | 5.8636e-06 | 5.7644e-06 | 5.6669e-06 | 5.5712e-06 | 5.477e-06 | 5.3845e-06 | 0 | 0 | 0 | 0 | 0 | 0 | 0
F11_Industrial_Industrial - WA_New_Process_Natural Gas_Process Boiler - Steam Trap Replacement_A_Achievable Technical Potential | F11 | Industrial | Industrial - WA | New | Process | Natural Gas | Process Boiler - Steam Trap Replacement | A | Purchases (Cumulative) | Achievable Technical Potential | 0 | 0 | 7.3577e-06 | 1.7156e-05 | 2.8873e-05 | 4.2147e-05 | 5.6493e-05 | 7.1895e-05 | 8.0975e-05 | 8.8634e-05 | 9.5377e-05 | 0.00010155 | 0.00010762 | 0.00011358 | 0.00011944 | 0.00012521 | 0.00013088 | 0.00013645 | 0.00014192 | 0.00014731 | 0.00014731 | 0.00014731 | 0.00014731 | 0.00014731 | 0.00014731 | 0.00014731 | 0.00014731
F1_Industrial_Industrial - WA_New_Process_Natural Gas_Process Boiler - Maintenance_A_Achievable Technical Potential | F1 | Industrial | Industrial - WA | New | Process | Natural Gas | Process Boiler - Maintenance | A | Integrated Unit Energy Savings (kWh or therms) | Achievable Technical Potential | 0 | 0 | 4.7495 | 4.7494 | 4.7491 | 4.7487 | 4.7481 | 4.7473 | 4.7462 | 4.745 | 4.7438 | 4.7426 | 4.7415 | 4.7407 | 4.7401 | 4.7397 | 4.7395 | 4.7394 | 4.7395 | 4.7396 | 4.7399 | 4.7401 | 4.7404 | 4.7406 | 4.7409 | 4.7411 | 4.7413
F2_Industrial_Industrial - WA_New_Process_Natural Gas_Process Boiler - Maintenance_A_Achievable Technical Potential | F2 | Industrial | Industrial - WA | New | Process | Natural Gas | Process Boiler - Maintenance | A | Integrated Unit Summer Peak Savings (kW) | Achievable Technical Potential | 0 | 0 | 0 | 0 | 0 | 0 | 0 | 0 | 0 | 0 | 0 | 0 | 0 | 0 | 0 | 0 | 0 | 0 | 0 | 0 | 0 | 0 | 0 | 0 | 0 | 0 | 0
F3_Industrial_Industrial - WA_New_Process_Natural Gas_Process Boiler - Maintenance_A_Achievable Technical Potential | F3 | Industrial | Industrial - WA | New | Process | Natural Gas | Process Boiler - Maintenance | A | Integrated Unit Winter Peak Savings (kW) | Achievable Technical Potential | 0 | 0 | 0 | 0 | 0 | 0 | 0 | 0 | 0 | 0 | 0 | 0 | 0 | 0 | 0 | 0 | 0 | 0 | 0 | 0 | 0 | 0 | 0 | 0 | 0 | 0 | 0
F4_Industrial_Industrial - WA_New_Process_Natural Gas_Process Boiler - Maintenance_A_Achievable Technical Potential | F4 | Industrial | Industrial - WA | New | Process | Natural Gas | Process Boiler - Maintenance | A | Incremental Energy Savings (MWh or mTherms) | Achievable Technical Potential | 0 | 0 | 0.021983 | 0.02052 | 0.016985 | 0 | 0 | 0 | 0 | 0 | 0 | 0 | 0 | 0 | 0 | 0 | 0 | 0 | 0 | 0 | 0 | 0 | 0 | 0 | 0 | 0 | 0
F5_Industrial_Industrial - WA_New_Process_Natural Gas_Process Boiler - Maintenance_A_Achievable Technical Potential | F5 | Industrial | Industrial - WA | New | Process | Natural Gas | Process Boiler - Maintenance | A | Incremental Summer Peak Savings (MW) | Achievable Technical Potential | 0 | 0 | 0 | 0 | 0 | 0 | 0 | 0 | 0 | 0 | 0 | 0 | 0 | 0 | 0 | 0 | 0 | 0 | 0 | 0 | 0 | 0 | 0 | 0 | 0 | 0 | 0
F6_Industrial_Industrial - WA_New_Process_Natural Gas_Process Boiler - Maintenance_A_Achievable Technical Potential | F6 | Industrial | Industrial - WA | New | Process | Natural Gas | Process Boiler - Maintenance | A | Incremental Winter Peak Savings (MW) | Achievable Technical Potential | 0 | 0 | 0 | 0 | 0 | 0 | 0 | 0 | 0 | 0 | 0 | 0 | 0 | 0 | 0 | 0 | 0 | 0 | 0 | 0 | 0 | 0 | 0 | 0 | 0 | 0 | 0
F7_Industrial_Industrial - WA_New_Process_Natural Gas_Process Boiler - Maintenance_A_Achievable Technical Potential | F7 | Industrial | Industrial - WA | New | Process | Natural Gas | Process Boiler - Maintenance | A | Cumulative Energy Savings (MWh or mTherms) | Achievable Technical Potential | 0 | 0 | 0.021983 | 0.042502 | 0.059486 | 0.059481 | 0.059473 | 0.059462 | 0.059449 | 0.059434 | 0.059419 | 0.059404 | 0.05939 | 0.05938 | 0.059372 | 0.059367 | 0.059364 | 0.059364 | 0.059365 | 0.059367 | 0.059369 | 0.059373 | 0.059376 | 0.059379 | 0.059382 | 0.059385 | 0.059387
F8_Industrial_Industrial - WA_New_Process_Natural Gas_Process Boiler - Maintenance_A_Achievable Technical Potential | F8 | Industrial | Industrial - WA | New | Process | Natural Gas | Process Boiler - Maintenance | A | Cumulative Summer Peak Savings (MW) | Achievable Technical Potential | 0 | 0 | 0 | 0 | 0 | 0 | 0 | 0 | 0 | 0 | 0 | 0 | 0 | 0 | 0 | 0 | 0 | 0 | 0 | 0 | 0 | 0 | 0 | 0 | 0 | 0 | 0
F9_Industrial_Industrial - WA_New_Process_Natural Gas_Process Boiler - Maintenance_A_Achievable Technical Potential | F9 | Industrial | Industrial - WA | New | Process | Natural Gas | Process Boiler - Maintenance | A | Cumulative Winter Peak Savings (MW) | Achievable Technical Potential | 0 | 0 | 0 | 0 | 0 | 0 | 0 | 0 | 0 | 0 | 0 | 0 | 0 | 0 | 0 | 0 | 0 | 0 | 0 | 0 | 0 | 0 | 0 | 0 | 0 | 0 | 0
F10_Industrial_Industrial - WA_New_Process_Natural Gas_Process Boiler - Maintenance_A_Achievable Technical Potential | F10 | Industrial | Industrial - WA | New | Process | Natural Gas | Process Boiler - Maintenance | A | Purchases (Incremental) | Achievable Technical Potential | 0 | 0 | 4.6285 | 4.3205 | 3.5765 | 0 | 0 | 0 | 0 | 0 | 0 | 0 | 0 | 0 | 0 | 0 | 0 | 0 | 0 | 0 | 0 | 0 | 0 | 0 | 0 | 0 | 0
F11_Industrial_Industrial - WA_New_Process_Natural Gas_Process Boiler - Maintenance_A_Achievable Technical Potential | F11 | Industrial | Industrial - WA | New | Process | Natural Gas | Process Boiler - Maintenance | A | Purchases (Cumulative) | Achievable Technical Potential | 0 | 0 | 4.6285 | 8.9491 | 12.5256 | 12.5256 | 12.5256 | 12.5256 | 12.5256 | 12.5256 | 12.5256 | 12.5256 | 12.5256 | 12.5256 | 12.5256 | 12.5256 | 12.5256 | 12.5256 | 12.5256 | 12.5256 | 12.5256 | 12.5256 | 12.5256 | 12.5256 | 12.5256 | 12.5256 | 12.5256
F1_Industrial_Industrial - WA_New_Process_Natural Gas_Process - Heat Recovery_A_Achievable Technical Potential | F1 | Industrial | Industrial - WA | New | Process | Natural Gas | Process - Heat Recovery | A | Integrated Unit Energy Savings (kWh or therms) | Achievable Technical Potential | 0 | 0 | 0.70904 | 0.70871 | 0.7084 | 0.70808 | 0.70771 | 0.70735 | 0.70703 | 0.70675 | 0.70651 | 0.7063 | 0.70613 | 0.70601 | 0.70594 | 0.70591 | 0.70591 | 0.70598 | 0.70605 | 0.70614 | 0.70623 | 0.70632 | 0.70641 | 0.70649 | 0.70657 | 0.70664 | 0.70671
F2_Industrial_Industrial - WA_New_Process_Natural Gas_Process - Heat Recovery_A_Achievable Technical Potential | F2 | Industrial | Industrial - WA | New | Process | Natural Gas | Process - Heat Recovery | A | Integrated Unit Summer Peak Savings (kW) | Achievable Technical Potential | 0 | 0 | 0 | 0 | 0 | 0 | 0 | 0 | 0 | 0 | 0 | 0 | 0 | 0 | 0 | 0 | 0 | 0 | 0 | 0 | 0 | 0 | 0 | 0 | 0 | 0 | 0
F3_Industrial_Industrial - WA_New_Process_Natural Gas_Process - Heat Recovery_A_Achievable Technical Potential | F3 | Industrial | Industrial - WA | New | Process | Natural Gas | Process - Heat Recovery | A | Integrated Unit Winter Peak Savings (kW) | Achievable Technical Potential | 0 | 0 | 0 | 0 | 0 | 0 | 0 | 0 | 0 | 0 | 0 | 0 | 0 | 0 | 0 | 0 | 0 | 0 | 0 | 0 | 0 | 0 | 0 | 0 | 0 | 0 | 0
F4_Industrial_Industrial - WA_New_Process_Natural Gas_Process - Heat Recovery_A_Achievable Technical Potential | F4 | Industrial | Industrial - WA | New | Process | Natural Gas | Process - Heat Recovery | A | Incremental Energy Savings (MWh or mTherms) | Achievable Technical Potential | 0 | 0 | 1.5022 | 1.9996 | 2.39 | 2.7063 | 2.9236 | 3.1369 | 3.3467 | 3.5528 | 3.7554 | 3.9547 | 4.1507 | 4.3436 | 4.5334 | 4.7202 | 4.9041 | 5.0854 | 5.2638 | 5.4392 | 5.6117 | 5.7815 | 0 | 0 | 0 | 0 | 0
F5_Industrial_Industrial - WA_New_Process_Natural Gas_Process - Heat Recovery_A_Achievable Technical Potential | F5 | Industrial | Industrial - WA | New | Process | Natural Gas | Process - Heat Recovery | A | Incremental Summer Peak Savings (MW) | Achievable Technical Potential | 0 | 0 | 0 | 0 | 0 | 0 | 0 | 0 | 0 | 0 | 0 | 0 | 0 | 0 | 0 | 0 | 0 | 0 | 0 | 0 | 0 | 0 | 0 | 0 | 0 | 0 | 0
F6_Industrial_Industrial - WA_New_Process_Natural Gas_Process - Heat Recovery_A_Achievable Technical Potential | F6 | Industrial | Industrial - WA | New | Process | Natural Gas | Process - Heat Recovery | A | Incremental Winter Peak Savings (MW) | Achievable Technical Potential | 0 | 0 | 0 | 0 | 0 | 0 | 0 | 0 | 0 | 0 | 0 | 0 | 0 | 0 | 0 | 0 | 0 | 0 | 0 | 0 | 0 | 0 | 0 | 0 | 0 | 0 | 0
F7_Industrial_Industrial - WA_New_Process_Natural Gas_Process - Heat Recovery_A_Achievable Technical Potential | F7 | Industrial | Industrial - WA | New | Process | Natural Gas | Process - Heat Recovery | A | Cumulative Energy Savings (MWh or mTherms) | Achievable Technical Potential | 0 | 0 | 1.5022 | 3.5011 | 5.8896 | 8.5933 | 11.5123 | 14.6434 | 17.9836 | 21.5293 | 25.2772 | 29.2244 | 33.3682 | 37.7061 | 42.2355 | 46.9538 | 51.8582 | 56.9485 | 62.2186 | 67.6652 | 73.2856 | 79.0765 | 79.0865 | 79.0957 | 79.1043 | 79.1123 | 79.1199
F8_Industrial_Industrial - WA_New_Process_Natural Gas_Process - Heat Recovery_A_Achievable Technical Potential | F8 | Industrial | Industrial - WA | New | Process | Natural Gas | Process - Heat Recovery | A | Cumulative Summer Peak Savings (MW) | Achievable Technical Potential | 0 | 0 | 0 | 0 | 0 | 0 | 0 | 0 | 0 | 0 | 0 | 0 | 0 | 0 | 0 | 0 | 0 | 0 | 0 | 0 | 0 | 0 | 0 | 0 | 0 | 0 | 0
F9_Industrial_Industrial - WA_New_Process_Natural Gas_Process - Heat Recovery_A_Achievable Technical Potential | F9 | Industrial | Industrial - WA | New | Process | Natural Gas | Process - Heat Recovery | A | Cumulative Winter Peak Savings (MW) | Achievable Technical Potential | 0 | 0 | 0 | 0 | 0 | 0 | 0 | 0 | 0 | 0 | 0 | 0 | 0 | 0 | 0 | 0 | 0 | 0 | 0 | 0 | 0 | 0 | 0 | 0 | 0 | 0 | 0
F10_Industrial_Industrial - WA_New_Process_Natural Gas_Process - Heat Recovery_A_Achievable Technical Potential | F10 | Industrial | Industrial - WA | New | Process | Natural Gas | Process - Heat Recovery | A | Purchases (Incremental) | Achievable Technical Potential | 0 | 0 | 2118.6253 | 2821.4983 | 3373.8669 | 3822.076 | 4131.051 | 4434.7913 | 4733.3871 | 5026.9271 | 5315.4985 | 5599.1871 | 5878.077 | 6152.2509 | 6421.7903 | 6686.7751 | 6947.2837 | 7203.3934 | 7455.1801 | 7702.7183 | 7946.0813 | 8185.3411 | 0 | 0 | 0 | 0 | 0
F11_Industrial_Industrial - WA_New_Process_Natural Gas_Process - Heat Recovery_A_Achievable Technical Potential | F11 | Industrial | Industrial - WA | New | Process | Natural Gas | Process - Heat Recovery | A | Purchases (Cumulative) | Achievable Technical Potential | 0 | 0 | 2118.6253 | 4940.1236 | 8313.9906 | 12136.0666 | 16267.1176 | 20701.9089 | 25435.2959 | 30462.223 | 35777.7215 | 41376.9086 | 47254.9856 | 53407.2365 | 59829.0269 | 66515.8019 | 73463.0856 | 80666.4791 | 88121.6592 | 95824.3775 | 103770.4588 | 111955.7999 | 111955.7999 | 111955.7999 | 111955.7999 | 111955.7999 | 111955.7999
F1_Industrial_Industrial - WA_New_Space Heating_Natural Gas_Strategic Energy Management_A_Achievable Technical Potential | F1 | Industrial | Industrial - WA | New | Space Heating | Natural Gas | Strategic Energy Management | A | Integrated Unit Energy Savings (kWh or therms) | Achievable Technical Potential | 0 | 0 | 0.0282 | 0.027858 | 0.027605 | 0.027404 | 0.027241 | 0.027116 | 0.027017 | 0.026933 | 0.026858 | 0.026792 | 0.026734 | 0.026684 | 0.026638 | 0.026594 | 0.026551 | 0.02652 | 0.026488 | 0.026439 | 0.026377 | 0.026312 | 0.026263 | 0.026211 | 0.02616 | 0.02611 | 0.026069
F2_Industrial_Industrial - WA_New_Space Heating_Natural Gas_Strategic Energy Management_A_Achievable Technical Potential | F2 | Industrial | Industrial - WA | New | Space Heating | Natural Gas | Strategic Energy Management | A | Integrated Unit Summer Peak Savings (kW) | Achievable Technical Potential | 0 | 0 | 0 | 0 | 0 | 0 | 0 | 0 | 0 | 0 | 0 | 0 | 0 | 0 | 0 | 0 | 0 | 0 | 0 | 0 | 0 | 0 | 0 | 0 | 0 | 0 | 0
F3_Industrial_Industrial - WA_New_Space Heating_Natural Gas_Strategic Energy Management_A_Achievable Technical Potential | F3 | Industrial | Industrial - WA | New | Space Heating | Natural Gas | Strategic Energy Management | A | Integrated Unit Winter Peak Savings (kW) | Achievable Technical Potential | 0 | 0 | 0 | 0 | 0 | 0 | 0 | 0 | 0 | 0 | 0 | 0 | 0 | 0 | 0 | 0 | 0 | 0 | 0 | 0 | 0 | 0 | 0 | 0 | 0 | 0 | 0
F4_Industrial_Industrial - WA_New_Space Heating_Natural Gas_Strategic Energy Management_A_Achievable Technical Potential | F4 | Industrial | Industrial - WA | New | Space Heating | Natural Gas | Strategic Energy Management | A | Incremental Energy Savings (MWh or mTherms) | Achievable Technical Potential | 0 | 0 | 0 | 0 | 0 | 0 | 0 | 0 | 0 | 0 | 0 | 0 | 0 | 0 | 0 | 0 | 0 | 0 | 0 | 0 | 0 | 0 | 0 | 0 | 0 | 0 | 0
F5_Industrial_Industrial - WA_New_Space Heating_Natural Gas_Strategic Energy Management_A_Achievable Technical Potential | F5 | Industrial | Industrial - WA | New | Space Heating | Natural Gas | Strategic Energy Management | A | Incremental Summer Peak Savings (MW) | Achievable Technical Potential | 0 | 0 | 0 | 0 | 0 | 0 | 0 | 0 | 0 | 0 | 0 | 0 | 0 | 0 | 0 | 0 | 0 | 0 | 0 | 0 | 0 | 0 | 0 | 0 | 0 | 0 | 0
F6_Industrial_Industrial - WA_New_Space Heating_Natural Gas_Strategic Energy Management_A_Achievable Technical Potential | F6 | Industrial | Industrial - WA | New | Space Heating | Natural Gas | Strategic Energy Management | A | Incremental Winter Peak Savings (MW) | Achievable Technical Potential | 0 | 0 | 0 | 0 | 0 | 0 | 0 | 0 | 0 | 0 | 0 | 0 | 0 | 0 | 0 | 0 | 0 | 0 | 0 | 0 | 0 | 0 | 0 | 0 | 0 | 0 | 0
F7_Industrial_Industrial - WA_New_Space Heating_Natural Gas_Strategic Energy Management_A_Achievable Technical Potential | F7 | Industrial | Industrial - WA | New | Space Heating | Natural Gas | Strategic Energy Management | A | Cumulative Energy Savings (MWh or mTherms) | Achievable Technical Potential | 0 | 0 | 0 | 0 | 0 | 0 | 0 | 0 | 0 | 0 | 0 | 0 | 0 | 0 | 0 | 0 | 0 | 0 | 0 | 0 | 0 | 0 | 0 | 0 | 0 | 0 | 0
F8_Industrial_Industrial - WA_New_Space Heating_Natural Gas_Strategic Energy Management_A_Achievable Technical Potential | F8 | Industrial | Industrial - WA | New | Space Heating | Natural Gas | Strategic Energy Management | A | Cumulative Summer Peak Savings (MW) | Achievable Technical Potential | 0 | 0 | 0 | 0 | 0 | 0 | 0 | 0 | 0 | 0 | 0 | 0 | 0 | 0 | 0 | 0 | 0 | 0 | 0 | 0 | 0 | 0 | 0 | 0 | 0 | 0 | 0
F9_Industrial_Industrial - WA_New_Space Heating_Natural Gas_Strategic Energy Management_A_Achievable Technical Potential | F9 | Industrial | Industrial - WA | New | Space Heating | Natural Gas | Strategic Energy Management | A | Cumulative Winter Peak Savings (MW) | Achievable Technical Potential | 0 | 0 | 0 | 0 | 0 | 0 | 0 | 0 | 0 | 0 | 0 | 0 | 0 | 0 | 0 | 0 | 0 | 0 | 0 | 0 | 0 | 0 | 0 | 0 | 0 | 0 | 0
F10_Industrial_Industrial - WA_New_Space Heating_Natural Gas_Strategic Energy Management_A_Achievable Technical Potential | F10 | Industrial | Industrial - WA | New | Space Heating | Natural Gas | Strategic Energy Management | A | Purchases (Incremental) | Achievable Technical Potential | 0 | 0 | 0 | 0 | 0 | 0 | 0 | 0 | 0 | 0 | 0 | 0 | 0 | 0 | 0 | 0 | 0 | 0 | 0 | 0 | 0 | 0 | 0 | 0 | 0 | 0 | 0
F11_Industrial_Industrial - WA_New_Space Heating_Natural Gas_Strategic Energy Management_A_Achievable Technical Potential | F11 | Industrial | Industrial - WA | New | Space Heating | Natural Gas | Strategic Energy Management | A | Purchases (Cumulative) | Achievable Technical Potential | 0 | 0 | 0 | 0 | 0 | 0 | 0 | 0 | 0 | 0 | 0 | 0 | 0 | 0 | 0 | 0 | 0 | 0 | 0 | 0 | 0 | 0 | 0 | 0 | 0 | 0 | 0
F1_Industrial_Industrial - WA_New_Process_Natural Gas_Strategic Energy Management_A_Achievable Technical Potential | F1 | Industrial | Industrial - WA | New | Process | Natural Gas | Strategic Energy Management | A | Integrated Unit Energy Savings (kWh or therms) | Achievable Technical Potential | 0 | 0 | 0.11483 | 0.11427 | 0.11375 | 0.11323 | 0.11267 | 0.11213 | 0.11161 | 0.11111 | 0.11063 | 0.11016 | 0.10971 | 0.10927 | 0.10884 | 0.10841 | 0.108 | 0.1076 | 0.1072 | 0.10681 | 0.10641 | 0.10602 | 0.10628 | 0.10653 | 0.10676 | 0.10697 | 0.10718
F2_Industrial_Industrial - WA_New_Process_Natural Gas_Strategic Energy Management_A_Achievable Technical Potential | F2 | Industrial | Industrial - WA | New | Process | Natural Gas | Strategic Energy Management | A | Integrated Unit Summer Peak Savings (kW) | Achievable Technical Potential | 0 | 0 | 0 | 0 | 0 | 0 | 0 | 0 | 0 | 0 | 0 | 0 | 0 | 0 | 0 | 0 | 0 | 0 | 0 | 0 | 0 | 0 | 0 | 0 | 0 | 0 | 0
F3_Industrial_Industrial - WA_New_Process_Natural Gas_Strategic Energy Management_A_Achievable Technical Potential | F3 | Industrial | Industrial - WA | New | Process | Natural Gas | Strategic Energy Management | A | Integrated Unit Winter Peak Savings (kW) | Achievable Technical Potential | 0 | 0 | 0 | 0 | 0 | 0 | 0 | 0 | 0 | 0 | 0 | 0 | 0 | 0 | 0 | 0 | 0 | 0 | 0 | 0 | 0 | 0 | 0 | 0 | 0 | 0 | 0
F4_Industrial_Industrial - WA_New_Process_Natural Gas_Strategic Energy Management_A_Achievable Technical Potential | F4 | Industrial | Industrial - WA | New | Process | Natural Gas | Strategic Energy Management | A | Incremental Energy Savings (MWh or mTherms) | Achievable Technical Potential | 0 | 0 | 0 | 0 | 0 | 0 | 0 | 0 | 0 | 0 | 0 | 0 | 0 | 0 | 0 | 0 | 0 | 0 | 0 | 0 | 0 | 0 | 0 | 0 | 0 | 0 | 0
F5_Industrial_Industrial - WA_New_Process_Natural Gas_Strategic Energy Management_A_Achievable Technical Potential | F5 | Industrial | Industrial - WA | New | Process | Natural Gas | Strategic Energy Management | A | Incremental Summer Peak Savings (MW) | Achievable Technical Potential | 0 | 0 | 0 | 0 | 0 | 0 | 0 | 0 | 0 | 0 | 0 | 0 | 0 | 0 | 0 | 0 | 0 | 0 | 0 | 0 | 0 | 0 | 0 | 0 | 0 | 0 | 0
F6_Industrial_Industrial - WA_New_Process_Natural Gas_Strategic Energy Management_A_Achievable Technical Potential | F6 | Industrial | Industrial - WA | New | Process | Natural Gas | Strategic Energy Management | A | Incremental Winter Peak Savings (MW) | Achievable Technical Potential | 0 | 0 | 0 | 0 | 0 | 0 | 0 | 0 | 0 | 0 | 0 | 0 | 0 | 0 | 0 | 0 | 0 | 0 | 0 | 0 | 0 | 0 | 0 | 0 | 0 | 0 | 0
F7_Industrial_Industrial - WA_New_Process_Natural Gas_Strategic Energy Management_A_Achievable Technical Potential | F7 | Industrial | Industrial - WA | New | Process | Natural Gas | Strategic Energy Management | A | Cumulative Energy Savings (MWh or mTherms) | Achievable Technical Potential | 0 | 0 | 0 | 0 | 0 | 0 | 0 | 0 | 0 | 0 | 0 | 0 | 0 | 0 | 0 | 0 | 0 | 0 | 0 | 0 | 0 | 0 | 0 | 0 | 0 | 0 | 0
F8_Industrial_Industrial - WA_New_Process_Natural Gas_Strategic Energy Management_A_Achievable Technical Potential | F8 | Industrial | Industrial - WA | New | Process | Natural Gas | Strategic Energy Management | A | Cumulative Summer Peak Savings (MW) | Achievable Technical Potential | 0 | 0 | 0 | 0 | 0 | 0 | 0 | 0 | 0 | 0 | 0 | 0 | 0 | 0 | 0 | 0 | 0 | 0 | 0 | 0 | 0 | 0 | 0 | 0 | 0 | 0 | 0
F9_Industrial_Industrial - WA_New_Process_Natural Gas_Strategic Energy Management_A_Achievable Technical Potential | F9 | Industrial | Industrial - WA | New | Process | Natural Gas | Strategic Energy Management | A | Cumulative Winter Peak Savings (MW) | Achievable Technical Potential | 0 | 0 | 0 | 0 | 0 | 0 | 0 | 0 | 0 | 0 | 0 | 0 | 0 | 0 | 0 | 0 | 0 | 0 | 0 | 0 | 0 | 0 | 0 | 0 | 0 | 0 | 0
F10_Industrial_Industrial - WA_New_Process_Natural Gas_Strategic Energy Management_A_Achievable Technical Potential | F10 | Industrial | Industrial - WA | New | Process | Natural Gas | Strategic Energy Management | A | Purchases (Incremental) | Achievable Technical Potential | 0 | 0 | 0 | 0 | 0 | 0 | 0 | 0 | 0 | 0 | 0 | 0 | 0 | 0 | 0 | 0 | 0 | 0 | 0 | 0 | 0 | 0 | 0 | 0 | 0 | 0 | 0
F11_Industrial_Industrial - WA_New_Process_Natural Gas_Strategic Energy Management_A_Achievable Technical Potential | F11 | Industrial | Industrial - WA | New | Process | Natural Gas | Strategic Energy Management | A | Purchases (Cumulative) | Achievable Technical Potential | 0 | 0 | 0 | 0 | 0 | 0 | 0 | 0 | 0 | 0 | 0 | 0 | 0 | 0 | 0 | 0 | 0 | 0 | 0 | 0 | 0 | 0 | 0 | 0 | 0 | 0 | 0
F1_Industrial_Industrial - WA_New_Miscellaneous_Natural Gas_Strategic Energy Management_A_Achievable Technical Potential | F1 | Industrial | Industrial - WA | New | Miscellaneous | Natural Gas | Strategic Energy Management | A | Integrated Unit Energy Savings (kWh or therms) | Achievable Technical Potential | 0 | 0 | 0.025233 | 0.025233 | 0.025233 | 0.025233 | 0.025233 | 0.025233 | 0.025233 | 0.025233 | 0.025233 | 0.025233 | 0.025233 | 0.025233 | 0.025233 | 0.025233 | 0.025233 | 0.025233 | 0.025233 | 0.025233 | 0.025233 | 0.025233 | 0.025233 | 0.025233 | 0.025233 | 0.025233 | 0.025233
F2_Industrial_Industrial - WA_New_Miscellaneous_Natural Gas_Strategic Energy Management_A_Achievable Technical Potential | F2 | Industrial | Industrial - WA | New | Miscellaneous | Natural Gas | Strategic Energy Management | A | Integrated Unit Summer Peak Savings (kW) | Achievable Technical Potential | 0 | 0 | 0 | 0 | 0 | 0 | 0 | 0 | 0 | 0 | 0 | 0 | 0 | 0 | 0 | 0 | 0 | 0 | 0 | 0 | 0 | 0 | 0 | 0 | 0 | 0 | 0
F3_Industrial_Industrial - WA_New_Miscellaneous_Natural Gas_Strategic Energy Management_A_Achievable Technical Potential | F3 | Industrial | Industrial - WA | New | Miscellaneous | Natural Gas | Strategic Energy Management | A | Integrated Unit Winter Peak Savings (kW) | Achievable Technical Potential | 0 | 0 | 0 | 0 | 0 | 0 | 0 | 0 | 0 | 0 | 0 | 0 | 0 | 0 | 0 | 0 | 0 | 0 | 0 | 0 | 0 | 0 | 0 | 0 | 0 | 0 | 0
F4_Industrial_Industrial - WA_New_Miscellaneous_Natural Gas_Strategic Energy Management_A_Achievable Technical Potential | F4 | Industrial | Industrial - WA | New | Miscellaneous | Natural Gas | Strategic Energy Management | A | Incremental Energy Savings (MWh or mTherms) | Achievable Technical Potential | 0 | 0 | 0 | 0 | 0 | 0 | 0 | 0 | 0 | 0 | 0 | 0 | 0 | 0 | 0 | 0 | 0 | 0 | 0 | 0 | 0 | 0 | 0 | 0 | 0 | 0 | 0
F5_Industrial_Industrial - WA_New_Miscellaneous_Natural Gas_Strategic Energy Management_A_Achievable Technical Potential | F5 | Industrial | Industrial - WA | New | Miscellaneous | Natural Gas | Strategic Energy Management | A | Incremental Summer Peak Savings (MW) | Achievable Technical Potential | 0 | 0 | 0 | 0 | 0 | 0 | 0 | 0 | 0 | 0 | 0 | 0 | 0 | 0 | 0 | 0 | 0 | 0 | 0 | 0 | 0 | 0 | 0 | 0 | 0 | 0 | 0
F6_Industrial_Industrial - WA_New_Miscellaneous_Natural Gas_Strategic Energy Management_A_Achievable Technical Potential | F6 | Industrial | Industrial - WA | New | Miscellaneous | Natural Gas | Strategic Energy Management | A | Incremental Winter Peak Savings (MW) | Achievable Technical Potential | 0 | 0 | 0 | 0 | 0 | 0 | 0 | 0 | 0 | 0 | 0 | 0 | 0 | 0 | 0 | 0 | 0 | 0 | 0 | 0 | 0 | 0 | 0 | 0 | 0 | 0 | 0
F7_Industrial_Industrial - WA_New_Miscellaneous_Natural Gas_Strategic Energy Management_A_Achievable Technical Potential | F7 | Industrial | Industrial - WA | New | Miscellaneous | Natural Gas | Strategic Energy Management | A | Cumulative Energy Savings (MWh or mTherms) | Achievable Technical Potential | 0 | 0 | 0 | 0 | 0 | 0 | 0 | 0 | 0 | 0 | 0 | 0 | 0 | 0 | 0 | 0 | 0 | 0 | 0 | 0 | 0 | 0 | 0 | 0 | 0 | 0 | 0
F8_Industrial_Industrial - WA_New_Miscellaneous_Natural Gas_Strategic Energy Management_A_Achievable Technical Potential | F8 | Industrial | Industrial - WA | New | Miscellaneous | Natural Gas | Strategic Energy Management | A | Cumulative Summer Peak Savings (MW) | Achievable Technical Potential | 0 | 0 | 0 | 0 | 0 | 0 | 0 | 0 | 0 | 0 | 0 | 0 | 0 | 0 | 0 | 0 | 0 | 0 | 0 | 0 | 0 | 0 | 0 | 0 | 0 | 0 | 0
F9_Industrial_Industrial - WA_New_Miscellaneous_Natural Gas_Strategic Energy Management_A_Achievable Technical Potential | F9 | Industrial | Industrial - WA | New | Miscellaneous | Natural Gas | Strategic Energy Management | A | Cumulative Winter Peak Savings (MW) | Achievable Technical Potential | 0 | 0 | 0 | 0 | 0 | 0 | 0 | 0 | 0 | 0 | 0 | 0 | 0 | 0 | 0 | 0 | 0 | 0 | 0 | 0 | 0 | 0 | 0 | 0 | 0 | 0 | 0
F10_Industrial_Industrial - WA_New_Miscellaneous_Natural Gas_Strategic Energy Management_A_Achievable Technical Potential | F10 | Industrial | Industrial - WA | New | Miscellaneous | Natural Gas | Strategic Energy Management | A | Purchases (Incremental) | Achievable Technical Potential | 0 | 0 | 0 | 0 | 0 | 0 | 0 | 0 | 0 | 0 | 0 | 0 | 0 | 0 | 0 | 0 | 0 | 0 | 0 | 0 | 0 | 0 | 0 | 0 | 0 | 0 | 0
F11_Industrial_Industrial - WA_New_Miscellaneous_Natural Gas_Strategic Energy Management_A_Achievable Technical Potential | F11 | Industrial | Industrial - WA | New | Miscellaneous | Natural Gas | Strategic Energy Management | A | Purchases (Cumulative) | Achievable Technical Potential | 0 | 0 | 0 | 0 | 0 | 0 | 0 | 0 | 0 | 0 | 0 | 0 | 0 | 0 | 0 | 0 | 0 | 0 | 0 | 0 | 0 | 0 | 0 | 0 | 0 | 0 | 0
F1_Industrial_Industrial - WA_New_Space Heating_Natural Gas_Retrocommissioning_A_Achievable Technical Potential | F1 | Industrial | Industrial - WA | New | Space Heating | Natural Gas | Retrocommissioning | A | Integrated Unit Energy Savings (kWh or therms) | Achievable Technical Potential | 0 | 0 | 0.034623 | 0.034201 | 0.033889 | 0.033643 | 0.033443 | 0.033291 | 0.033169 | 0.033066 | 0.032974 | 0.032894 | 0.032823 | 0.032761 | 0.032705 | 0.032652 | 0.032599 | 0.032561 | 0.032521 | 0.032461 | 0.032386 | 0.032306 | 0.032246 | 0.032182 | 0.032119 | 0.032059 | 0.032008
F2_Industrial_Industrial - WA_New_Space Heating_Natural Gas_Retrocommissioning_A_Achievable Technical Potential | F2 | Industrial | Industrial - WA | New | Space Heating | Natural Gas | Retrocommissioning | A | Integrated Unit Summer Peak Savings (kW) | Achievable Technical Potential | 0 | 0 | 0 | 0 | 0 | 0 | 0 | 0 | 0 | 0 | 0 | 0 | 0 | 0 | 0 | 0 | 0 | 0 | 0 | 0 | 0 | 0 | 0 | 0 | 0 | 0 | 0
F3_Industrial_Industrial - WA_New_Space Heating_Natural Gas_Retrocommissioning_A_Achievable Technical Potential | F3 | Industrial | Industrial - WA | New | Space Heating | Natural Gas | Retrocommissioning | A | Integrated Unit Winter Peak Savings (kW) | Achievable Technical Potential | 0 | 0 | 0 | 0 | 0 | 0 | 0 | 0 | 0 | 0 | 0 | 0 | 0 | 0 | 0 | 0 | 0 | 0 | 0 | 0 | 0 | 0 | 0 | 0 | 0 | 0 | 0
F4_Industrial_Industrial - WA_New_Space Heating_Natural Gas_Retrocommissioning_A_Achievable Technical Potential | F4 | Industrial | Industrial - WA | New | Space Heating | Natural Gas | Retrocommissioning | A | Incremental Energy Savings (MWh or mTherms) | Achievable Technical Potential | 0 | 0 | 0 | 0 | 0 | 0 | 0 | 0 | 0 | 0 | 0 | 0 | 0 | 0 | 0 | 0 | 0 | 0 | 0 | 0 | 0 | 0 | 0 | 0 | 0 | 0 | 0
F5_Industrial_Industrial - WA_New_Space Heating_Natural Gas_Retrocommissioning_A_Achievable Technical Potential | F5 | Industrial | Industrial - WA | New | Space Heating | Natural Gas | Retrocommissioning | A | Incremental Summer Peak Savings (MW) | Achievable Technical Potential | 0 | 0 | 0 | 0 | 0 | 0 | 0 | 0 | 0 | 0 | 0 | 0 | 0 | 0 | 0 | 0 | 0 | 0 | 0 | 0 | 0 | 0 | 0 | 0 | 0 | 0 | 0
F6_Industrial_Industrial - WA_New_Space Heating_Natural Gas_Retrocommissioning_A_Achievable Technical Potential | F6 | Industrial | Industrial - WA | New | Space Heating | Natural Gas | Retrocommissioning | A | Incremental Winter Peak Savings (MW) | Achievable Technical Potential | 0 | 0 | 0 | 0 | 0 | 0 | 0 | 0 | 0 | 0 | 0 | 0 | 0 | 0 | 0 | 0 | 0 | 0 | 0 | 0 | 0 | 0 | 0 | 0 | 0 | 0 | 0
F7_Industrial_Industrial - WA_New_Space Heating_Natural Gas_Retrocommissioning_A_Achievable Technical Potential | F7 | Industrial | Industrial - WA | New | Space Heating | Natural Gas | Retrocommissioning | A | Cumulative Energy Savings (MWh or mTherms) | Achievable Technical Potential | 0 | 0 | 0 | 0 | 0 | 0 | 0 | 0 | 0 | 0 | 0 | 0 | 0 | 0 | 0 | 0 | 0 | 0 | 0 | 0 | 0 | 0 | 0 | 0 | 0 | 0 | 0
F8_Industrial_Industrial - WA_New_Space Heating_Natural Gas_Retrocommissioning_A_Achievable Technical Potential | F8 | Industrial | Industrial - WA | New | Space Heating | Natural Gas | Retrocommissioning | A | Cumulative Summer Peak Savings (MW) | Achievable Technical Potential | 0 | 0 | 0 | 0 | 0 | 0 | 0 | 0 | 0 | 0 | 0 | 0 | 0 | 0 | 0 | 0 | 0 | 0 | 0 | 0 | 0 | 0 | 0 | 0 | 0 | 0 | 0
F9_Industrial_Industrial - WA_New_Space Heating_Natural Gas_Retrocommissioning_A_Achievable Technical Potential | F9 | Industrial | Industrial - WA | New | Space Heating | Natural Gas | Retrocommissioning | A | Cumulative Winter Peak Savings (MW) | Achievable Technical Potential | 0 | 0 | 0 | 0 | 0 | 0 | 0 | 0 | 0 | 0 | 0 | 0 | 0 | 0 | 0 | 0 | 0 | 0 | 0 | 0 | 0 | 0 | 0 | 0 | 0 | 0 | 0
F10_Industrial_Industrial - WA_New_Space Heating_Natural Gas_Retrocommissioning_A_Achievable Technical Potential | F10 | Industrial | Industrial - WA | New | Space Heating | Natural Gas | Retrocommissioning | A | Purchases (Incremental) | Achievable Technical Potential | 0 | 0 | 0 | 0 | 0 | 0 | 0 | 0 | 0 | 0 | 0 | 0 | 0 | 0 | 0 | 0 | 0 | 0 | 0 | 0 | 0 | 0 | 0 | 0 | 0 | 0 | 0
F11_Industrial_Industrial - WA_New_Space Heating_Natural Gas_Retrocommissioning_A_Achievable Technical Potential | F11 | Industrial | Industrial - WA | New | Space Heating | Natural Gas | Retrocommissioning | A | Purchases (Cumulative) | Achievable Technical Potential | 0 | 0 | 0 | 0 | 0 | 0 | 0 | 0 | 0 | 0 | 0 | 0 | 0 | 0 | 0 | 0 | 0 | 0 | 0 | 0 | 0 | 0 | 0 | 0 | 0 | 0 | 0
F1_Industrial_Industrial - WA_New_Process_Natural Gas_Retrocommissioning_A_Achievable Technical Potential | F1 | Industrial | Industrial - WA | New | Process | Natural Gas | Retrocommissioning | A | Integrated Unit Energy Savings (kWh or therms) | Achievable Technical Potential | 0 | 0 | 0 | 0 | 0 | 0 | 0 | 0 | 0 | 0 | 0 | 0 | 0 | 0 | 0 | 0 | 0 | 0 | 0 | 0 | 0 | 0 | 0 | 0 | 0 | 0 | 0
F2_Industrial_Industrial - WA_New_Process_Natural Gas_Retrocommissioning_A_Achievable Technical Potential | F2 | Industrial | Industrial - WA | New | Process | Natural Gas | Retrocommissioning | A | Integrated Unit Summer Peak Savings (kW) | Achievable Technical Potential | 0 | 0 | 0 | 0 | 0 | 0 | 0 | 0 | 0 | 0 | 0 | 0 | 0 | 0 | 0 | 0 | 0 | 0 | 0 | 0 | 0 | 0 | 0 | 0 | 0 | 0 | 0
F3_Industrial_Industrial - WA_New_Process_Natural Gas_Retrocommissioning_A_Achievable Technical Potential | F3 | Industrial | Industrial - WA | New | Process | Natural Gas | Retrocommissioning | A | Integrated Unit Winter Peak Savings (kW) | Achievable Technical Potential | 0 | 0 | 0 | 0 | 0 | 0 | 0 | 0 | 0 | 0 | 0 | 0 | 0 | 0 | 0 | 0 | 0 | 0 | 0 | 0 | 0 | 0 | 0 | 0 | 0 | 0 | 0
F4_Industrial_Industrial - WA_New_Process_Natural Gas_Retrocommissioning_A_Achievable Technical Potential | F4 | Industrial | Industrial - WA | New | Process | Natural Gas | Retrocommissioning | A | Incremental Energy Savings (MWh or mTherms) | Achievable Technical Potential | 0 | 0 | 0 | 0 | 0 | 0 | 0 | 0 | 0 | 0 | 0 | 0 | 0 | 0 | 0 | 0 | 0 | 0 | 0 | 0 | 0 | 0 | 0 | 0 | 0 | 0 | 0
F5_Industrial_Industrial - WA_New_Process_Natural Gas_Retrocommissioning_A_Achievable Technical Potential | F5 | Industrial | Industrial - WA | New | Process | Natural Gas | Retrocommissioning | A | Incremental Summer Peak Savings (MW) | Achievable Technical Potential | 0 | 0 | 0 | 0 | 0 | 0 | 0 | 0 | 0 | 0 | 0 | 0 | 0 | 0 | 0 | 0 | 0 | 0 | 0 | 0 | 0 | 0 | 0 | 0 | 0 | 0 | 0
F6_Industrial_Industrial - WA_New_Process_Natural Gas_Retrocommissioning_A_Achievable Technical Potential | F6 | Industrial | Industrial - WA | New | Process | Natural Gas | Retrocommissioning | A | Incremental Winter Peak Savings (MW) | Achievable Technical Potential | 0 | 0 | 0 | 0 | 0 | 0 | 0 | 0 | 0 | 0 | 0 | 0 | 0 | 0 | 0 | 0 | 0 | 0 | 0 | 0 | 0 | 0 | 0 | 0 | 0 | 0 | 0
F7_Industrial_Industrial - WA_New_Process_Natural Gas_Retrocommissioning_A_Achievable Technical Potential | F7 | Industrial | Industrial - WA | New | Process | Natural Gas | Retrocommissioning | A | Cumulative Energy Savings (MWh or mTherms) | Achievable Technical Potential | 0 | 0 | 0 | 0 | 0 | 0 | 0 | 0 | 0 | 0 | 0 | 0 | 0 | 0 | 0 | 0 | 0 | 0 | 0 | 0 | 0 | 0 | 0 | 0 | 0 | 0 | 0
F8_Industrial_Industrial - WA_New_Process_Natural Gas_Retrocommissioning_A_Achievable Technical Potential | F8 | Industrial | Industrial - WA | New | Process | Natural Gas | Retrocommissioning | A | Cumulative Summer Peak Savings (MW) | Achievable Technical Potential | 0 | 0 | 0 | 0 | 0 | 0 | 0 | 0 | 0 | 0 | 0 | 0 | 0 | 0 | 0 | 0 | 0 | 0 | 0 | 0 | 0 | 0 | 0 | 0 | 0 | 0 | 0
F9_Industrial_Industrial - WA_New_Process_Natural Gas_Retrocommissioning_A_Achievable Technical Potential | F9 | Industrial | Industrial - WA | New | Process | Natural Gas | Retrocommissioning | A | Cumulative Winter Peak Savings (MW) | Achievable Technical Potential | 0 | 0 | 0 | 0 | 0 | 0 | 0 | 0 | 0 | 0 | 0 | 0 | 0 | 0 | 0 | 0 | 0 | 0 | 0 | 0 | 0 | 0 | 0 | 0 | 0 | 0 | 0
F10_Industrial_Industrial - WA_New_Process_Natural Gas_Retrocommissioning_A_Achievable Technical Potential | F10 | Industrial | Industrial - WA | New | Process | Natural Gas | Retrocommissioning | A | Purchases (Incremental) | Achievable Technical Potential | 0 | 0 | 0 | 0 | 0 | 0 | 0 | 0 | 0 | 0 | 0 | 0 | 0 | 0 | 0 | 0 | 0 | 0 | 0 | 0 | 0 | 0 | 0 | 0 | 0 | 0 | 0
F11_Industrial_Industrial - WA_New_Process_Natural Gas_Retrocommissioning_A_Achievable Technical Potential | F11 | Industrial | Industrial - WA | New | Process | Natural Gas | Retrocommissioning | A | Purchases (Cumulative) | Achievable Technical Potential | 0 | 0 | 0 | 0 | 0 | 0 | 0 | 0 | 0 | 0 | 0 | 0 | 0 | 0 | 0 | 0 | 0 | 0 | 0 | 0 | 0 | 0 | 0 | 0 | 0 | 0 | 0
F1_Industrial_Industrial - ID_Existing_Space Heating_Natural Gas_Insulation - Ceiling_A_Achievable Technical Potential | F1 | Industrial | Industrial - ID | Existing | Space Heating | Natural Gas | Insulation - Ceiling | A | Integrated Unit Energy Savings (kWh or therms) | Achievable Technical Potential | 0 | 0 | 0.084974 | 0.084339 | 0.083651 | 0.08291 | 0.082111 | 0.081378 | 0.080589 | 0.079749 | 0.078864 | 0.077945 | 0.077004 | 0.076072 | 0.075145 | 0.074236 | 0.073353 | 0.072652 | 0.071992 | 0.071381 | 0.070812 | 0.070284 | 0.069857 | 0.069445 | 0.069044 | 0.068649 | 0.068264
F2_Industrial_Industrial - ID_Existing_Space Heating_Natural Gas_Insulation - Ceiling_A_Achievable Technical Potential | F2 | Industrial | Industrial - ID | Existing | Space Heating | Natural Gas | Insulation - Ceiling | A | Integrated Unit Summer Peak Savings (kW) | Achievable Technical Potential | 0 | 0 | 0 | 0 | 0 | 0 | 0 | 0 | 0 | 0 | 0 | 0 | 0 | 0 | 0 | 0 | 0 | 0 | 0 | 0 | 0 | 0 | 0 | 0 | 0 | 0 | 0
F3_Industrial_Industrial - ID_Existing_Space Heating_Natural Gas_Insulation - Ceiling_A_Achievable Technical Potential | F3 | Industrial | Industrial - ID | Existing | Space Heating | Natural Gas | Insulation - Ceiling | A | Integrated Unit Winter Peak Savings (kW) | Achievable Technical Potential | 0 | 0 | 0 | 0 | 0 | 0 | 0 | 0 | 0 | 0 | 0 | 0 | 0 | 0 | 0 | 0 | 0 | 0 | 0 | 0 | 0 | 0 | 0 | 0 | 0 | 0 | 0
F4_Industrial_Industrial - ID_Existing_Space Heating_Natural Gas_Insulation - Ceiling_A_Achievable Technical Potential | F4 | Industrial | Industrial - ID | Existing | Space Heating | Natural Gas | Insulation - Ceiling | A | Incremental Energy Savings (MWh or mTherms) | Achievable Technical Potential | 0 | 0 | 0.0095965 | 0.018711 | 0.032383 | 0.051309 | 0.0758 | 0.10574 | 0.13998 | 0.17648 | 0.21213 | 0.24297 | 0.26467 | 0.27335 | 0.26647 | 0.24388 | 0.20822 | 0.16761 | 0.12482 | 0.084202 | 0.052447 | 0.033364 | 0 | 0 | 0 | 0 | 0
F5_Industrial_Industrial - ID_Existing_Space Heating_Natural Gas_Insulation - Ceiling_A_Achievable Technical Potential | F5 | Industrial | Industrial - ID | Existing | Space Heating | Natural Gas | Insulation - Ceiling | A | Incremental Summer Peak Savings (MW) | Achievable Technical Potential | 0 | 0 | 0 | 0 | 0 | 0 | 0 | 0 | 0 | 0 | 0 | 0 | 0 | 0 | 0 | 0 | 0 | 0 | 0 | 0 | 0 | 0 | 0 | 0 | 0 | 0 | 0
F6_Industrial_Industrial - ID_Existing_Space Heating_Natural Gas_Insulation - Ceiling_A_Achievable Technical Potential | F6 | Industrial | Industrial - ID | Existing | Space Heating | Natural Gas | Insulation - Ceiling | A | Incremental Winter Peak Savings (MW) | Achievable Technical Potential | 0 | 0 | 0 | 0 | 0 | 0 | 0 | 0 | 0 | 0 | 0 | 0 | 0 | 0 | 0 | 0 | 0 | 0 | 0 | 0 | 0 | 0 | 0 | 0 | 0 | 0 | 0
F7_Industrial_Industrial - ID_Existing_Space Heating_Natural Gas_Insulation - Ceiling_A_Achievable Technical Potential | F7 | Industrial | Industrial - ID | Existing | Space Heating | Natural Gas | Insulation - Ceiling | A | Cumulative Energy Savings (MWh or mTherms) | Achievable Technical Potential | 0 | 0 | 0.0095965 | 0.028236 | 0.060389 | 0.11116 | 0.18589 | 0.28997 | 0.42714 | 0.59916 | 0.80464 | 1.0382 | 1.2904 | 1.5481 | 1.7957 | 2.0179 | 2.2021 | 2.3487 | 2.4521 | 2.5155 | 2.5479 | 2.5623 | 2.5467 | 2.5317 | 2.5171 | 2.5027 | 2.4886
F8_Industrial_Industrial - ID_Existing_Space Heating_Natural Gas_Insulation - Ceiling_A_Achievable Technical Potential | F8 | Industrial | Industrial - ID | Existing | Space Heating | Natural Gas | Insulation - Ceiling | A | Cumulative Summer Peak Savings (MW) | Achievable Technical Potential | 0 | 0 | 0 | 0 | 0 | 0 | 0 | 0 | 0 | 0 | 0 | 0 | 0 | 0 | 0 | 0 | 0 | 0 | 0 | 0 | 0 | 0 | 0 | 0 | 0 | 0 | 0
F9_Industrial_Industrial - ID_Existing_Space Heating_Natural Gas_Insulation - Ceiling_A_Achievable Technical Potential | F9 | Industrial | Industrial - ID | Existing | Space Heating | Natural Gas | Insulation - Ceiling | A | Cumulative Winter Peak Savings (MW) | Achievable Technical Potential | 0 | 0 | 0 | 0 | 0 | 0 | 0 | 0 | 0 | 0 | 0 | 0 | 0 | 0 | 0 | 0 | 0 | 0 | 0 | 0 | 0 | 0 | 0 | 0 | 0 | 0 | 0
F10_Industrial_Industrial - ID_Existing_Space Heating_Natural Gas_Insulation - Ceiling_A_Achievable Technical Potential | F10 | Industrial | Industrial - ID | Existing | Space Heating | Natural Gas | Insulation - Ceiling | A | Purchases (Incremental) | Achievable Technical Potential | 0 | 0 | 112.9342 | 221.8559 | 387.1235 | 618.8524 | 923.1362 | 1299.333 | 1736.9764 | 2212.9255 | 2689.8177 | 3117.2455 | 3437.0477 | 3593.3308 | 3546.1198 | 3285.1812 | 2838.6089 | 2307.0241 | 1733.7777 | 1179.6127 | 740.6476 | 474.7029 | 0 | 0 | 0 | 0 | 0
F11_Industrial_Industrial - ID_Existing_Space Heating_Natural Gas_Insulation - Ceiling_A_Achievable Technical Potential | F11 | Industrial | Industrial - ID | Existing | Space Heating | Natural Gas | Insulation - Ceiling | A | Purchases (Cumulative) | Achievable Technical Potential | 0 | 0 | 112.9342 | 334.7901 | 721.9136 | 1340.7661 | 2263.9023 | 3563.2352 | 5300.2116 | 7513.1371 | 10202.9548 | 13320.2002 | 16757.248 | 20350.5787 | 23896.6986 | 27181.8798 | 30020.4887 | 32327.5128 | 34061.2905 | 35240.9032 | 35981.5509 | 36456.2538 | 36456.2538 | 36456.2538 | 36456.2538 | 36456.2538 | 36456.2538
F1_Industrial_Industrial - ID_Existing_Space Heating_Natural Gas_Insulation - Wall Cavity_A_Achievable Technical Potential | F1 | Industrial | Industrial - ID | Existing | Space Heating | Natural Gas | Insulation - Wall Cavity | A | Integrated Unit Energy Savings (kWh or therms) | Achievable Technical Potential | 0 | 0 | 0.22638 | 0.22493 | 0.22339 | 0.22177 | 0.22007 | 0.21865 | 0.21719 | 0.21573 | 0.21426 | 0.21281 | 0.21139 | 0.20999 | 0.20859 | 0.20719 | 0.20576 | 0.20471 | 0.20363 | 0.20256 | 0.20148 | 0.20046 | 0.19948 | 0.19855 | 0.19765 | 0.19677 | 0.19592
F2_Industrial_Industrial - ID_Existing_Space Heating_Natural Gas_Insulation - Wall Cavity_A_Achievable Technical Potential | F2 | Industrial | Industrial - ID | Existing | Space Heating | Natural Gas | Insulation - Wall Cavity | A | Integrated Unit Summer Peak Savings (kW) | Achievable Technical Potential | 0 | 0 | 0 | 0 | 0 | 0 | 0 | 0 | 0 | 0 | 0 | 0 | 0 | 0 | 0 | 0 | 0 | 0 | 0 | 0 | 0 | 0 | 0 | 0 | 0 | 0 | 0
F3_Industrial_Industrial - ID_Existing_Space Heating_Natural Gas_Insulation - Wall Cavity_A_Achievable Technical Potential | F3 | Industrial | Industrial - ID | Existing | Space Heating | Natural Gas | Insulation - Wall Cavity | A | Integrated Unit Winter Peak Savings (kW) | Achievable Technical Potential | 0 | 0 | 0 | 0 | 0 | 0 | 0 | 0 | 0 | 0 | 0 | 0 | 0 | 0 | 0 | 0 | 0 | 0 | 0 | 0 | 0 | 0 | 0 | 0 | 0 | 0 | 0
F4_Industrial_Industrial - ID_Existing_Space Heating_Natural Gas_Insulation - Wall Cavity_A_Achievable Technical Potential | F4 | Industrial | Industrial - ID | Existing | Space Heating | Natural Gas | Insulation - Wall Cavity | A | Incremental Energy Savings (MWh or mTherms) | Achievable Technical Potential | 0 | 0 | 0.011527 | 0.0225 | 0.038991 | 0.061879 | 0.091597 | 0.12809 | 0.1701 | 0.21524 | 0.25985 | 0.2991 | 0.32758 | 0.34021 | 0.33351 | 0.30689 | 0.26334 | 0.21293 | 0.15918 | 0.10773 | 0.067283 | 0.042904 | 0 | 0 | 0 | 0 | 0
F5_Industrial_Industrial - ID_Existing_Space Heating_Natural Gas_Insulation - Wall Cavity_A_Achievable Technical Potential | F5 | Industrial | Industrial - ID | Existing | Space Heating | Natural Gas | Insulation - Wall Cavity | A | Incremental Summer Peak Savings (MW) | Achievable Technical Potential | 0 | 0 | 0 | 0 | 0 | 0 | 0 | 0 | 0 | 0 | 0 | 0 | 0 | 0 | 0 | 0 | 0 | 0 | 0 | 0 | 0 | 0 | 0 | 0 | 0 | 0 | 0
F6_Industrial_Industrial - ID_Existing_Space Heating_Natural Gas_Insulation - Wall Cavity_A_Achievable Technical Potential | F6 | Industrial | Industrial - ID | Existing | Space Heating | Natural Gas | Insulation - Wall Cavity | A | Incremental Winter Peak Savings (MW) | Achievable Technical Potential | 0 | 0 | 0 | 0 | 0 | 0 | 0 | 0 | 0 | 0 | 0 | 0 | 0 | 0 | 0 | 0 | 0 | 0 | 0 | 0 | 0 | 0 | 0 | 0 | 0 | 0 | 0
F7_Industrial_Industrial - ID_Existing_Space Heating_Natural Gas_Insulation - Wall Cavity_A_Achievable Technical Potential | F7 | Industrial | Industrial - ID | Existing | Space Heating | Natural Gas | Insulation - Wall Cavity | A | Cumulative Energy Savings (MWh or mTherms) | Achievable Technical Potential | 0 | 0 | 0.011527 | 0.033953 | 0.072712 | 0.13406 | 0.22463 | 0.35127 | 0.51904 | 0.73077 | 0.98565 | 1.2781 | 1.5971 | 1.9267 | 2.2475 | 2.5392 | 2.785 | 2.9837 | 3.1272 | 3.2185 | 3.2687 | 3.2949 | 3.2789 | 3.2635 | 3.2488 | 3.2343 | 3.2204
F8_Industrial_Industrial - ID_Existing_Space Heating_Natural Gas_Insulation - Wall Cavity_A_Achievable Technical Potential | F8 | Industrial | Industrial - ID | Existing | Space Heating | Natural Gas | Insulation - Wall Cavity | A | Cumulative Summer Peak Savings (MW) | Achievable Technical Potential | 0 | 0 | 0 | 0 | 0 | 0 | 0 | 0 | 0 | 0 | 0 | 0 | 0 | 0 | 0 | 0 | 0 | 0 | 0 | 0 | 0 | 0 | 0 | 0 | 0 | 0 | 0
F9_Industrial_Industrial - ID_Existing_Space Heating_Natural Gas_Insulation - Wall Cavity_A_Achievable Technical Potential | F9 | Industrial | Industrial - ID | Existing | Space Heating | Natural Gas | Insulation - Wall Cavity | A | Cumulative Winter Peak Savings (MW) | Achievable Technical Potential | 0 | 0 | 0 | 0 | 0 | 0 | 0 | 0 | 0 | 0 | 0 | 0 | 0 | 0 | 0 | 0 | 0 | 0 | 0 | 0 | 0 | 0 | 0 | 0 | 0 | 0 | 0
F10_Industrial_Industrial - ID_Existing_Space Heating_Natural Gas_Insulation - Wall Cavity_A_Achievable Technical Potential | F10 | Industrial | Industrial - ID | Existing | Space Heating | Natural Gas | Insulation - Wall Cavity | A | Purchases (Incremental) | Achievable Technical Potential | 0 | 0 | 50.9192 | 100.0292 | 174.5442 | 279.0249 | 416.2188 | 585.8364 | 783.1588 | 997.7522 | 1212.7708 | 1405.4872 | 1549.678 | 1620.1421 | 1598.8558 | 1481.2052 | 1279.857 | 1040.1789 | 781.7166 | 531.8576 | 333.9393 | 214.0316 | 0 | 0 | 0 | 0 | 0
F11_Industrial_Industrial - ID_Existing_Space Heating_Natural Gas_Insulation - Wall Cavity_A_Achievable Technical Potential | F11 | Industrial | Industrial - ID | Existing | Space Heating | Natural Gas | Insulation - Wall Cavity | A | Purchases (Cumulative) | Achievable Technical Potential | 0 | 0 | 50.9192 | 150.9484 | 325.4926 | 604.5175 | 1020.7363 | 1606.5727 | 2389.7315 | 3387.4837 | 4600.2545 | 6005.7417 | 7555.4197 | 9175.5617 | 10774.4176 | 12255.6228 | 13535.4798 | 14575.6587 | 15357.3752 | 15889.2328 | 16223.1721 | 16437.2037 | 16437.2037 | 16437.2037 | 16437.2037 | 16437.2037 | 16437.2037
F1_Industrial_Industrial - ID_Existing_Space Heating_Natural Gas_Insulation - Ducting_A_Achievable Technical Potential | F1 | Industrial | Industrial - ID | Existing | Space Heating | Natural Gas | Insulation - Ducting | A | Integrated Unit Energy Savings (kWh or therms) | Achievable Technical Potential | 0 | 0 | 0.0067932 | 0.0067336 | 0.0066671 | 0.0065941 | 0.0065132 | 0.006435 | 0.0063502 | 0.0062588 | 0.0061615 | 0.0060593 | 0.0059545 | 0.0058491 | 0.005744 | 0.005641 | 0.0055416 | 0.0054584 | 0.0053804 | 0.0053098 | 0.0052454 | 0.0051864 | 0.0051382 | 0.0050921 | 0.0050478 | 0.0050049 | 0.0049635
F2_Industrial_Industrial - ID_Existing_Space Heating_Natural Gas_Insulation - Ducting_A_Achievable Technical Potential | F2 | Industrial | Industrial - ID | Existing | Space Heating | Natural Gas | Insulation - Ducting | A | Integrated Unit Summer Peak Savings (kW) | Achievable Technical Potential | 0 | 0 | 0 | 0 | 0 | 0 | 0 | 0 | 0 | 0 | 0 | 0 | 0 | 0 | 0 | 0 | 0 | 0 | 0 | 0 | 0 | 0 | 0 | 0 | 0 | 0 | 0
F3_Industrial_Industrial - ID_Existing_Space Heating_Natural Gas_Insulation - Ducting_A_Achievable Technical Potential | F3 | Industrial | Industrial - ID | Existing | Space Heating | Natural Gas | Insulation - Ducting | A | Integrated Unit Winter Peak Savings (kW) | Achievable Technical Potential | 0 | 0 | 0 | 0 | 0 | 0 | 0 | 0 | 0 | 0 | 0 | 0 | 0 | 0 | 0 | 0 | 0 | 0 | 0 | 0 | 0 | 0 | 0 | 0 | 0 | 0 | 0
F4_Industrial_Industrial - ID_Existing_Space Heating_Natural Gas_Insulation - Ducting_A_Achievable Technical Potential | F4 | Industrial | Industrial - ID | Existing | Space Heating | Natural Gas | Insulation - Ducting | A | Incremental Energy Savings (MWh or mTherms) | Achievable Technical Potential | 0 | 0 | 4.9562e-05 | 9.6508e-05 | 0.00016674 | 0.00026363 | 0.00038843 | 0.00054015 | 0.00071257 | 0.00089475 | 0.0010707 | 0.0012202 | 0.0013221 | 0.0013578 | 0.0013159 | 0.0011972 | 0.0010162 | 0.00081351 | 0.00060263 | 0.00040464 | 0.00025098 | 0.00015905 | 0 | 0 | 0 | 0 | 0
F5_Industrial_Industrial - ID_Existing_Space Heating_Natural Gas_Insulation - Ducting_A_Achievable Technical Potential | F5 | Industrial | Industrial - ID | Existing | Space Heating | Natural Gas | Insulation - Ducting | A | Incremental Summer Peak Savings (MW) | Achievable Technical Potential | 0 | 0 | 0 | 0 | 0 | 0 | 0 | 0 | 0 | 0 | 0 | 0 | 0 | 0 | 0 | 0 | 0 | 0 | 0 | 0 | 0 | 0 | 0 | 0 | 0 | 0 | 0
F6_Industrial_Industrial - ID_Existing_Space Heating_Natural Gas_Insulation - Ducting_A_Achievable Technical Potential | F6 | Industrial | Industrial - ID | Existing | Space Heating | Natural Gas | Insulation - Ducting | A | Incremental Winter Peak Savings (MW) | Achievable Technical Potential | 0 | 0 | 0 | 0 | 0 | 0 | 0 | 0 | 0 | 0 | 0 | 0 | 0 | 0 | 0 | 0 | 0 | 0 | 0 | 0 | 0 | 0 | 0 | 0 | 0 | 0 | 0
F7_Industrial_Industrial - ID_Existing_Space Heating_Natural Gas_Insulation - Ducting_A_Achievable Technical Potential | F7 | Industrial | Industrial - ID | Existing | Space Heating | Natural Gas | Insulation - Ducting | A | Cumulative Energy Savings (MWh or mTherms) | Achievable Technical Potential | 0 | 0 | 4.9562e-05 | 0.00014563 | 0.00031093 | 0.00057115 | 0.00095258 | 0.0014813 | 0.0021743 | 0.0030378 | 0.0040612 | 0.0052141 | 0.006446 | 0.0076898 | 0.0088674 | 0.0099055 | 0.010747 | 0.011399 | 0.011839 | 0.012088 | 0.012193 | 0.012215 | 0.012101 | 0.011993 | 0.011888 | 0.011787 | 0.01169
F8_Industrial_Industrial - ID_Existing_Space Heating_Natural Gas_Insulation - Ducting_A_Achievable Technical Potential | F8 | Industrial | Industrial - ID | Existing | Space Heating | Natural Gas | Insulation - Ducting | A | Cumulative Summer Peak Savings (MW) | Achievable Technical Potential | 0 | 0 | 0 | 0 | 0 | 0 | 0 | 0 | 0 | 0 | 0 | 0 | 0 | 0 | 0 | 0 | 0 | 0 | 0 | 0 | 0 | 0 | 0 | 0 | 0 | 0 | 0
F9_Industrial_Industrial - ID_Existing_Space Heating_Natural Gas_Insulation - Ducting_A_Achievable Technical Potential | F9 | Industrial | Industrial - ID | Existing | Space Heating | Natural Gas | Insulation - Ducting | A | Cumulative Winter Peak Savings (MW) | Achievable Technical Potential | 0 | 0 | 0 | 0 | 0 | 0 | 0 | 0 | 0 | 0 | 0 | 0 | 0 | 0 | 0 | 0 | 0 | 0 | 0 | 0 | 0 | 0 | 0 | 0 | 0 | 0 | 0
F10_Industrial_Industrial - ID_Existing_Space Heating_Natural Gas_Insulation - Ducting_A_Achievable Technical Potential | F10 | Industrial | Industrial - ID | Existing | Space Heating | Natural Gas | Insulation - Ducting | A | Purchases (Incremental) | Achievable Technical Potential | 0 | 0 | 7.2958 | 14.3323 | 25.0089 | 39.9791 | 59.6364 | 83.9394 | 112.212 | 142.9592 | 173.7674 | 201.38 | 222.0399 | 232.1361 | 229.0861 | 212.229 | 183.3796 | 149.0382 | 112.0054 | 76.2052 | 47.8473 | 30.6667 | 0 | 0 | 0 | 0 | 0
F11_Industrial_Industrial - ID_Existing_Space Heating_Natural Gas_Insulation - Ducting_A_Achievable Technical Potential | F11 | Industrial | Industrial - ID | Existing | Space Heating | Natural Gas | Insulation - Ducting | A | Purchases (Cumulative) | Achievable Technical Potential | 0 | 0 | 7.2958 | 21.6281 | 46.637 | 86.6161 | 146.2524 | 230.1918 | 342.4038 | 485.3631 | 659.1305 | 860.5105 | 1082.5504 | 1314.6864 | 1543.7726 | 1756.0016 | 1939.3812 | 2088.4194 | 2200.4247 | 2276.63 | 2324.4772 | 2355.144 | 2355.144 | 2355.144 | 2355.144 | 2355.144 | 2355.144
F1_Industrial_Industrial - ID_Existing_Space Heating_Natural Gas_Ducting - Repair and Sealing_A_Achievable Technical Potential | F1 | Industrial | Industrial - ID | Existing | Space Heating | Natural Gas | Ducting - Repair and Sealing | A | Integrated Unit Energy Savings (kWh or therms) | Achievable Technical Potential | 0 | 0 | 0.27773 | 0.27591 | 0.27384 | 0.27152 | 0.26894 | 0.26654 | 0.26392 | 0.2611 | 0.25813 | 0.25503 | 0.25184 | 0.24862 | 0.24538 | 0.24216 | 0.23898 | 0.23635 | 0.2338 | 0.23143 | 0.22922 | 0.22717 | 0.22533 | 0.22359 | 0.22193 | 0.22033 | 0.21879
F2_Industrial_Industrial - ID_Existing_Space Heating_Natural Gas_Ducting - Repair and Sealing_A_Achievable Technical Potential | F2 | Industrial | Industrial - ID | Existing | Space Heating | Natural Gas | Ducting - Repair and Sealing | A | Integrated Unit Summer Peak Savings (kW) | Achievable Technical Potential | 0 | 0 | 0 | 0 | 0 | 0 | 0 | 0 | 0 | 0 | 0 | 0 | 0 | 0 | 0 | 0 | 0 | 0 | 0 | 0 | 0 | 0 | 0 | 0 | 0 | 0 | 0
F3_Industrial_Industrial - ID_Existing_Space Heating_Natural Gas_Ducting - Repair and Sealing_A_Achievable Technical Potential | F3 | Industrial | Industrial - ID | Existing | Space Heating | Natural Gas | Ducting - Repair and Sealing | A | Integrated Unit Winter Peak Savings (kW) | Achievable Technical Potential | 0 | 0 | 0 | 0 | 0 | 0 | 0 | 0 | 0 | 0 | 0 | 0 | 0 | 0 | 0 | 0 | 0 | 0 | 0 | 0 | 0 | 0 | 0 | 0 | 0 | 0 | 0
F4_Industrial_Industrial - ID_Existing_Space Heating_Natural Gas_Ducting - Repair and Sealing_A_Achievable Technical Potential | F4 | Industrial | Industrial - ID | Existing | Space Heating | Natural Gas | Ducting - Repair and Sealing | A | Incremental Energy Savings (MWh or mTherms) | Achievable Technical Potential | 0 | 0 | 0.0035459 | 0.0069203 | 0.011985 | 0.018996 | 0.028068 | 0.039153 | 0.051826 | 0.065323 | 0.078495 | 0.089876 | 0.097859 | 0.101 | 0.098372 | 0.089938 | 0.076692 | 0.061644 | 0.045827 | 0.030864 | 0.016267 | 0.0064936 | 0 | 0 | 0 | 0 | 0
F5_Industrial_Industrial - ID_Existing_Space Heating_Natural Gas_Ducting - Repair and Sealing_A_Achievable Technical Potential | F5 | Industrial | Industrial - ID | Existing | Space Heating | Natural Gas | Ducting - Repair and Sealing | A | Incremental Summer Peak Savings (MW) | Achievable Technical Potential | 0 | 0 | 0 | 0 | 0 | 0 | 0 | 0 | 0 | 0 | 0 | 0 | 0 | 0 | 0 | 0 | 0 | 0 | 0 | 0 | 0 | 0 | 0 | 0 | 0 | 0 | 0
F6_Industrial_Industrial - ID_Existing_Space Heating_Natural Gas_Ducting - Repair and Sealing_A_Achievable Technical Potential | F6 | Industrial | Industrial - ID | Existing | Space Heating | Natural Gas | Ducting - Repair and Sealing | A | Incremental Winter Peak Savings (MW) | Achievable Technical Potential | 0 | 0 | 0 | 0 | 0 | 0 | 0 | 0 | 0 | 0 | 0 | 0 | 0 | 0 | 0 | 0 | 0 | 0 | 0 | 0 | 0 | 0 | 0 | 0 | 0 | 0 | 0
F7_Industrial_Industrial - ID_Existing_Space Heating_Natural Gas_Ducting - Repair and Sealing_A_Achievable Technical Potential | F7 | Industrial | Industrial - ID | Existing | Space Heating | Natural Gas | Ducting - Repair and Sealing | A | Cumulative Energy Savings (MWh or mTherms) | Achievable Technical Potential | 0 | 0 | 0.0035459 | 0.010443 | 0.022349 | 0.041156 | 0.068833 | 0.10737 | 0.15814 | 0.22178 | 0.29775 | 0.38404 | 0.47711 | 0.57199 | 0.66291 | 0.74415 | 0.81108 | 0.8638 | 0.9003 | 0.92206 | 0.9295 | 0.92767 | 0.92017 | 0.91306 | 0.90628 | 0.89974 | 0.89348
F8_Industrial_Industrial - ID_Existing_Space Heating_Natural Gas_Ducting - Repair and Sealing_A_Achievable Technical Potential | F8 | Industrial | Industrial - ID | Existing | Space Heating | Natural Gas | Ducting - Repair and Sealing | A | Cumulative Summer Peak Savings (MW) | Achievable Technical Potential | 0 | 0 | 0 | 0 | 0 | 0 | 0 | 0 | 0 | 0 | 0 | 0 | 0 | 0 | 0 | 0 | 0 | 0 | 0 | 0 | 0 | 0 | 0 | 0 | 0 | 0 | 0
F9_Industrial_Industrial - ID_Existing_Space Heating_Natural Gas_Ducting - Repair and Sealing_A_Achievable Technical Potential | F9 | Industrial | Industrial - ID | Existing | Space Heating | Natural Gas | Ducting - Repair and Sealing | A | Cumulative Winter Peak Savings (MW) | Achievable Technical Potential | 0 | 0 | 0 | 0 | 0 | 0 | 0 | 0 | 0 | 0 | 0 | 0 | 0 | 0 | 0 | 0 | 0 | 0 | 0 | 0 | 0 | 0 | 0 | 0 | 0 | 0 | 0
F10_Industrial_Industrial - ID_Existing_Space Heating_Natural Gas_Ducting - Repair and Sealing_A_Achievable Technical Potential | F10 | Industrial | Industrial - ID | Existing | Space Heating | Natural Gas | Ducting - Repair and Sealing | A | Purchases (Incremental) | Achievable Technical Potential | 0 | 0 | 12.7676 | 25.0816 | 43.7656 | 69.9633 | 104.3636 | 146.894 | 196.371 | 250.1787 | 304.0929 | 352.4151 | 388.5698 | 406.2381 | 400.9008 | 371.4008 | 320.9143 | 260.8168 | 196.0094 | 133.3592 | 70.9651 | 28.5852 | 0 | 0 | 0 | 0 | 0
F11_Industrial_Industrial - ID_Existing_Space Heating_Natural Gas_Ducting - Repair and Sealing_A_Achievable Technical Potential | F11 | Industrial | Industrial - ID | Existing | Space Heating | Natural Gas | Ducting - Repair and Sealing | A | Purchases (Cumulative) | Achievable Technical Potential | 0 | 0 | 12.7676 | 37.8491 | 81.6148 | 151.5781 | 255.9418 | 402.8357 | 599.2067 | 849.3854 | 1153.4783 | 1505.8934 | 1894.4632 | 2300.7013 | 2701.602 | 3073.0028 | 3393.9171 | 3654.7339 | 3850.7433 | 3984.1025 | 4055.0676 | 4083.6528 | 4083.6528 | 4083.6528 | 4083.6528 | 4083.6528 | 4083.6528
F1_Industrial_Industrial - ID_Existing_Space Heating_Natural Gas_Building Shell - Air Sealing (Infiltration Control)_A_Achievable Technical Potential | F1 | Industrial | Industrial - ID | Existing | Space Heating | Natural Gas | Building Shell - Air Sealing (Infiltration Control) | A | Integrated Unit Energy Savings (kWh or therms) | Achievable Technical Potential | 0 | 0 | 64.0373 | 63.6962 | 63.3341 | 62.9542 | 62.5584 | 62.2471 | 61.9289 | 61.606 | 61.2806 | 60.9539 | 60.6253 | 60.293 | 59.9536 | 59.6036 | 59.2394 | 58.9612 | 58.6725 | 58.3845 | 58.0964 | 57.8215 | 57.5615 | 57.3144 | 57.0771 | 56.846 | 56.6235
F2_Industrial_Industrial - ID_Existing_Space Heating_Natural Gas_Building Shell - Air Sealing (Infiltration Control)_A_Achievable Technical Potential | F2 | Industrial | Industrial - ID | Existing | Space Heating | Natural Gas | Building Shell - Air Sealing (Infiltration Control) | A | Integrated Unit Summer Peak Savings (kW) | Achievable Technical Potential | 0 | 0 | 0 | 0 | 0 | 0 | 0 | 0 | 0 | 0 | 0 | 0 | 0 | 0 | 0 | 0 | 0 | 0 | 0 | 0 | 0 | 0 | 0 | 0 | 0 | 0 | 0
F3_Industrial_Industrial - ID_Existing_Space Heating_Natural Gas_Building Shell - Air Sealing (Infiltration Control)_A_Achievable Technical Potential | F3 | Industrial | Industrial - ID | Existing | Space Heating | Natural Gas | Building Shell - Air Sealing (Infiltration Control) | A | Integrated Unit Winter Peak Savings (kW) | Achievable Technical Potential | 0 | 0 | 0 | 0 | 0 | 0 | 0 | 0 | 0 | 0 | 0 | 0 | 0 | 0 | 0 | 0 | 0 | 0 | 0 | 0 | 0 | 0 | 0 | 0 | 0 | 0 | 0
F4_Industrial_Industrial - ID_Existing_Space Heating_Natural Gas_Building Shell - Air Sealing (Infiltration Control)_A_Achievable Technical Potential | F4 | Industrial | Industrial - ID | Existing | Space Heating | Natural Gas | Building Shell - Air Sealing (Infiltration Control) | A | Incremental Energy Savings (MWh or mTherms) | Achievable Technical Potential | 0 | 0 | 0.00060749 | 0.001187 | 0.0020595 | 0.0032726 | 0.004851 | 0.0067939 | 0.0090358 | 0.011452 | 0.013846 | 0.015961 | 0.016928 | 0.017075 | 0.015909 | 0.01335 | 0.0095316 | 0.0049908 | 0 | 0 | 0 | 0 | 0 | 0 | 0 | 0 | 0
F5_Industrial_Industrial - ID_Existing_Space Heating_Natural Gas_Building Shell - Air Sealing (Infiltration Control)_A_Achievable Technical Potential | F5 | Industrial | Industrial - ID | Existing | Space Heating | Natural Gas | Building Shell - Air Sealing (Infiltration Control) | A | Incremental Summer Peak Savings (MW) | Achievable Technical Potential | 0 | 0 | 0 | 0 | 0 | 0 | 0 | 0 | 0 | 0 | 0 | 0 | 0 | 0 | 0 | 0 | 0 | 0 | 0 | 0 | 0 | 0 | 0 | 0 | 0 | 0 | 0
F6_Industrial_Industrial - ID_Existing_Space Heating_Natural Gas_Building Shell - Air Sealing (Infiltration Control)_A_Achievable Technical Potential | F6 | Industrial | Industrial - ID | Existing | Space Heating | Natural Gas | Building Shell - Air Sealing (Infiltration Control) | A | Incremental Winter Peak Savings (MW) | Achievable Technical Potential | 0 | 0 | 0 | 0 | 0 | 0 | 0 | 0 | 0 | 0 | 0 | 0 | 0 | 0 | 0 | 0 | 0 | 0 | 0 | 0 | 0 | 0 | 0 | 0 | 0 | 0 | 0
F7_Industrial_Industrial - ID_Existing_Space Heating_Natural Gas_Building Shell - Air Sealing (Infiltration Control)_A_Achievable Technical Potential | F7 | Industrial | Industrial - ID | Existing | Space Heating | Natural Gas | Building Shell - Air Sealing (Infiltration Control) | A | Cumulative Energy Savings (MWh or mTherms) | Achievable Technical Potential | 0 | 0 | 0.00060749 | 0.0017913 | 0.0038406 | 0.0070902 | 0.011897 | 0.018631 | 0.027572 | 0.03888 | 0.05252 | 0.068201 | 0.084762 | 0.10137 | 0.11671 | 0.12938 | 0.13812 | 0.14246 | 0.14176 | 0.14107 | 0.14037 | 0.13971 | 0.13908 | 0.13848 | 0.13791 | 0.13735 | 0.13681
F8_Industrial_Industrial - ID_Existing_Space Heating_Natural Gas_Building Shell - Air Sealing (Infiltration Control)_A_Achievable Technical Potential | F8 | Industrial | Industrial - ID | Existing | Space Heating | Natural Gas | Building Shell - Air Sealing (Infiltration Control) | A | Cumulative Summer Peak Savings (MW) | Achievable Technical Potential | 0 | 0 | 0 | 0 | 0 | 0 | 0 | 0 | 0 | 0 | 0 | 0 | 0 | 0 | 0 | 0 | 0 | 0 | 0 | 0 | 0 | 0 | 0 | 0 | 0 | 0 | 0
F9_Industrial_Industrial - ID_Existing_Space Heating_Natural Gas_Building Shell - Air Sealing (Infiltration Control)_A_Achievable Technical Potential | F9 | Industrial | Industrial - ID | Existing | Space Heating | Natural Gas | Building Shell - Air Sealing (Infiltration Control) | A | Cumulative Winter Peak Savings (MW) | Achievable Technical Potential | 0 | 0 | 0 | 0 | 0 | 0 | 0 | 0 | 0 | 0 | 0 | 0 | 0 | 0 | 0 | 0 | 0 | 0 | 0 | 0 | 0 | 0 | 0 | 0 | 0 | 0 | 0
F10_Industrial_Industrial - ID_Existing_Space Heating_Natural Gas_Building Shell - Air Sealing (Infiltration Control)_A_Achievable Technical Potential | F10 | Industrial | Industrial - ID | Existing | Space Heating | Natural Gas | Building Shell - Air Sealing (Infiltration Control) | A | Purchases (Incremental) | Achievable Technical Potential | 0 | 0 | 0.0094865 | 0.018636 | 0.032518 | 0.051984 | 0.077543 | 0.10914 | 0.14591 | 0.18589 | 0.22594 | 0.26185 | 0.27923 | 0.2832 | 0.26536 | 0.22397 | 0.1609 | 0.084646 | 0 | 0 | 0 | 0 | 0 | 0 | 0 | 0 | 0
F11_Industrial_Industrial - ID_Existing_Space Heating_Natural Gas_Building Shell - Air Sealing (Infiltration Control)_A_Achievable Technical Potential | F11 | Industrial | Industrial - ID | Existing | Space Heating | Natural Gas | Building Shell - Air Sealing (Infiltration Control) | A | Purchases (Cumulative) | Achievable Technical Potential | 0 | 0 | 0.0094865 | 0.028122 | 0.060641 | 0.11262 | 0.19017 | 0.29931 | 0.44522 | 0.6311 | 0.85705 | 1.1189 | 1.3981 | 1.6813 | 1.9467 | 2.1707 | 2.3316 | 2.4162 | 2.4162 | 2.4162 | 2.4162 | 2.4162 | 2.4162 | 2.4162 | 2.4162 | 2.4162 | 2.4162
F1_Industrial_Industrial - ID_Existing_Space Heating_Natural Gas_Ventilation - Demand Controlled_A_Achievable Technical Potential | F1 | Industrial | Industrial - ID | Existing | Space Heating | Natural Gas | Ventilation - Demand Controlled | A | Integrated Unit Energy Savings (kWh or therms) | Achievable Technical Potential | 0 | 0 | 0.051211 | 0.050823 | 0.050381 | 0.049882 | 0.049323 | 0.048779 | 0.048176 | 0.047517 | 0.046806 | 0.046053 | 0.045271 | 0.044484 | 0.043696 | 0.042923 | 0.042178 | 0.041552 | 0.040966 | 0.040436 | 0.039953 | 0.039512 | 0.039153 | 0.038809 | 0.03848 | 0.038161 | 0.037853
F2_Industrial_Industrial - ID_Existing_Space Heating_Natural Gas_Ventilation - Demand Controlled_A_Achievable Technical Potential | F2 | Industrial | Industrial - ID | Existing | Space Heating | Natural Gas | Ventilation - Demand Controlled | A | Integrated Unit Summer Peak Savings (kW) | Achievable Technical Potential | 0 | 0 | 0 | 0 | 0 | 0 | 0 | 0 | 0 | 0 | 0 | 0 | 0 | 0 | 0 | 0 | 0 | 0 | 0 | 0 | 0 | 0 | 0 | 0 | 0 | 0 | 0
F3_Industrial_Industrial - ID_Existing_Space Heating_Natural Gas_Ventilation - Demand Controlled_A_Achievable Technical Potential | F3 | Industrial | Industrial - ID | Existing | Space Heating | Natural Gas | Ventilation - Demand Controlled | A | Integrated Unit Winter Peak Savings (kW) | Achievable Technical Potential | 0 | 0 | 0 | 0 | 0 | 0 | 0 | 0 | 0 | 0 | 0 | 0 | 0 | 0 | 0 | 0 | 0 | 0 | 0 | 0 | 0 | 0 | 0 | 0 | 0 | 0 | 0
F4_Industrial_Industrial - ID_Existing_Space Heating_Natural Gas_Ventilation - Demand Controlled_A_Achievable Technical Potential | F4 | Industrial | Industrial - ID | Existing | Space Heating | Natural Gas | Ventilation - Demand Controlled | A | Incremental Energy Savings (MWh or mTherms) | Achievable Technical Potential | 0 | 0 | 0.063742 | 0.062169 | 0.060565 | 0.058931 | 0.057267 | 0.050093 | 0.038897 | 0.030162 | 0.023359 | 0.01807 | 0 | 0 | 0 | 0 | 0 | 0 | 0 | 0 | 0 | 0 | 0 | 0 | 0 | 0 | 0
F5_Industrial_Industrial - ID_Existing_Space Heating_Natural Gas_Ventilation - Demand Controlled_A_Achievable Technical Potential | F5 | Industrial | Industrial - ID | Existing | Space Heating | Natural Gas | Ventilation - Demand Controlled | A | Incremental Summer Peak Savings (MW) | Achievable Technical Potential | 0 | 0 | 0 | 0 | 0 | 0 | 0 | 0 | 0 | 0 | 0 | 0 | 0 | 0 | 0 | 0 | 0 | 0 | 0 | 0 | 0 | 0 | 0 | 0 | 0 | 0 | 0
F6_Industrial_Industrial - ID_Existing_Space Heating_Natural Gas_Ventilation - Demand Controlled_A_Achievable Technical Potential | F6 | Industrial | Industrial - ID | Existing | Space Heating | Natural Gas | Ventilation - Demand Controlled | A | Incremental Winter Peak Savings (MW) | Achievable Technical Potential | 0 | 0 | 0 | 0 | 0 | 0 | 0 | 0 | 0 | 0 | 0 | 0 | 0 | 0 | 0 | 0 | 0 | 0 | 0 | 0 | 0 | 0 | 0 | 0 | 0 | 0 | 0
F7_Industrial_Industrial - ID_Existing_Space Heating_Natural Gas_Ventilation - Demand Controlled_A_Achievable Technical Potential | F7 | Industrial | Industrial - ID | Existing | Space Heating | Natural Gas | Ventilation - Demand Controlled | A | Cumulative Energy Savings (MWh or mTherms) | Achievable Technical Potential | 0 | 0 | 0.063742 | 0.12543 | 0.1849 | 0.242 | 0.29656 | 0.34338 | 0.37803 | 0.40302 | 0.42035 | 0.43166 | 0.42433 | 0.41695 | 0.40956 | 0.40232 | 0.39533 | 0.38947 | 0.38397 | 0.37901 | 0.37448 | 0.37035 | 0.36698 | 0.36376 | 0.36067 | 0.35768 | 0.3548
F8_Industrial_Industrial - ID_Existing_Space Heating_Natural Gas_Ventilation - Demand Controlled_A_Achievable Technical Potential | F8 | Industrial | Industrial - ID | Existing | Space Heating | Natural Gas | Ventilation - Demand Controlled | A | Cumulative Summer Peak Savings (MW) | Achievable Technical Potential | 0 | 0 | 0 | 0 | 0 | 0 | 0 | 0 | 0 | 0 | 0 | 0 | 0 | 0 | 0 | 0 | 0 | 0 | 0 | 0 | 0 | 0 | 0 | 0 | 0 | 0 | 0
F9_Industrial_Industrial - ID_Existing_Space Heating_Natural Gas_Ventilation - Demand Controlled_A_Achievable Technical Potential | F9 | Industrial | Industrial - ID | Existing | Space Heating | Natural Gas | Ventilation - Demand Controlled | A | Cumulative Winter Peak Savings (MW) | Achievable Technical Potential | 0 | 0 | 0 | 0 | 0 | 0 | 0 | 0 | 0 | 0 | 0 | 0 | 0 | 0 | 0 | 0 | 0 | 0 | 0 | 0 | 0 | 0 | 0 | 0 | 0 | 0 | 0
F10_Industrial_Industrial - ID_Existing_Space Heating_Natural Gas_Ventilation - Demand Controlled_A_Achievable Technical Potential | F10 | Industrial | Industrial - ID | Existing | Space Heating | Natural Gas | Ventilation - Demand Controlled | A | Purchases (Incremental) | Achievable Technical Potential | 0 | 0 | 1244.6927 | 1223.2325 | 1202.1423 | 1181.4157 | 1161.0465 | 1026.9256 | 807.376 | 634.7646 | 499.0563 | 392.3615 | 0 | 0 | 0 | 0 | 0 | 0 | 0 | 0 | 0 | 0 | 0 | 0 | 0 | 0 | 0
F11_Industrial_Industrial - ID_Existing_Space Heating_Natural Gas_Ventilation - Demand Controlled_A_Achievable Technical Potential | F11 | Industrial | Industrial - ID | Existing | Space Heating | Natural Gas | Ventilation - Demand Controlled | A | Purchases (Cumulative) | Achievable Technical Potential | 0 | 0 | 1244.6927 | 2467.9252 | 3670.0675 | 4851.4832 | 6012.5297 | 7039.4553 | 7846.8312 | 8481.5958 | 8980.6521 | 9373.0135 | 9373.0135 | 9373.0135 | 9373.0135 | 9373.0135 | 9373.0135 | 9373.0135 | 9373.0135 | 9373.0135 | 9373.0135 | 9373.0135 | 9373.0135 | 9373.0135 | 9373.0135 | 9373.0135 | 9373.0135
F1_Industrial_Industrial - ID_Existing_Space Heating_Natural Gas_Destratification Fans (HVLS)_A_Achievable Technical Potential | F1 | Industrial | Industrial - ID | Existing | Space Heating | Natural Gas | Destratification Fans (HVLS) | A | Integrated Unit Energy Savings (kWh or therms) | Achievable Technical Potential | 0 | 0 | 166358.6412 | 165745.9111 | 165080.9827 | 164372.4055 | 163624.8269 | 163100.9217 | 162562.0905 | 162014.013 | 161462.8228 | 160911.2783 | 160358.175 | 159798.3119 | 159223.2709 | 158623.0837 | 157988.5392 | 157324.6497 | 156633.3565 | 155944.7332 | 155256.4479 | 154604.0873 | 153992.3646 | 153416.1217 | 152867.0144 | 152335.0677 | 151827.25
F2_Industrial_Industrial - ID_Existing_Space Heating_Natural Gas_Destratification Fans (HVLS)_A_Achievable Technical Potential | F2 | Industrial | Industrial - ID | Existing | Space Heating | Natural Gas | Destratification Fans (HVLS) | A | Integrated Unit Summer Peak Savings (kW) | Achievable Technical Potential | 0 | 0 | 0 | 0 | 0 | 0 | 0 | 0 | 0 | 0 | 0 | 0 | 0 | 0 | 0 | 0 | 0 | 0 | 0 | 0 | 0 | 0 | 0 | 0 | 0 | 0 | 0
F3_Industrial_Industrial - ID_Existing_Space Heating_Natural Gas_Destratification Fans (HVLS)_A_Achievable Technical Potential | F3 | Industrial | Industrial - ID | Existing | Space Heating | Natural Gas | Destratification Fans (HVLS) | A | Integrated Unit Winter Peak Savings (kW) | Achievable Technical Potential | 0 | 0 | 0 | 0 | 0 | 0 | 0 | 0 | 0 | 0 | 0 | 0 | 0 | 0 | 0 | 0 | 0 | 0 | 0 | 0 | 0 | 0 | 0 | 0 | 0 | 0 | 0
F4_Industrial_Industrial - ID_Existing_Space Heating_Natural Gas_Destratification Fans (HVLS)_A_Achievable Technical Potential | F4 | Industrial | Industrial - ID | Existing | Space Heating | Natural Gas | Destratification Fans (HVLS) | A | Incremental Energy Savings (MWh or mTherms) | Achievable Technical Potential | 0 | 0 | 0.23294 | 0.22808 | 0.22325 | 0.21846 | 0.21371 | 0.20936 | 0.20507 | 0.20085 | 0.19672 | 0.19267 | 0.18869 | 0.18479 | 0.18095 | 0.17716 | 0.17341 | 0 | 0 | 0 | 0 | 0 | 0 | 0 | 0 | 0 | 0
F5_Industrial_Industrial - ID_Existing_Space Heating_Natural Gas_Destratification Fans (HVLS)_A_Achievable Technical Potential | F5 | Industrial | Industrial - ID | Existing | Space Heating | Natural Gas | Destratification Fans (HVLS) | A | Incremental Summer Peak Savings (MW) | Achievable Technical Potential | 0 | 0 | 0 | 0 | 0 | 0 | 0 | 0 | 0 | 0 | 0 | 0 | 0 | 0 | 0 | 0 | 0 | 0 | 0 | 0 | 0 | 0 | 0 | 0 | 0 | 0 | 0
F6_Industrial_Industrial - ID_Existing_Space Heating_Natural Gas_Destratification Fans (HVLS)_A_Achievable Technical Potential | F6 | Industrial | Industrial - ID | Existing | Space Heating | Natural Gas | Destratification Fans (HVLS) | A | Incremental Winter Peak Savings (MW) | Achievable Technical Potential | 0 | 0 | 0 | 0 | 0 | 0 | 0 | 0 | 0 | 0 | 0 | 0 | 0 | 0 | 0 | 0 | 0 | 0 | 0 | 0 | 0 | 0 | 0 | 0 | 0 | 0 | 0
F7_Industrial_Industrial - ID_Existing_Space Heating_Natural Gas_Destratification Fans (HVLS)_A_Achievable Technical Potential | F7 | Industrial | Industrial - ID | Existing | Space Heating | Natural Gas | Destratification Fans (HVLS) | A | Cumulative Energy Savings (MWh or mTherms) | Achievable Technical Potential | 0 | 0 | 0.23294 | 0.46016 | 0.68156 | 0.89709 | 1.1067 | 1.3125 | 1.5133 | 1.709 | 1.8999 | 2.0861 | 2.2676 | 2.4445 | 2.6167 | 2.784 | 2.9462 | 2.9339 | 2.921 | 2.9081 | 2.8953 | 2.8831 | 2.8717 | 2.861 | 2.8507 | 2.8408 | 2.8313
F8_Industrial_Industrial - ID_Existing_Space Heating_Natural Gas_Destratification Fans (HVLS)_A_Achievable Technical Potential | F8 | Industrial | Industrial - ID | Existing | Space Heating | Natural Gas | Destratification Fans (HVLS) | A | Cumulative Summer Peak Savings (MW) | Achievable Technical Potential | 0 | 0 | 0 | 0 | 0 | 0 | 0 | 0 | 0 | 0 | 0 | 0 | 0 | 0 | 0 | 0 | 0 | 0 | 0 | 0 | 0 | 0 | 0 | 0 | 0 | 0 | 0
F9_Industrial_Industrial - ID_Existing_Space Heating_Natural Gas_Destratification Fans (HVLS)_A_Achievable Technical Potential | F9 | Industrial | Industrial - ID | Existing | Space Heating | Natural Gas | Destratification Fans (HVLS) | A | Cumulative Winter Peak Savings (MW) | Achievable Technical Potential | 0 | 0 | 0 | 0 | 0 | 0 | 0 | 0 | 0 | 0 | 0 | 0 | 0 | 0 | 0 | 0 | 0 | 0 | 0 | 0 | 0 | 0 | 0 | 0 | 0 | 0 | 0
F10_Industrial_Industrial - ID_Existing_Space Heating_Natural Gas_Destratification Fans (HVLS)_A_Achievable Technical Potential | F10 | Industrial | Industrial - ID | Existing | Space Heating | Natural Gas | Destratification Fans (HVLS) | A | Purchases (Incremental) | Achievable Technical Potential | 0 | 0 | 0.0014002 | 0.0013761 | 0.0013524 | 0.001329 | 0.0013061 | 0.0012836 | 0.0012615 | 0.0012397 | 0.0012183 | 0.0011973 | 0.0011767 | 0.0011564 | 0.0011365 | 0.0011169 | 0.0010976 | 0 | 0 | 0 | 0 | 0 | 0 | 0 | 0 | 0 | 0
F11_Industrial_Industrial - ID_Existing_Space Heating_Natural Gas_Destratification Fans (HVLS)_A_Achievable Technical Potential | F11 | Industrial | Industrial - ID | Existing | Space Heating | Natural Gas | Destratification Fans (HVLS) | A | Purchases (Cumulative) | Achievable Technical Potential | 0 | 0 | 0.0014002 | 0.0027763 | 0.0041287 | 0.0054577 | 0.0067638 | 0.0080474 | 0.0093089 | 0.010549 | 0.011767 | 0.012964 | 0.014141 | 0.015297 | 0.016434 | 0.017551 | 0.018648 | 0.018648 | 0.018648 | 0.018648 | 0.018648 | 0.018648 | 0.018648 | 0.018648 | 0.018648 | 0.018648 | 0.018648
F1_Industrial_Industrial - ID_Existing_Space Heating_Natural Gas_Condensing RTU_A_Achievable Technical Potential | F1 | Industrial | Industrial - ID | Existing | Space Heating | Natural Gas | Condensing RTU | A | Integrated Unit Energy Savings (kWh or therms) | Achievable Technical Potential | 0 | 0 | 0.082288 | 0.081521 | 0.080661 | 0.079751 | 0.078746 | 0.077771 | 0.076718 | 0.075593 | 0.074412 | 0.073172 | 0.071901 | 0.070624 | 0.069349 | 0.0681 | 0.066896 | 0.065886 | 0.064939 | 0.064083 | 0.0633 | 0.062584 | 0.061997 | 0.061437 | 0.060898 | 0.060375 | 0.059871
F2_Industrial_Industrial - ID_Existing_Space Heating_Natural Gas_Condensing RTU_A_Achievable Technical Potential | F2 | Industrial | Industrial - ID | Existing | Space Heating | Natural Gas | Condensing RTU | A | Integrated Unit Summer Peak Savings (kW) | Achievable Technical Potential | 0 | 0 | 0 | 0 | 0 | 0 | 0 | 0 | 0 | 0 | 0 | 0 | 0 | 0 | 0 | 0 | 0 | 0 | 0 | 0 | 0 | 0 | 0 | 0 | 0 | 0 | 0
F3_Industrial_Industrial - ID_Existing_Space Heating_Natural Gas_Condensing RTU_A_Achievable Technical Potential | F3 | Industrial | Industrial - ID | Existing | Space Heating | Natural Gas | Condensing RTU | A | Integrated Unit Winter Peak Savings (kW) | Achievable Technical Potential | 0 | 0 | 0 | 0 | 0 | 0 | 0 | 0 | 0 | 0 | 0 | 0 | 0 | 0 | 0 | 0 | 0 | 0 | 0 | 0 | 0 | 0 | 0 | 0 | 0 | 0 | 0
F4_Industrial_Industrial - ID_Existing_Space Heating_Natural Gas_Condensing RTU_A_Achievable Technical Potential | F4 | Industrial | Industrial - ID | Existing | Space Heating | Natural Gas | Condensing RTU | A | Incremental Energy Savings (MWh or mTherms) | Achievable Technical Potential | 0 | 0 | 0.010067 | 0.012034 | 0.01432 | 0.016152 | 0.017878 | 0.010772 | 0.010249 | 0.0079223 | 0.0043863 | 0 | 0 | 0 | 0 | 0 | 0 | 0 | 0 | 0 | 0 | 0 | 0 | 0 | 0 | 0 | 0
F5_Industrial_Industrial - ID_Existing_Space Heating_Natural Gas_Condensing RTU_A_Achievable Technical Potential | F5 | Industrial | Industrial - ID | Existing | Space Heating | Natural Gas | Condensing RTU | A | Incremental Summer Peak Savings (MW) | Achievable Technical Potential | 0 | 0 | 0 | 0 | 0 | 0 | 0 | 0 | 0 | 0 | 0 | 0 | 0 | 0 | 0 | 0 | 0 | 0 | 0 | 0 | 0 | 0 | 0 | 0 | 0 | 0 | 0
F6_Industrial_Industrial - ID_Existing_Space Heating_Natural Gas_Condensing RTU_A_Achievable Technical Potential | F6 | Industrial | Industrial - ID | Existing | Space Heating | Natural Gas | Condensing RTU | A | Incremental Winter Peak Savings (MW) | Achievable Technical Potential | 0 | 0 | 0 | 0 | 0 | 0 | 0 | 0 | 0 | 0 | 0 | 0 | 0 | 0 | 0 | 0 | 0 | 0 | 0 | 0 | 0 | 0 | 0 | 0 | 0 | 0 | 0
F7_Industrial_Industrial - ID_Existing_Space Heating_Natural Gas_Condensing RTU_A_Achievable Technical Potential | F7 | Industrial | Industrial - ID | Existing | Space Heating | Natural Gas | Condensing RTU | A | Cumulative Energy Savings (MWh or mTherms) | Achievable Technical Potential | 0 | 0 | 0.010067 | 0.022007 | 0.036094 | 0.051839 | 0.069064 | 0.078981 | 0.08816 | 0.094789 | 0.097695 | 0.096068 | 0.094399 | 0.092722 | 0.091048 | 0.089408 | 0.087827 | 0.086502 | 0.085259 | 0.084134 | 0.083107 | 0.082167 | 0.081396 | 0.08066 | 0.079952 | 0.079266 | 0.078604
F8_Industrial_Industrial - ID_Existing_Space Heating_Natural Gas_Condensing RTU_A_Achievable Technical Potential | F8 | Industrial | Industrial - ID | Existing | Space Heating | Natural Gas | Condensing RTU | A | Cumulative Summer Peak Savings (MW) | Achievable Technical Potential | 0 | 0 | 0 | 0 | 0 | 0 | 0 | 0 | 0 | 0 | 0 | 0 | 0 | 0 | 0 | 0 | 0 | 0 | 0 | 0 | 0 | 0 | 0 | 0 | 0 | 0 | 0
F9_Industrial_Industrial - ID_Existing_Space Heating_Natural Gas_Condensing RTU_A_Achievable Technical Potential | F9 | Industrial | Industrial - ID | Existing | Space Heating | Natural Gas | Condensing RTU | A | Cumulative Winter Peak Savings (MW) | Achievable Technical Potential | 0 | 0 | 0 | 0 | 0 | 0 | 0 | 0 | 0 | 0 | 0 | 0 | 0 | 0 | 0 | 0 | 0 | 0 | 0 | 0 | 0 | 0 | 0 | 0 | 0 | 0 | 0
F10_Industrial_Industrial - ID_Existing_Space Heating_Natural Gas_Condensing RTU_A_Achievable Technical Potential | F10 | Industrial | Industrial - ID | Existing | Space Heating | Natural Gas | Condensing RTU | A | Purchases (Incremental) | Achievable Technical Potential | 0 | 0 | 122.336 | 147.6192 | 177.5282 | 202.5292 | 227.0272 | 138.5099 | 133.5991 | 104.803 | 58.9468 | 0 | 0 | 0 | 0 | 0 | 0 | 0 | 0 | 0 | 0 | 0 | 0 | 0 | 0 | 0 | 0
F11_Industrial_Industrial - ID_Existing_Space Heating_Natural Gas_Condensing RTU_A_Achievable Technical Potential | F11 | Industrial | Industrial - ID | Existing | Space Heating | Natural Gas | Condensing RTU | A | Purchases (Cumulative) | Achievable Technical Potential | 0 | 0 | 122.336 | 269.9552 | 447.4834 | 650.0126 | 877.0398 | 1015.5497 | 1149.1488 | 1253.9517 | 1312.8985 | 1312.8985 | 1312.8985 | 1312.8985 | 1312.8985 | 1312.8985 | 1312.8985 | 1312.8985 | 1312.8985 | 1312.8985 | 1312.8985 | 1312.8985 | 1312.8985 | 1312.8985 | 1312.8985 | 1312.8985 | 1312.8985
F1_Industrial_Industrial - ID_Existing_Space Heating_Natural Gas_Industrial Air Curtains_A_Achievable Technical Potential | F1 | Industrial | Industrial - ID | Existing | Space Heating | Natural Gas | Industrial Air Curtains | A | Integrated Unit Energy Savings (kWh or therms) | Achievable Technical Potential | 0 | 0 | -0.018166 | -0.018126 | -0.018081 | -0.01803 | -0.017973 | -0.01791 | -0.017843 | -0.017771 | -0.017696 | -0.017618 | -0.017537 | -0.017454 | -0.017369 | -0.017283 | -0.017195 | -0.017107 | -0.017021 | -0.01694 | -0.016863 | -0.016791 | -0.016724 | -0.01666 | -0.0166 | -0.016541 | -0.016484
F2_Industrial_Industrial - ID_Existing_Space Heating_Natural Gas_Industrial Air Curtains_A_Achievable Technical Potential | F2 | Industrial | Industrial - ID | Existing | Space Heating | Natural Gas | Industrial Air Curtains | A | Integrated Unit Summer Peak Savings (kW) | Achievable Technical Potential | 0 | 0 | 0 | 0 | 0 | 0 | 0 | 0 | 0 | 0 | 0 | 0 | 0 | 0 | 0 | 0 | 0 | 0 | 0 | 0 | 0 | 0 | 0 | 0 | 0 | 0 | 0
F3_Industrial_Industrial - ID_Existing_Space Heating_Natural Gas_Industrial Air Curtains_A_Achievable Technical Potential | F3 | Industrial | Industrial - ID | Existing | Space Heating | Natural Gas | Industrial Air Curtains | A | Integrated Unit Winter Peak Savings (kW) | Achievable Technical Potential | 0 | 0 | 0 | 0 | 0 | 0 | 0 | 0 | 0 | 0 | 0 | 0 | 0 | 0 | 0 | 0 | 0 | 0 | 0 | 0 | 0 | 0 | 0 | 0 | 0 | 0 | 0
F4_Industrial_Industrial - ID_Existing_Space Heating_Natural Gas_Industrial Air Curtains_A_Achievable Technical Potential | F4 | Industrial | Industrial - ID | Existing | Space Heating | Natural Gas | Industrial Air Curtains | A | Incremental Energy Savings (MWh or mTherms) | Achievable Technical Potential | 0 | 0 | -0.0049237 | -0.0096515 | -0.016799 | -0.026779 | -0.039819 | -0.055851 | -0.074382 | -0.094384 | -0.11424 | -0.13181 | -0.14466 | -0.15052 | -0.14782 | -0.13626 | -0.11714 | -0.090084 | -0.061763 | -0.03222 | -0.0049293 | 0 | 0 | 0 | 0 | 0 | 0
F5_Industrial_Industrial - ID_Existing_Space Heating_Natural Gas_Industrial Air Curtains_A_Achievable Technical Potential | F5 | Industrial | Industrial - ID | Existing | Space Heating | Natural Gas | Industrial Air Curtains | A | Incremental Summer Peak Savings (MW) | Achievable Technical Potential | 0 | 0 | 0 | 0 | 0 | 0 | 0 | 0 | 0 | 0 | 0 | 0 | 0 | 0 | 0 | 0 | 0 | 0 | 0 | 0 | 0 | 0 | 0 | 0 | 0 | 0 | 0
F6_Industrial_Industrial - ID_Existing_Space Heating_Natural Gas_Industrial Air Curtains_A_Achievable Technical Potential | F6 | Industrial | Industrial - ID | Existing | Space Heating | Natural Gas | Industrial Air Curtains | A | Incremental Winter Peak Savings (MW) | Achievable Technical Potential | 0 | 0 | 0 | 0 | 0 | 0 | 0 | 0 | 0 | 0 | 0 | 0 | 0 | 0 | 0 | 0 | 0 | 0 | 0 | 0 | 0 | 0 | 0 | 0 | 0 | 0 | 0
F7_Industrial_Industrial - ID_Existing_Space Heating_Natural Gas_Industrial Air Curtains_A_Achievable Technical Potential | F7 | Industrial | Industrial - ID | Existing | Space Heating | Natural Gas | Industrial Air Curtains | A | Cumulative Energy Savings (MWh or mTherms) | Achievable Technical Potential | 0 | 0 | -0.0049237 | -0.014565 | -0.031327 | -0.058017 | -0.097652 | -0.15316 | -0.22697 | -0.32044 | -0.43333 | -0.56322 | -0.7053 | -0.85248 | -0.99616 | -1.1275 | -1.2389 | -1.3226 | -1.3778 | -1.4034 | -1.402 | -1.396 | -1.3904 | -1.3851 | -1.3801 | -1.3752 | -1.3705
F8_Industrial_Industrial - ID_Existing_Space Heating_Natural Gas_Industrial Air Curtains_A_Achievable Technical Potential | F8 | Industrial | Industrial - ID | Existing | Space Heating | Natural Gas | Industrial Air Curtains | A | Cumulative Summer Peak Savings (MW) | Achievable Technical Potential | 0 | 0 | 0 | 0 | 0 | 0 | 0 | 0 | 0 | 0 | 0 | 0 | 0 | 0 | 0 | 0 | 0 | 0 | 0 | 0 | 0 | 0 | 0 | 0 | 0 | 0 | 0
F9_Industrial_Industrial - ID_Existing_Space Heating_Natural Gas_Industrial Air Curtains_A_Achievable Technical Potential | F9 | Industrial | Industrial - ID | Existing | Space Heating | Natural Gas | Industrial Air Curtains | A | Cumulative Winter Peak Savings (MW) | Achievable Technical Potential | 0 | 0 | 0 | 0 | 0 | 0 | 0 | 0 | 0 | 0 | 0 | 0 | 0 | 0 | 0 | 0 | 0 | 0 | 0 | 0 | 0 | 0 | 0 | 0 | 0 | 0 | 0
F10_Industrial_Industrial - ID_Existing_Space Heating_Natural Gas_Industrial Air Curtains_A_Achievable Technical Potential | F10 | Industrial | Industrial - ID | Existing | Space Heating | Natural Gas | Industrial Air Curtains | A | Purchases (Incremental) | Achievable Technical Potential | 0 | 0 | 271.0421 | 532.4541 | 929.0965 | 1485.2458 | 2215.5269 | 3118.3991 | 4168.7433 | 5311.0212 | 6455.5624 | 7481.3891 | 8248.9146 | 8623.9939 | 8510.6876 | 7884.435 | 6812.6614 | 5265.8157 | 3628.6124 | 1901.974 | 292.3085 | 0 | 0 | 0 | 0 | 0 | 0
F11_Industrial_Industrial - ID_Existing_Space Heating_Natural Gas_Industrial Air Curtains_A_Achievable Technical Potential | F11 | Industrial | Industrial - ID | Existing | Space Heating | Natural Gas | Industrial Air Curtains | A | Purchases (Cumulative) | Achievable Technical Potential | 0 | 0 | 271.0421 | 803.4963 | 1732.5928 | 3217.8386 | 5433.3655 | 8551.7646 | 12720.5079 | 18031.529 | 24487.0914 | 31968.4805 | 40217.3951 | 48841.389 | 57352.0766 | 65236.5116 | 72049.1729 | 77314.9886 | 80943.601 | 82845.575 | 83137.8835 | 83137.8835 | 83137.8835 | 83137.8835 | 83137.8835 | 83137.8835 | 83137.8835
F1_Industrial_Industrial - ID_Existing_Space Heating_Natural Gas_HVAC - Energy Recovery Ventilator_A_Achievable Technical Potential | F1 | Industrial | Industrial - ID | Existing | Space Heating | Natural Gas | HVAC - Energy Recovery Ventilator | A | Integrated Unit Energy Savings (kWh or therms) | Achievable Technical Potential | 0 | 0 | 0.20779 | 0.20637 | 0.20482 | 0.20314 | 0.20132 | 0.19967 | 0.19787 | 0.19595 | 0.19392 | 0.1918 | 0.18963 | 0.18748 | 0.18535 | 0.18325 | 0.18122 | 0.17964 | 0.17816 | 0.1768 | 0.17554 | 0.17439 | 0.17338 | 0.1724 | 0.17146 | 0.17053 | 0.16962
F2_Industrial_Industrial - ID_Existing_Space Heating_Natural Gas_HVAC - Energy Recovery Ventilator_A_Achievable Technical Potential | F2 | Industrial | Industrial - ID | Existing | Space Heating | Natural Gas | HVAC - Energy Recovery Ventilator | A | Integrated Unit Summer Peak Savings (kW) | Achievable Technical Potential | 0 | 0 | 0 | 0 | 0 | 0 | 0 | 0 | 0 | 0 | 0 | 0 | 0 | 0 | 0 | 0 | 0 | 0 | 0 | 0 | 0 | 0 | 0 | 0 | 0 | 0 | 0
F3_Industrial_Industrial - ID_Existing_Space Heating_Natural Gas_HVAC - Energy Recovery Ventilator_A_Achievable Technical Potential | F3 | Industrial | Industrial - ID | Existing | Space Heating | Natural Gas | HVAC - Energy Recovery Ventilator | A | Integrated Unit Winter Peak Savings (kW) | Achievable Technical Potential | 0 | 0 | 0 | 0 | 0 | 0 | 0 | 0 | 0 | 0 | 0 | 0 | 0 | 0 | 0 | 0 | 0 | 0 | 0 | 0 | 0 | 0 | 0 | 0 | 0 | 0 | 0
F4_Industrial_Industrial - ID_Existing_Space Heating_Natural Gas_HVAC - Energy Recovery Ventilator_A_Achievable Technical Potential | F4 | Industrial | Industrial - ID | Existing | Space Heating | Natural Gas | HVAC - Energy Recovery Ventilator | A | Incremental Energy Savings (MWh or mTherms) | Achievable Technical Potential | 0 | 0 | 0.091508 | 0.089316 | 0.087119 | 0.084915 | 0.082703 | 0.080608 | 0.078506 | 0.076404 | 0.074308 | 0.07223 | 0.070181 | 0.06819 | 0.06625 | 0.064371 | 0.062561 | 0.060946 | 0.059401 | 0.057932 | 0.056529 | 0.05519 | 0 | 0 | 0 | 0 | 0
F5_Industrial_Industrial - ID_Existing_Space Heating_Natural Gas_HVAC - Energy Recovery Ventilator_A_Achievable Technical Potential | F5 | Industrial | Industrial - ID | Existing | Space Heating | Natural Gas | HVAC - Energy Recovery Ventilator | A | Incremental Summer Peak Savings (MW) | Achievable Technical Potential | 0 | 0 | 0 | 0 | 0 | 0 | 0 | 0 | 0 | 0 | 0 | 0 | 0 | 0 | 0 | 0 | 0 | 0 | 0 | 0 | 0 | 0 | 0 | 0 | 0 | 0 | 0
F6_Industrial_Industrial - ID_Existing_Space Heating_Natural Gas_HVAC - Energy Recovery Ventilator_A_Achievable Technical Potential | F6 | Industrial | Industrial - ID | Existing | Space Heating | Natural Gas | HVAC - Energy Recovery Ventilator | A | Incremental Winter Peak Savings (MW) | Achievable Technical Potential | 0 | 0 | 0 | 0 | 0 | 0 | 0 | 0 | 0 | 0 | 0 | 0 | 0 | 0 | 0 | 0 | 0 | 0 | 0 | 0 | 0 | 0 | 0 | 0 | 0 | 0 | 0
F7_Industrial_Industrial - ID_Existing_Space Heating_Natural Gas_HVAC - Energy Recovery Ventilator_A_Achievable Technical Potential | F7 | Industrial | Industrial - ID | Existing | Space Heating | Natural Gas | HVAC - Energy Recovery Ventilator | A | Cumulative Energy Savings (MWh or mTherms) | Achievable Technical Potential | 0 | 0 | 0.091508 | 0.1802 | 0.26597 | 0.34871 | 0.42828 | 0.50536 | 0.57933 | 0.65011 | 0.71767 | 0.78207 | 0.84341 | 0.90204 | 0.958 | 1.0115 | 1.0629 | 1.1146 | 1.1648 | 1.2138 | 1.2617 | 1.3087 | 1.3011 | 1.2937 | 1.2866 | 1.2796 | 1.2728
F8_Industrial_Industrial - ID_Existing_Space Heating_Natural Gas_HVAC - Energy Recovery Ventilator_A_Achievable Technical Potential | F8 | Industrial | Industrial - ID | Existing | Space Heating | Natural Gas | HVAC - Energy Recovery Ventilator | A | Cumulative Summer Peak Savings (MW) | Achievable Technical Potential | 0 | 0 | 0 | 0 | 0 | 0 | 0 | 0 | 0 | 0 | 0 | 0 | 0 | 0 | 0 | 0 | 0 | 0 | 0 | 0 | 0 | 0 | 0 | 0 | 0 | 0 | 0
F9_Industrial_Industrial - ID_Existing_Space Heating_Natural Gas_HVAC - Energy Recovery Ventilator_A_Achievable Technical Potential | F9 | Industrial | Industrial - ID | Existing | Space Heating | Natural Gas | HVAC - Energy Recovery Ventilator | A | Cumulative Winter Peak Savings (MW) | Achievable Technical Potential | 0 | 0 | 0 | 0 | 0 | 0 | 0 | 0 | 0 | 0 | 0 | 0 | 0 | 0 | 0 | 0 | 0 | 0 | 0 | 0 | 0 | 0 | 0 | 0 | 0 | 0 | 0
F10_Industrial_Industrial - ID_Existing_Space Heating_Natural Gas_HVAC - Energy Recovery Ventilator_A_Achievable Technical Potential | F10 | Industrial | Industrial - ID | Existing | Space Heating | Natural Gas | HVAC - Energy Recovery Ventilator | A | Purchases (Incremental) | Achievable Technical Potential | 0 | 0 | 440.3929 | 432.7999 | 425.3378 | 418.0044 | 410.7974 | 403.7147 | 396.7541 | 389.9135 | 383.1909 | 376.5842 | 370.0913 | 363.7104 | 357.4396 | 351.2768 | 345.2203 | 339.2682 | 333.4188 | 327.6702 | 322.0207 | 316.4686 | 0 | 0 | 0 | 0 | 0
F11_Industrial_Industrial - ID_Existing_Space Heating_Natural Gas_HVAC - Energy Recovery Ventilator_A_Achievable Technical Potential | F11 | Industrial | Industrial - ID | Existing | Space Heating | Natural Gas | HVAC - Energy Recovery Ventilator | A | Purchases (Cumulative) | Achievable Technical Potential | 0 | 0 | 440.3929 | 873.1928 | 1298.5306 | 1716.535 | 2127.3325 | 2531.0472 | 2927.8013 | 3317.7149 | 3700.9058 | 4077.4899 | 4447.5812 | 4811.2917 | 5168.7313 | 5520.0081 | 5865.2284 | 6204.4966 | 6537.9154 | 6865.5856 | 7187.6063 | 7504.075 | 7504.075 | 7504.075 | 7504.075 | 7504.075 | 7504.075
F1_Industrial_Industrial - ID_Existing_Space Heating_Natural Gas_Thermostat - Connected_A_Achievable Technical Potential | F1 | Industrial | Industrial - ID | Existing | Space Heating | Natural Gas | Thermostat - Connected | A | Integrated Unit Energy Savings (kWh or therms) | Achievable Technical Potential | 0 | 0 | 10061.1663 | 10039.9641 | 10015.8062 | 9989.2007 | 9960.4211 | 9929.9384 | 9898.5628 | 9866.64 | 9834.5437 | 9802.4419 | 9770.2614 | 9737.6856 | 9704.2012 | 9669.2005 | 9632.1213 | 9593.2684 | 9552.7594 | 9512.428 | 9472.1323 | 9434.0438 | 9398.4516 | 9365.0425 | 9333.3083 | 9302.6411 | 9273.4675
F2_Industrial_Industrial - ID_Existing_Space Heating_Natural Gas_Thermostat - Connected_A_Achievable Technical Potential | F2 | Industrial | Industrial - ID | Existing | Space Heating | Natural Gas | Thermostat - Connected | A | Integrated Unit Summer Peak Savings (kW) | Achievable Technical Potential | 0 | 0 | 0 | 0 | 0 | 0 | 0 | 0 | 0 | 0 | 0 | 0 | 0 | 0 | 0 | 0 | 0 | 0 | 0 | 0 | 0 | 0 | 0 | 0 | 0 | 0 | 0
F3_Industrial_Industrial - ID_Existing_Space Heating_Natural Gas_Thermostat - Connected_A_Achievable Technical Potential | F3 | Industrial | Industrial - ID | Existing | Space Heating | Natural Gas | Thermostat - Connected | A | Integrated Unit Winter Peak Savings (kW) | Achievable Technical Potential | 0 | 0 | 0 | 0 | 0 | 0 | 0 | 0 | 0 | 0 | 0 | 0 | 0 | 0 | 0 | 0 | 0 | 0 | 0 | 0 | 0 | 0 | 0 | 0 | 0 | 0 | 0
F4_Industrial_Industrial - ID_Existing_Space Heating_Natural Gas_Thermostat - Connected_A_Achievable Technical Potential | F4 | Industrial | Industrial - ID | Existing | Space Heating | Natural Gas | Thermostat - Connected | A | Incremental Energy Savings (MWh or mTherms) | Achievable Technical Potential | 0 | 0 | 0.22342 | 0.21911 | 0.21481 | 0.21055 | 0.20632 | 0 | 0 | 0 | 0 | 0 | 0 | 0 | 0 | 0 | 0 | 0 | 0 | 0 | 0 | 0 | 0 | 0 | 0 | 0 | 0
F5_Industrial_Industrial - ID_Existing_Space Heating_Natural Gas_Thermostat - Connected_A_Achievable Technical Potential | F5 | Industrial | Industrial - ID | Existing | Space Heating | Natural Gas | Thermostat - Connected | A | Incremental Summer Peak Savings (MW) | Achievable Technical Potential | 0 | 0 | 0 | 0 | 0 | 0 | 0 | 0 | 0 | 0 | 0 | 0 | 0 | 0 | 0 | 0 | 0 | 0 | 0 | 0 | 0 | 0 | 0 | 0 | 0 | 0 | 0
F6_Industrial_Industrial - ID_Existing_Space Heating_Natural Gas_Thermostat - Connected_A_Achievable Technical Potential | F6 | Industrial | Industrial - ID | Existing | Space Heating | Natural Gas | Thermostat - Connected | A | Incremental Winter Peak Savings (MW) | Achievable Technical Potential | 0 | 0 | 0 | 0 | 0 | 0 | 0 | 0 | 0 | 0 | 0 | 0 | 0 | 0 | 0 | 0 | 0 | 0 | 0 | 0 | 0 | 0 | 0 | 0 | 0 | 0 | 0
F7_Industrial_Industrial - ID_Existing_Space Heating_Natural Gas_Thermostat - Connected_A_Achievable Technical Potential | F7 | Industrial | Industrial - ID | Existing | Space Heating | Natural Gas | Thermostat - Connected | A | Cumulative Energy Savings (MWh or mTherms) | Achievable Technical Potential | 0 | 0 | 0.22342 | 0.44206 | 0.65581 | 0.86462 | 1.0685 | 1.0652 | 1.0618 | 1.0584 | 1.0549 | 1.0515 | 1.0481 | 1.0446 | 1.041 | 1.0372 | 1.0332 | 1.0291 | 1.0247 | 1.0204 | 1.0161 | 1.012 | 1.0082 | 1.0046 | 1.0012 | 0.99789 | 0.99476
F8_Industrial_Industrial - ID_Existing_Space Heating_Natural Gas_Thermostat - Connected_A_Achievable Technical Potential | F8 | Industrial | Industrial - ID | Existing | Space Heating | Natural Gas | Thermostat - Connected | A | Cumulative Summer Peak Savings (MW) | Achievable Technical Potential | 0 | 0 | 0 | 0 | 0 | 0 | 0 | 0 | 0 | 0 | 0 | 0 | 0 | 0 | 0 | 0 | 0 | 0 | 0 | 0 | 0 | 0 | 0 | 0 | 0 | 0 | 0
F9_Industrial_Industrial - ID_Existing_Space Heating_Natural Gas_Thermostat - Connected_A_Achievable Technical Potential | F9 | Industrial | Industrial - ID | Existing | Space Heating | Natural Gas | Thermostat - Connected | A | Cumulative Winter Peak Savings (MW) | Achievable Technical Potential | 0 | 0 | 0 | 0 | 0 | 0 | 0 | 0 | 0 | 0 | 0 | 0 | 0 | 0 | 0 | 0 | 0 | 0 | 0 | 0 | 0 | 0 | 0 | 0 | 0 | 0 | 0
F10_Industrial_Industrial - ID_Existing_Space Heating_Natural Gas_Thermostat - Connected_A_Achievable Technical Potential | F10 | Industrial | Industrial - ID | Existing | Space Heating | Natural Gas | Thermostat - Connected | A | Purchases (Incremental) | Achievable Technical Potential | 0 | 0 | 0.022207 | 0.021824 | 0.021447 | 0.021078 | 0.020714 | 0 | 0 | 0 | 0 | 0 | 0 | 0 | 0 | 0 | 0 | 0 | 0 | 0 | 0 | 0 | 0 | 0 | 0 | 0 | 0
F11_Industrial_Industrial - ID_Existing_Space Heating_Natural Gas_Thermostat - Connected_A_Achievable Technical Potential | F11 | Industrial | Industrial - ID | Existing | Space Heating | Natural Gas | Thermostat - Connected | A | Purchases (Cumulative) | Achievable Technical Potential | 0 | 0 | 0.022207 | 0.04403 | 0.065478 | 0.086555 | 0.10727 | 0.10727 | 0.10727 | 0.10727 | 0.10727 | 0.10727 | 0.10727 | 0.10727 | 0.10727 | 0.10727 | 0.10727 | 0.10727 | 0.10727 | 0.10727 | 0.10727 | 0.10727 | 0.10727 | 0.10727 | 0.10727 | 0.10727 | 0.10727
F1_Industrial_Industrial - ID_Existing_Space Heating_Natural Gas_Gas Boiler - Maintenance_A_Achievable Technical Potential | F1 | Industrial | Industrial - ID | Existing | Space Heating | Natural Gas | Gas Boiler - Maintenance | A | Integrated Unit Energy Savings (kWh or therms) | Achievable Technical Potential | 0 | 0 | 0.6985 | 0.69206 | 0.68525 | 0.67802 | 0.6703 | 0.66311 | 0.65549 | 0.64741 | 0.63889 | 0.63001 | 0.621 | 0.61204 | 0.60319 | 0.59462 | 0.58651 | 0.58014 | 0.57438 | 0.56919 | 0.56449 | 0.56019 | 0.55688 | 0.55365 | 0.55046 | 0.54729 | 0.54416
F2_Industrial_Industrial - ID_Existing_Space Heating_Natural Gas_Gas Boiler - Maintenance_A_Achievable Technical Potential | F2 | Industrial | Industrial - ID | Existing | Space Heating | Natural Gas | Gas Boiler - Maintenance | A | Integrated Unit Summer Peak Savings (kW) | Achievable Technical Potential | 0 | 0 | 0 | 0 | 0 | 0 | 0 | 0 | 0 | 0 | 0 | 0 | 0 | 0 | 0 | 0 | 0 | 0 | 0 | 0 | 0 | 0 | 0 | 0 | 0 | 0 | 0
F3_Industrial_Industrial - ID_Existing_Space Heating_Natural Gas_Gas Boiler - Maintenance_A_Achievable Technical Potential | F3 | Industrial | Industrial - ID | Existing | Space Heating | Natural Gas | Gas Boiler - Maintenance | A | Integrated Unit Winter Peak Savings (kW) | Achievable Technical Potential | 0 | 0 | 0 | 0 | 0 | 0 | 0 | 0 | 0 | 0 | 0 | 0 | 0 | 0 | 0 | 0 | 0 | 0 | 0 | 0 | 0 | 0 | 0 | 0 | 0 | 0 | 0
F4_Industrial_Industrial - ID_Existing_Space Heating_Natural Gas_Gas Boiler - Maintenance_A_Achievable Technical Potential | F4 | Industrial | Industrial - ID | Existing | Space Heating | Natural Gas | Gas Boiler - Maintenance | A | Incremental Energy Savings (MWh or mTherms) | Achievable Technical Potential | 0 | 0 | 0.024943 | 0.017023 | 0.011467 | 0 | 0 | 0 | 0 | 0 | 0 | 0 | 0 | 0 | 0 | 0 | 0 | 0 | 0 | 0 | 0 | 0 | 0 | 0 | 0 | 0 | 0
F5_Industrial_Industrial - ID_Existing_Space Heating_Natural Gas_Gas Boiler - Maintenance_A_Achievable Technical Potential | F5 | Industrial | Industrial - ID | Existing | Space Heating | Natural Gas | Gas Boiler - Maintenance | A | Incremental Summer Peak Savings (MW) | Achievable Technical Potential | 0 | 0 | 0 | 0 | 0 | 0 | 0 | 0 | 0 | 0 | 0 | 0 | 0 | 0 | 0 | 0 | 0 | 0 | 0 | 0 | 0 | 0 | 0 | 0 | 0 | 0 | 0
F6_Industrial_Industrial - ID_Existing_Space Heating_Natural Gas_Gas Boiler - Maintenance_A_Achievable Technical Potential | F6 | Industrial | Industrial - ID | Existing | Space Heating | Natural Gas | Gas Boiler - Maintenance | A | Incremental Winter Peak Savings (MW) | Achievable Technical Potential | 0 | 0 | 0 | 0 | 0 | 0 | 0 | 0 | 0 | 0 | 0 | 0 | 0 | 0 | 0 | 0 | 0 | 0 | 0 | 0 | 0 | 0 | 0 | 0 | 0 | 0 | 0
F7_Industrial_Industrial - ID_Existing_Space Heating_Natural Gas_Gas Boiler - Maintenance_A_Achievable Technical Potential | F7 | Industrial | Industrial - ID | Existing | Space Heating | Natural Gas | Gas Boiler - Maintenance | A | Cumulative Energy Savings (MWh or mTherms) | Achievable Technical Potential | 0 | 0 | 0.024943 | 0.041736 | 0.052793 | 0.052236 | 0.051641 | 0.051087 | 0.0505 | 0.049877 | 0.049221 | 0.048537 | 0.047843 | 0.047152 | 0.04647 | 0.04581 | 0.045185 | 0.044695 | 0.044251 | 0.043851 | 0.043489 | 0.043158 | 0.042903 | 0.042654 | 0.042408 | 0.042164 | 0.041922
F8_Industrial_Industrial - ID_Existing_Space Heating_Natural Gas_Gas Boiler - Maintenance_A_Achievable Technical Potential | F8 | Industrial | Industrial - ID | Existing | Space Heating | Natural Gas | Gas Boiler - Maintenance | A | Cumulative Summer Peak Savings (MW) | Achievable Technical Potential | 0 | 0 | 0 | 0 | 0 | 0 | 0 | 0 | 0 | 0 | 0 | 0 | 0 | 0 | 0 | 0 | 0 | 0 | 0 | 0 | 0 | 0 | 0 | 0 | 0 | 0 | 0
F9_Industrial_Industrial - ID_Existing_Space Heating_Natural Gas_Gas Boiler - Maintenance_A_Achievable Technical Potential | F9 | Industrial | Industrial - ID | Existing | Space Heating | Natural Gas | Gas Boiler - Maintenance | A | Cumulative Winter Peak Savings (MW) | Achievable Technical Potential | 0 | 0 | 0 | 0 | 0 | 0 | 0 | 0 | 0 | 0 | 0 | 0 | 0 | 0 | 0 | 0 | 0 | 0 | 0 | 0 | 0 | 0 | 0 | 0 | 0 | 0 | 0
F10_Industrial_Industrial - ID_Existing_Space Heating_Natural Gas_Gas Boiler - Maintenance_A_Achievable Technical Potential | F10 | Industrial | Industrial - ID | Existing | Space Heating | Natural Gas | Gas Boiler - Maintenance | A | Purchases (Incremental) | Achievable Technical Potential | 0 | 0 | 35.709 | 24.5977 | 16.7346 | 0 | 0 | 0 | 0 | 0 | 0 | 0 | 0 | 0 | 0 | 0 | 0 | 0 | 0 | 0 | 0 | 0 | 0 | 0 | 0 | 0 | 0
F11_Industrial_Industrial - ID_Existing_Space Heating_Natural Gas_Gas Boiler - Maintenance_A_Achievable Technical Potential | F11 | Industrial | Industrial - ID | Existing | Space Heating | Natural Gas | Gas Boiler - Maintenance | A | Purchases (Cumulative) | Achievable Technical Potential | 0 | 0 | 35.709 | 60.3067 | 77.0412 | 77.0412 | 77.0412 | 77.0412 | 77.0412 | 77.0412 | 77.0412 | 77.0412 | 77.0412 | 77.0412 | 77.0412 | 77.0412 | 77.0412 | 77.0412 | 77.0412 | 77.0412 | 77.0412 | 77.0412 | 77.0412 | 77.0412 | 77.0412 | 77.0412 | 77.0412
F1_Industrial_Industrial - ID_Existing_Space Heating_Natural Gas_Gas Furnace - Maintenance_A_Achievable Technical Potential | F1 | Industrial | Industrial - ID | Existing | Space Heating | Natural Gas | Gas Furnace - Maintenance | A | Integrated Unit Energy Savings (kWh or therms) | Achievable Technical Potential | 0 | 0 | 0.70152 | 0.69541 | 0.68858 | 0.68104 | 0.6727 | 0.66462 | 0.65586 | 0.64643 | 0.63638 | 0.62583 | 0.615 | 0.60413 | 0.59327 | 0.58263 | 0.57237 | 0.56378 | 0.55572 | 0.54844 | 0.54179 | 0.5357 | 0.53072 | 0.52596 | 0.52139 | 0.51696 | 0.51268
F2_Industrial_Industrial - ID_Existing_Space Heating_Natural Gas_Gas Furnace - Maintenance_A_Achievable Technical Potential | F2 | Industrial | Industrial - ID | Existing | Space Heating | Natural Gas | Gas Furnace - Maintenance | A | Integrated Unit Summer Peak Savings (kW) | Achievable Technical Potential | 0 | 0 | 0 | 0 | 0 | 0 | 0 | 0 | 0 | 0 | 0 | 0 | 0 | 0 | 0 | 0 | 0 | 0 | 0 | 0 | 0 | 0 | 0 | 0 | 0 | 0 | 0
F3_Industrial_Industrial - ID_Existing_Space Heating_Natural Gas_Gas Furnace - Maintenance_A_Achievable Technical Potential | F3 | Industrial | Industrial - ID | Existing | Space Heating | Natural Gas | Gas Furnace - Maintenance | A | Integrated Unit Winter Peak Savings (kW) | Achievable Technical Potential | 0 | 0 | 0 | 0 | 0 | 0 | 0 | 0 | 0 | 0 | 0 | 0 | 0 | 0 | 0 | 0 | 0 | 0 | 0 | 0 | 0 | 0 | 0 | 0 | 0 | 0 | 0
F4_Industrial_Industrial - ID_Existing_Space Heating_Natural Gas_Gas Furnace - Maintenance_A_Achievable Technical Potential | F4 | Industrial | Industrial - ID | Existing | Space Heating | Natural Gas | Gas Furnace - Maintenance | A | Incremental Energy Savings (MWh or mTherms) | Achievable Technical Potential | 0 | 0 | 0.015697 | 0.010719 | 0.0072205 | 0 | 0 | 0 | 0 | 0 | 0 | 0 | 0 | 0 | 0 | 0 | 0 | 0 | 0 | 0 | 0 | 0 | 0 | 0 | 0 | 0 | 0
F5_Industrial_Industrial - ID_Existing_Space Heating_Natural Gas_Gas Furnace - Maintenance_A_Achievable Technical Potential | F5 | Industrial | Industrial - ID | Existing | Space Heating | Natural Gas | Gas Furnace - Maintenance | A | Incremental Summer Peak Savings (MW) | Achievable Technical Potential | 0 | 0 | 0 | 0 | 0 | 0 | 0 | 0 | 0 | 0 | 0 | 0 | 0 | 0 | 0 | 0 | 0 | 0 | 0 | 0 | 0 | 0 | 0 | 0 | 0 | 0 | 0
F6_Industrial_Industrial - ID_Existing_Space Heating_Natural Gas_Gas Furnace - Maintenance_A_Achievable Technical Potential | F6 | Industrial | Industrial - ID | Existing | Space Heating | Natural Gas | Gas Furnace - Maintenance | A | Incremental Winter Peak Savings (MW) | Achievable Technical Potential | 0 | 0 | 0 | 0 | 0 | 0 | 0 | 0 | 0 | 0 | 0 | 0 | 0 | 0 | 0 | 0 | 0 | 0 | 0 | 0 | 0 | 0 | 0 | 0 | 0 | 0 | 0
F7_Industrial_Industrial - ID_Existing_Space Heating_Natural Gas_Gas Furnace - Maintenance_A_Achievable Technical Potential | F7 | Industrial | Industrial - ID | Existing | Space Heating | Natural Gas | Gas Furnace - Maintenance | A | Cumulative Energy Savings (MWh or mTherms) | Achievable Technical Potential | 0 | 0 | 0.015697 | 0.026279 | 0.033241 | 0.032877 | 0.032474 | 0.032084 | 0.031662 | 0.031206 | 0.030721 | 0.030212 | 0.029689 | 0.029164 | 0.02864 | 0.028126 | 0.027631 | 0.027217 | 0.026828 | 0.026476 | 0.026155 | 0.025861 | 0.02562 | 0.025391 | 0.02517 | 0.024956 | 0.02475
F8_Industrial_Industrial - ID_Existing_Space Heating_Natural Gas_Gas Furnace - Maintenance_A_Achievable Technical Potential | F8 | Industrial | Industrial - ID | Existing | Space Heating | Natural Gas | Gas Furnace - Maintenance | A | Cumulative Summer Peak Savings (MW) | Achievable Technical Potential | 0 | 0 | 0 | 0 | 0 | 0 | 0 | 0 | 0 | 0 | 0 | 0 | 0 | 0 | 0 | 0 | 0 | 0 | 0 | 0 | 0 | 0 | 0 | 0 | 0 | 0 | 0
F9_Industrial_Industrial - ID_Existing_Space Heating_Natural Gas_Gas Furnace - Maintenance_A_Achievable Technical Potential | F9 | Industrial | Industrial - ID | Existing | Space Heating | Natural Gas | Gas Furnace - Maintenance | A | Cumulative Winter Peak Savings (MW) | Achievable Technical Potential | 0 | 0 | 0 | 0 | 0 | 0 | 0 | 0 | 0 | 0 | 0 | 0 | 0 | 0 | 0 | 0 | 0 | 0 | 0 | 0 | 0 | 0 | 0 | 0 | 0 | 0 | 0
F10_Industrial_Industrial - ID_Existing_Space Heating_Natural Gas_Gas Furnace - Maintenance_A_Achievable Technical Potential | F10 | Industrial | Industrial - ID | Existing | Space Heating | Natural Gas | Gas Furnace - Maintenance | A | Purchases (Incremental) | Achievable Technical Potential | 0 | 0 | 22.3757 | 15.4132 | 10.4861 | 0 | 0 | 0 | 0 | 0 | 0 | 0 | 0 | 0 | 0 | 0 | 0 | 0 | 0 | 0 | 0 | 0 | 0 | 0 | 0 | 0 | 0
F11_Industrial_Industrial - ID_Existing_Space Heating_Natural Gas_Gas Furnace - Maintenance_A_Achievable Technical Potential | F11 | Industrial | Industrial - ID | Existing | Space Heating | Natural Gas | Gas Furnace - Maintenance | A | Purchases (Cumulative) | Achievable Technical Potential | 0 | 0 | 22.3757 | 37.7889 | 48.275 | 48.275 | 48.275 | 48.275 | 48.275 | 48.275 | 48.275 | 48.275 | 48.275 | 48.275 | 48.275 | 48.275 | 48.275 | 48.275 | 48.275 | 48.275 | 48.275 | 48.275 | 48.275 | 48.275 | 48.275 | 48.275 | 48.275
F1_Industrial_Industrial - ID_Existing_Space Heating_Natural Gas_Gas Furnace - Tube Inserts_A_Achievable Technical Potential | F1 | Industrial | Industrial - ID | Existing | Space Heating | Natural Gas | Gas Furnace - Tube Inserts | A | Integrated Unit Energy Savings (kWh or therms) | Achievable Technical Potential | 0 | 0 | 0 | 0 | 0 | 0 | 0 | 0 | 0 | 0 | 0 | 0 | 0 | 0 | 0 | 0 | 0 | 0 | 0 | 0 | 0 | 0 | 0 | 0 | 0 | 0 | 0
F2_Industrial_Industrial - ID_Existing_Space Heating_Natural Gas_Gas Furnace - Tube Inserts_A_Achievable Technical Potential | F2 | Industrial | Industrial - ID | Existing | Space Heating | Natural Gas | Gas Furnace - Tube Inserts | A | Integrated Unit Summer Peak Savings (kW) | Achievable Technical Potential | 0 | 0 | 0 | 0 | 0 | 0 | 0 | 0 | 0 | 0 | 0 | 0 | 0 | 0 | 0 | 0 | 0 | 0 | 0 | 0 | 0 | 0 | 0 | 0 | 0 | 0 | 0
F3_Industrial_Industrial - ID_Existing_Space Heating_Natural Gas_Gas Furnace - Tube Inserts_A_Achievable Technical Potential | F3 | Industrial | Industrial - ID | Existing | Space Heating | Natural Gas | Gas Furnace - Tube Inserts | A | Integrated Unit Winter Peak Savings (kW) | Achievable Technical Potential | 0 | 0 | 0 | 0 | 0 | 0 | 0 | 0 | 0 | 0 | 0 | 0 | 0 | 0 | 0 | 0 | 0 | 0 | 0 | 0 | 0 | 0 | 0 | 0 | 0 | 0 | 0
F4_Industrial_Industrial - ID_Existing_Space Heating_Natural Gas_Gas Furnace - Tube Inserts_A_Achievable Technical Potential | F4 | Industrial | Industrial - ID | Existing | Space Heating | Natural Gas | Gas Furnace - Tube Inserts | A | Incremental Energy Savings (MWh or mTherms) | Achievable Technical Potential | 0 | 0 | 0 | 0 | 0 | 0 | 0 | 0 | 0 | 0 | 0 | 0 | 0 | 0 | 0 | 0 | 0 | 0 | 0 | 0 | 0 | 0 | 0 | 0 | 0 | 0 | 0
F5_Industrial_Industrial - ID_Existing_Space Heating_Natural Gas_Gas Furnace - Tube Inserts_A_Achievable Technical Potential | F5 | Industrial | Industrial - ID | Existing | Space Heating | Natural Gas | Gas Furnace - Tube Inserts | A | Incremental Summer Peak Savings (MW) | Achievable Technical Potential | 0 | 0 | 0 | 0 | 0 | 0 | 0 | 0 | 0 | 0 | 0 | 0 | 0 | 0 | 0 | 0 | 0 | 0 | 0 | 0 | 0 | 0 | 0 | 0 | 0 | 0 | 0
F6_Industrial_Industrial - ID_Existing_Space Heating_Natural Gas_Gas Furnace - Tube Inserts_A_Achievable Technical Potential | F6 | Industrial | Industrial - ID | Existing | Space Heating | Natural Gas | Gas Furnace - Tube Inserts | A | Incremental Winter Peak Savings (MW) | Achievable Technical Potential | 0 | 0 | 0 | 0 | 0 | 0 | 0 | 0 | 0 | 0 | 0 | 0 | 0 | 0 | 0 | 0 | 0 | 0 | 0 | 0 | 0 | 0 | 0 | 0 | 0 | 0 | 0
F7_Industrial_Industrial - ID_Existing_Space Heating_Natural Gas_Gas Furnace - Tube Inserts_A_Achievable Technical Potential | F7 | Industrial | Industrial - ID | Existing | Space Heating | Natural Gas | Gas Furnace - Tube Inserts | A | Cumulative Energy Savings (MWh or mTherms) | Achievable Technical Potential | 0 | 0 | 0 | 0 | 0 | 0 | 0 | 0 | 0 | 0 | 0 | 0 | 0 | 0 | 0 | 0 | 0 | 0 | 0 | 0 | 0 | 0 | 0 | 0 | 0 | 0 | 0
F8_Industrial_Industrial - ID_Existing_Space Heating_Natural Gas_Gas Furnace - Tube Inserts_A_Achievable Technical Potential | F8 | Industrial | Industrial - ID | Existing | Space Heating | Natural Gas | Gas Furnace - Tube Inserts | A | Cumulative Summer Peak Savings (MW) | Achievable Technical Potential | 0 | 0 | 0 | 0 | 0 | 0 | 0 | 0 | 0 | 0 | 0 | 0 | 0 | 0 | 0 | 0 | 0 | 0 | 0 | 0 | 0 | 0 | 0 | 0 | 0 | 0 | 0
F9_Industrial_Industrial - ID_Existing_Space Heating_Natural Gas_Gas Furnace - Tube Inserts_A_Achievable Technical Potential | F9 | Industrial | Industrial - ID | Existing | Space Heating | Natural Gas | Gas Furnace - Tube Inserts | A | Cumulative Winter Peak Savings (MW) | Achievable Technical Potential | 0 | 0 | 0 | 0 | 0 | 0 | 0 | 0 | 0 | 0 | 0 | 0 | 0 | 0 | 0 | 0 | 0 | 0 | 0 | 0 | 0 | 0 | 0 | 0 | 0 | 0 | 0
F10_Industrial_Industrial - ID_Existing_Space Heating_Natural Gas_Gas Furnace - Tube Inserts_A_Achievable Technical Potential | F10 | Industrial | Industrial - ID | Existing | Space Heating | Natural Gas | Gas Furnace - Tube Inserts | A | Purchases (Incremental) | Achievable Technical Potential | 0 | 0 | 0 | 0 | 0 | 0 | 0 | 0 | 0 | 0 | 0 | 0 | 0 | 0 | 0 | 0 | 0 | 0 | 0 | 0 | 0 | 0 | 0 | 0 | 0 | 0 | 0
F11_Industrial_Industrial - ID_Existing_Space Heating_Natural Gas_Gas Furnace - Tube Inserts_A_Achievable Technical Potential | F11 | Industrial | Industrial - ID | Existing | Space Heating | Natural Gas | Gas Furnace - Tube Inserts | A | Purchases (Cumulative) | Achievable Technical Potential | 0 | 0 | 0 | 0 | 0 | 0 | 0 | 0 | 0 | 0 | 0 | 0 | 0 | 0 | 0 | 0 | 0 | 0 | 0 | 0 | 0 | 0 | 0 | 0 | 0 | 0 | 0
F1_Industrial_Industrial - ID_Existing_Space Heating_Natural Gas_Gas Boiler - Burner Control Optimization_A_Achievable Technical Potential | F1 | Industrial | Industrial - ID | Existing | Space Heating | Natural Gas | Gas Boiler - Burner Control Optimization | A | Integrated Unit Energy Savings (kWh or therms) | Achievable Technical Potential | 0 | 0 | 0.33827 | 0.33585 | 0.33331 | 0.33064 | 0.32784 | 0.3254 | 0.32283 | 0.32015 | 0.31738 | 0.31453 | 0.31165 | 0.30877 | 0.30591 | 0.30311 | 0.30039 | 0.29838 | 0.29649 | 0.29474 | 0.29308 | 0.29153 | 0.29018 | 0.28887 | 0.28759 | 0.28632 | 0.28508
F2_Industrial_Industrial - ID_Existing_Space Heating_Natural Gas_Gas Boiler - Burner Control Optimization_A_Achievable Technical Potential | F2 | Industrial | Industrial - ID | Existing | Space Heating | Natural Gas | Gas Boiler - Burner Control Optimization | A | Integrated Unit Summer Peak Savings (kW) | Achievable Technical Potential | 0 | 0 | 0 | 0 | 0 | 0 | 0 | 0 | 0 | 0 | 0 | 0 | 0 | 0 | 0 | 0 | 0 | 0 | 0 | 0 | 0 | 0 | 0 | 0 | 0 | 0 | 0
F3_Industrial_Industrial - ID_Existing_Space Heating_Natural Gas_Gas Boiler - Burner Control Optimization_A_Achievable Technical Potential | F3 | Industrial | Industrial - ID | Existing | Space Heating | Natural Gas | Gas Boiler - Burner Control Optimization | A | Integrated Unit Winter Peak Savings (kW) | Achievable Technical Potential | 0 | 0 | 0 | 0 | 0 | 0 | 0 | 0 | 0 | 0 | 0 | 0 | 0 | 0 | 0 | 0 | 0 | 0 | 0 | 0 | 0 | 0 | 0 | 0 | 0 | 0 | 0
F4_Industrial_Industrial - ID_Existing_Space Heating_Natural Gas_Gas Boiler - Burner Control Optimization_A_Achievable Technical Potential | F4 | Industrial | Industrial - ID | Existing | Space Heating | Natural Gas | Gas Boiler - Burner Control Optimization | A | Incremental Energy Savings (MWh or mTherms) | Achievable Technical Potential | 0 | 0 | 0.0024168 | 0.0037067 | 0.0072304 | 0.012336 | 0.018698 | 0.025534 | 0.031686 | 0.036028 | 0.0378 | 0.036816 | 0.03346 | 0.028506 | 0.022857 | 0.017312 | 0.012423 | 0.0084892 | 0.0055268 | 0.0034359 | 0 | 0 | 0 | 0 | 0 | 0 | 0
F5_Industrial_Industrial - ID_Existing_Space Heating_Natural Gas_Gas Boiler - Burner Control Optimization_A_Achievable Technical Potential | F5 | Industrial | Industrial - ID | Existing | Space Heating | Natural Gas | Gas Boiler - Burner Control Optimization | A | Incremental Summer Peak Savings (MW) | Achievable Technical Potential | 0 | 0 | 0 | 0 | 0 | 0 | 0 | 0 | 0 | 0 | 0 | 0 | 0 | 0 | 0 | 0 | 0 | 0 | 0 | 0 | 0 | 0 | 0 | 0 | 0 | 0 | 0
F6_Industrial_Industrial - ID_Existing_Space Heating_Natural Gas_Gas Boiler - Burner Control Optimization_A_Achievable Technical Potential | F6 | Industrial | Industrial - ID | Existing | Space Heating | Natural Gas | Gas Boiler - Burner Control Optimization | A | Incremental Winter Peak Savings (MW) | Achievable Technical Potential | 0 | 0 | 0 | 0 | 0 | 0 | 0 | 0 | 0 | 0 | 0 | 0 | 0 | 0 | 0 | 0 | 0 | 0 | 0 | 0 | 0 | 0 | 0 | 0 | 0 | 0 | 0
F7_Industrial_Industrial - ID_Existing_Space Heating_Natural Gas_Gas Boiler - Burner Control Optimization_A_Achievable Technical Potential | F7 | Industrial | Industrial - ID | Existing | Space Heating | Natural Gas | Gas Boiler - Burner Control Optimization | A | Cumulative Energy Savings (MWh or mTherms) | Achievable Technical Potential | 0 | 0 | 0.0024168 | 0.0061062 | 0.01329 | 0.02552 | 0.044001 | 0.069208 | 0.10035 | 0.13554 | 0.17217 | 0.20744 | 0.239 | 0.2653 | 0.2857 | 0.3004 | 0.31012 | 0.31654 | 0.32006 | 0.3216 | 0.31979 | 0.31811 | 0.31663 | 0.3152 | 0.31381 | 0.31242 | 0.31106
F8_Industrial_Industrial - ID_Existing_Space Heating_Natural Gas_Gas Boiler - Burner Control Optimization_A_Achievable Technical Potential | F8 | Industrial | Industrial - ID | Existing | Space Heating | Natural Gas | Gas Boiler - Burner Control Optimization | A | Cumulative Summer Peak Savings (MW) | Achievable Technical Potential | 0 | 0 | 0 | 0 | 0 | 0 | 0 | 0 | 0 | 0 | 0 | 0 | 0 | 0 | 0 | 0 | 0 | 0 | 0 | 0 | 0 | 0 | 0 | 0 | 0 | 0 | 0
F9_Industrial_Industrial - ID_Existing_Space Heating_Natural Gas_Gas Boiler - Burner Control Optimization_A_Achievable Technical Potential | F9 | Industrial | Industrial - ID | Existing | Space Heating | Natural Gas | Gas Boiler - Burner Control Optimization | A | Cumulative Winter Peak Savings (MW) | Achievable Technical Potential | 0 | 0 | 0 | 0 | 0 | 0 | 0 | 0 | 0 | 0 | 0 | 0 | 0 | 0 | 0 | 0 | 0 | 0 | 0 | 0 | 0 | 0 | 0 | 0 | 0 | 0 | 0
F10_Industrial_Industrial - ID_Existing_Space Heating_Natural Gas_Gas Boiler - Burner Control Optimization_A_Achievable Technical Potential | F10 | Industrial | Industrial - ID | Existing | Space Heating | Natural Gas | Gas Boiler - Burner Control Optimization | A | Purchases (Incremental) | Achievable Technical Potential | 0 | 0 | 7.1445 | 11.0368 | 21.6931 | 37.3083 | 57.0346 | 78.4717 | 98.1511 | 112.5354 | 119.1024 | 117.0489 | 107.3621 | 92.3222 | 74.7192 | 57.1129 | 41.3576 | 28.4512 | 18.6404 | 11.6576 | 0 | 0 | 0 | 0 | 0 | 0 | 0
F11_Industrial_Industrial - ID_Existing_Space Heating_Natural Gas_Gas Boiler - Burner Control Optimization_A_Achievable Technical Potential | F11 | Industrial | Industrial - ID | Existing | Space Heating | Natural Gas | Gas Boiler - Burner Control Optimization | A | Purchases (Cumulative) | Achievable Technical Potential | 0 | 0 | 7.1445 | 18.1813 | 39.8744 | 77.1827 | 134.2173 | 212.689 | 310.8402 | 423.3755 | 542.4779 | 659.5269 | 766.889 | 859.2112 | 933.9303 | 991.0432 | 1032.4009 | 1060.8521 | 1079.4925 | 1091.1501 | 1091.1501 | 1091.1501 | 1091.1501 | 1091.1501 | 1091.1501 | 1091.1501 | 1091.1501
F1_Industrial_Industrial - ID_Existing_Space Heating_Natural Gas_Gas Boiler - High Turndown Burner_A_Achievable Technical Potential | F1 | Industrial | Industrial - ID | Existing | Space Heating | Natural Gas | Gas Boiler - High Turndown Burner | A | Integrated Unit Energy Savings (kWh or therms) | Achievable Technical Potential | 0 | 0 | 1.167 | 1.1592 | 1.1512 | 1.143 | 1.1345 | 1.1277 | 1.1207 | 1.1137 | 1.1069 | 1.1002 | 1.0937 | 1.0875 | 1.0813 | 1.0752 | 1.0689 | 1.0647 | 1.0604 | 1.056 | 1.0516 | 1.0473 | 1.0432 | 1.0393 | 1.0355 | 1.0317 | 1.028
F2_Industrial_Industrial - ID_Existing_Space Heating_Natural Gas_Gas Boiler - High Turndown Burner_A_Achievable Technical Potential | F2 | Industrial | Industrial - ID | Existing | Space Heating | Natural Gas | Gas Boiler - High Turndown Burner | A | Integrated Unit Summer Peak Savings (kW) | Achievable Technical Potential | 0 | 0 | 0 | 0 | 0 | 0 | 0 | 0 | 0 | 0 | 0 | 0 | 0 | 0 | 0 | 0 | 0 | 0 | 0 | 0 | 0 | 0 | 0 | 0 | 0 | 0 | 0
F3_Industrial_Industrial - ID_Existing_Space Heating_Natural Gas_Gas Boiler - High Turndown Burner_A_Achievable Technical Potential | F3 | Industrial | Industrial - ID | Existing | Space Heating | Natural Gas | Gas Boiler - High Turndown Burner | A | Integrated Unit Winter Peak Savings (kW) | Achievable Technical Potential | 0 | 0 | 0 | 0 | 0 | 0 | 0 | 0 | 0 | 0 | 0 | 0 | 0 | 0 | 0 | 0 | 0 | 0 | 0 | 0 | 0 | 0 | 0 | 0 | 0 | 0 | 0
F4_Industrial_Industrial - ID_Existing_Space Heating_Natural Gas_Gas Boiler - High Turndown Burner_A_Achievable Technical Potential | F4 | Industrial | Industrial - ID | Existing | Space Heating | Natural Gas | Gas Boiler - High Turndown Burner | A | Incremental Energy Savings (MWh or mTherms) | Achievable Technical Potential | 0 | 0 | 0.051512 | 0.050288 | 0.049079 | 0.047888 | 0.046715 | 0.041068 | 0.032089 | 0.025072 | 0.01959 | 0.015309 | 0.011965 | 0.0093533 | 0.007312 | 0.005716 | 0.0044679 | 0 | 0 | 0 | 0 | 0 | 0 | 0 | 0 | 0 | 0
F5_Industrial_Industrial - ID_Existing_Space Heating_Natural Gas_Gas Boiler - High Turndown Burner_A_Achievable Technical Potential | F5 | Industrial | Industrial - ID | Existing | Space Heating | Natural Gas | Gas Boiler - High Turndown Burner | A | Incremental Summer Peak Savings (MW) | Achievable Technical Potential | 0 | 0 | 0 | 0 | 0 | 0 | 0 | 0 | 0 | 0 | 0 | 0 | 0 | 0 | 0 | 0 | 0 | 0 | 0 | 0 | 0 | 0 | 0 | 0 | 0 | 0 | 0
F6_Industrial_Industrial - ID_Existing_Space Heating_Natural Gas_Gas Boiler - High Turndown Burner_A_Achievable Technical Potential | F6 | Industrial | Industrial - ID | Existing | Space Heating | Natural Gas | Gas Boiler - High Turndown Burner | A | Incremental Winter Peak Savings (MW) | Achievable Technical Potential | 0 | 0 | 0 | 0 | 0 | 0 | 0 | 0 | 0 | 0 | 0 | 0 | 0 | 0 | 0 | 0 | 0 | 0 | 0 | 0 | 0 | 0 | 0 | 0 | 0 | 0 | 0
F7_Industrial_Industrial - ID_Existing_Space Heating_Natural Gas_Gas Boiler - High Turndown Burner_A_Achievable Technical Potential | F7 | Industrial | Industrial - ID | Existing | Space Heating | Natural Gas | Gas Boiler - High Turndown Burner | A | Cumulative Energy Savings (MWh or mTherms) | Achievable Technical Potential | 0 | 0 | 0.051512 | 0.10146 | 0.14984 | 0.19665 | 0.24191 | 0.28152 | 0.31187 | 0.33501 | 0.35253 | 0.36572 | 0.37553 | 0.38273 | 0.38787 | 0.39138 | 0.39358 | 0.39202 | 0.39044 | 0.38883 | 0.3872 | 0.38562 | 0.38411 | 0.38267 | 0.38126 | 0.37987 | 0.37852
F8_Industrial_Industrial - ID_Existing_Space Heating_Natural Gas_Gas Boiler - High Turndown Burner_A_Achievable Technical Potential | F8 | Industrial | Industrial - ID | Existing | Space Heating | Natural Gas | Gas Boiler - High Turndown Burner | A | Cumulative Summer Peak Savings (MW) | Achievable Technical Potential | 0 | 0 | 0 | 0 | 0 | 0 | 0 | 0 | 0 | 0 | 0 | 0 | 0 | 0 | 0 | 0 | 0 | 0 | 0 | 0 | 0 | 0 | 0 | 0 | 0 | 0 | 0
F9_Industrial_Industrial - ID_Existing_Space Heating_Natural Gas_Gas Boiler - High Turndown Burner_A_Achievable Technical Potential | F9 | Industrial | Industrial - ID | Existing | Space Heating | Natural Gas | Gas Boiler - High Turndown Burner | A | Cumulative Winter Peak Savings (MW) | Achievable Technical Potential | 0 | 0 | 0 | 0 | 0 | 0 | 0 | 0 | 0 | 0 | 0 | 0 | 0 | 0 | 0 | 0 | 0 | 0 | 0 | 0 | 0 | 0 | 0 | 0 | 0 | 0 | 0
F10_Industrial_Industrial - ID_Existing_Space Heating_Natural Gas_Gas Boiler - High Turndown Burner_A_Achievable Technical Potential | F10 | Industrial | Industrial - ID | Existing | Space Heating | Natural Gas | Gas Boiler - High Turndown Burner | A | Purchases (Incremental) | Achievable Technical Potential | 0 | 0 | 44.1419 | 43.3808 | 42.6329 | 41.8978 | 41.1754 | 36.419 | 28.6328 | 22.5113 | 17.6986 | 13.9147 | 10.9399 | 8.601 | 6.7622 | 5.3165 | 4.1798 | 0 | 0 | 0 | 0 | 0 | 0 | 0 | 0 | 0 | 0
F11_Industrial_Industrial - ID_Existing_Space Heating_Natural Gas_Gas Boiler - High Turndown Burner_A_Achievable Technical Potential | F11 | Industrial | Industrial - ID | Existing | Space Heating | Natural Gas | Gas Boiler - High Turndown Burner | A | Purchases (Cumulative) | Achievable Technical Potential | 0 | 0 | 44.1419 | 87.5227 | 130.1555 | 172.0534 | 213.2288 | 249.6478 | 278.2806 | 300.7919 | 318.4905 | 332.4052 | 343.3451 | 351.9461 | 358.7083 | 364.0247 | 368.2045 | 368.2045 | 368.2045 | 368.2045 | 368.2045 | 368.2045 | 368.2045 | 368.2045 | 368.2045 | 368.2045 | 368.2045
F1_Industrial_Industrial - ID_Existing_Space Heating_Natural Gas_Gas Boiler - Hot Water Reset_A_Achievable Technical Potential | F1 | Industrial | Industrial - ID | Existing | Space Heating | Natural Gas | Gas Boiler - Hot Water Reset | A | Integrated Unit Energy Savings (kWh or therms) | Achievable Technical Potential | 0 | 0 | 1245.517 | 1238.1088 | 1230.5166 | 1222.7833 | 1214.9235 | 1208.8647 | 1202.814 | 1196.7974 | 1190.8467 | 1184.972 | 1179.1641 | 1173.3827 | 1167.5706 | 1161.6619 | 1155.5969 | 1151.3321 | 1146.9868 | 1142.5599 | 1138.0589 | 1133.7285 | 1129.6091 | 1125.6681 | 1121.8492 | 1118.0839 | 1114.4276
F2_Industrial_Industrial - ID_Existing_Space Heating_Natural Gas_Gas Boiler - Hot Water Reset_A_Achievable Technical Potential | F2 | Industrial | Industrial - ID | Existing | Space Heating | Natural Gas | Gas Boiler - Hot Water Reset | A | Integrated Unit Summer Peak Savings (kW) | Achievable Technical Potential | 0 | 0 | 0 | 0 | 0 | 0 | 0 | 0 | 0 | 0 | 0 | 0 | 0 | 0 | 0 | 0 | 0 | 0 | 0 | 0 | 0 | 0 | 0 | 0 | 0 | 0 | 0
F3_Industrial_Industrial - ID_Existing_Space Heating_Natural Gas_Gas Boiler - Hot Water Reset_A_Achievable Technical Potential | F3 | Industrial | Industrial - ID | Existing | Space Heating | Natural Gas | Gas Boiler - Hot Water Reset | A | Integrated Unit Winter Peak Savings (kW) | Achievable Technical Potential | 0 | 0 | 0 | 0 | 0 | 0 | 0 | 0 | 0 | 0 | 0 | 0 | 0 | 0 | 0 | 0 | 0 | 0 | 0 | 0 | 0 | 0 | 0 | 0 | 0 | 0 | 0
F4_Industrial_Industrial - ID_Existing_Space Heating_Natural Gas_Gas Boiler - Hot Water Reset_A_Achievable Technical Potential | F4 | Industrial | Industrial - ID | Existing | Space Heating | Natural Gas | Gas Boiler - Hot Water Reset | A | Incremental Energy Savings (MWh or mTherms) | Achievable Technical Potential | 0 | 0 | 0.04323 | 0.051854 | 0.061977 | 0.070261 | 0.078254 | 0.089462 | 0.095967 | 0.095865 | 0.088342 | 0.07426 | 0.056198 | 0.036372 | 0.020653 | 0.0097229 | 0.0040215 | 0.0014319 | 0.00043788 | 9.343e-05 | 1.5033e-05 | 1.7666e-06 | 0 | 0 | 0 | 0 | 0
F5_Industrial_Industrial - ID_Existing_Space Heating_Natural Gas_Gas Boiler - Hot Water Reset_A_Achievable Technical Potential | F5 | Industrial | Industrial - ID | Existing | Space Heating | Natural Gas | Gas Boiler - Hot Water Reset | A | Incremental Summer Peak Savings (MW) | Achievable Technical Potential | 0 | 0 | 0 | 0 | 0 | 0 | 0 | 0 | 0 | 0 | 0 | 0 | 0 | 0 | 0 | 0 | 0 | 0 | 0 | 0 | 0 | 0 | 0 | 0 | 0 | 0 | 0
F6_Industrial_Industrial - ID_Existing_Space Heating_Natural Gas_Gas Boiler - Hot Water Reset_A_Achievable Technical Potential | F6 | Industrial | Industrial - ID | Existing | Space Heating | Natural Gas | Gas Boiler - Hot Water Reset | A | Incremental Winter Peak Savings (MW) | Achievable Technical Potential | 0 | 0 | 0 | 0 | 0 | 0 | 0 | 0 | 0 | 0 | 0 | 0 | 0 | 0 | 0 | 0 | 0 | 0 | 0 | 0 | 0 | 0 | 0 | 0 | 0 | 0 | 0
F7_Industrial_Industrial - ID_Existing_Space Heating_Natural Gas_Gas Boiler - Hot Water Reset_A_Achievable Technical Potential | F7 | Industrial | Industrial - ID | Existing | Space Heating | Natural Gas | Gas Boiler - Hot Water Reset | A | Cumulative Energy Savings (MWh or mTherms) | Achievable Technical Potential | 0 | 0 | 0.04323 | 0.094826 | 0.15622 | 0.2255 | 0.30231 | 0.39026 | 0.48427 | 0.57772 | 0.66319 | 0.73417 | 0.78677 | 0.81929 | 0.83588 | 0.84138 | 0.841 | 0.83933 | 0.8366 | 0.83347 | 0.8302 | 0.82704 | 0.82404 | 0.82116 | 0.81838 | 0.81563 | 0.81296
F8_Industrial_Industrial - ID_Existing_Space Heating_Natural Gas_Gas Boiler - Hot Water Reset_A_Achievable Technical Potential | F8 | Industrial | Industrial - ID | Existing | Space Heating | Natural Gas | Gas Boiler - Hot Water Reset | A | Cumulative Summer Peak Savings (MW) | Achievable Technical Potential | 0 | 0 | 0 | 0 | 0 | 0 | 0 | 0 | 0 | 0 | 0 | 0 | 0 | 0 | 0 | 0 | 0 | 0 | 0 | 0 | 0 | 0 | 0 | 0 | 0 | 0 | 0
F9_Industrial_Industrial - ID_Existing_Space Heating_Natural Gas_Gas Boiler - Hot Water Reset_A_Achievable Technical Potential | F9 | Industrial | Industrial - ID | Existing | Space Heating | Natural Gas | Gas Boiler - Hot Water Reset | A | Cumulative Winter Peak Savings (MW) | Achievable Technical Potential | 0 | 0 | 0 | 0 | 0 | 0 | 0 | 0 | 0 | 0 | 0 | 0 | 0 | 0 | 0 | 0 | 0 | 0 | 0 | 0 | 0 | 0 | 0 | 0 | 0 | 0 | 0
F10_Industrial_Industrial - ID_Existing_Space Heating_Natural Gas_Gas Boiler - Hot Water Reset_A_Achievable Technical Potential | F10 | Industrial | Industrial - ID | Existing | Space Heating | Natural Gas | Gas Boiler - Hot Water Reset | A | Purchases (Incremental) | Achievable Technical Potential | 0 | 0 | 0.034708 | 0.041881 | 0.050367 | 0.05746 | 0.06441 | 0.074005 | 0.079785 | 0.080101 | 0.074184 | 0.062668 | 0.047659 | 0.030998 | 0.017688 | 0.0083698 | 0.00348 | 0.0012436 | 0.00038176 | 8.1772e-05 | 1.3209e-05 | 1.5582e-06 | 0 | 0 | 0 | 0 | 0
F11_Industrial_Industrial - ID_Existing_Space Heating_Natural Gas_Gas Boiler - Hot Water Reset_A_Achievable Technical Potential | F11 | Industrial | Industrial - ID | Existing | Space Heating | Natural Gas | Gas Boiler - Hot Water Reset | A | Purchases (Cumulative) | Achievable Technical Potential | 0 | 0 | 0.034708 | 0.07659 | 0.12696 | 0.18442 | 0.24883 | 0.32283 | 0.40262 | 0.48272 | 0.5569 | 0.61957 | 0.66723 | 0.69823 | 0.71592 | 0.72429 | 0.72777 | 0.72901 | 0.72939 | 0.72947 | 0.72949 | 0.72949 | 0.72949 | 0.72949 | 0.72949 | 0.72949 | 0.72949
F1_Industrial_Industrial - ID_Existing_Space Heating_Natural Gas_Gas Boiler - Insulate Hot Water Lines_A_Achievable Technical Potential | F1 | Industrial | Industrial - ID | Existing | Space Heating | Natural Gas | Gas Boiler - Insulate Hot Water Lines | A | Integrated Unit Energy Savings (kWh or therms) | Achievable Technical Potential | 0 | 0 | 5.2111 | 5.1734 | 5.1335 | 5.0913 | 5.0462 | 5.006 | 4.9631 | 4.9176 | 4.8699 | 4.8205 | 4.7703 | 4.72 | 4.6703 | 4.622 | 4.5756 | 4.5409 | 4.5089 | 4.4795 | 4.4525 | 4.4278 | 4.4062 | 4.3854 | 4.3649 | 4.3446 | 4.3246
F2_Industrial_Industrial - ID_Existing_Space Heating_Natural Gas_Gas Boiler - Insulate Hot Water Lines_A_Achievable Technical Potential | F2 | Industrial | Industrial - ID | Existing | Space Heating | Natural Gas | Gas Boiler - Insulate Hot Water Lines | A | Integrated Unit Summer Peak Savings (kW) | Achievable Technical Potential | 0 | 0 | 0 | 0 | 0 | 0 | 0 | 0 | 0 | 0 | 0 | 0 | 0 | 0 | 0 | 0 | 0 | 0 | 0 | 0 | 0 | 0 | 0 | 0 | 0 | 0 | 0
F3_Industrial_Industrial - ID_Existing_Space Heating_Natural Gas_Gas Boiler - Insulate Hot Water Lines_A_Achievable Technical Potential | F3 | Industrial | Industrial - ID | Existing | Space Heating | Natural Gas | Gas Boiler - Insulate Hot Water Lines | A | Integrated Unit Winter Peak Savings (kW) | Achievable Technical Potential | 0 | 0 | 0 | 0 | 0 | 0 | 0 | 0 | 0 | 0 | 0 | 0 | 0 | 0 | 0 | 0 | 0 | 0 | 0 | 0 | 0 | 0 | 0 | 0 | 0 | 0 | 0
F4_Industrial_Industrial - ID_Existing_Space Heating_Natural Gas_Gas Boiler - Insulate Hot Water Lines_A_Achievable Technical Potential | F4 | Industrial | Industrial - ID | Existing | Space Heating | Natural Gas | Gas Boiler - Insulate Hot Water Lines | A | Incremental Energy Savings (MWh or mTherms) | Achievable Technical Potential | 0 | 0 | 0.029928 | 0.029199 | 0.028475 | 0.027753 | 0.027033 | 0.026356 | 0.025679 | 0.025005 | 0.024335 | 0.023674 | 0.023023 | 0 | 0 | 0 | 0 | 0 | 0 | 0 | 0 | 0 | 0 | 0 | 0 | 0 | 0
F5_Industrial_Industrial - ID_Existing_Space Heating_Natural Gas_Gas Boiler - Insulate Hot Water Lines_A_Achievable Technical Potential | F5 | Industrial | Industrial - ID | Existing | Space Heating | Natural Gas | Gas Boiler - Insulate Hot Water Lines | A | Incremental Summer Peak Savings (MW) | Achievable Technical Potential | 0 | 0 | 0 | 0 | 0 | 0 | 0 | 0 | 0 | 0 | 0 | 0 | 0 | 0 | 0 | 0 | 0 | 0 | 0 | 0 | 0 | 0 | 0 | 0 | 0 | 0 | 0
F6_Industrial_Industrial - ID_Existing_Space Heating_Natural Gas_Gas Boiler - Insulate Hot Water Lines_A_Achievable Technical Potential | F6 | Industrial | Industrial - ID | Existing | Space Heating | Natural Gas | Gas Boiler - Insulate Hot Water Lines | A | Incremental Winter Peak Savings (MW) | Achievable Technical Potential | 0 | 0 | 0 | 0 | 0 | 0 | 0 | 0 | 0 | 0 | 0 | 0 | 0 | 0 | 0 | 0 | 0 | 0 | 0 | 0 | 0 | 0 | 0 | 0 | 0 | 0 | 0
F7_Industrial_Industrial - ID_Existing_Space Heating_Natural Gas_Gas Boiler - Insulate Hot Water Lines_A_Achievable Technical Potential | F7 | Industrial | Industrial - ID | Existing | Space Heating | Natural Gas | Gas Boiler - Insulate Hot Water Lines | A | Cumulative Energy Savings (MWh or mTherms) | Achievable Technical Potential | 0 | 0 | 0.029928 | 0.058911 | 0.086931 | 0.11397 | 0.13999 | 0.16523 | 0.1895 | 0.21276 | 0.23503 | 0.25633 | 0.27668 | 0.27376 | 0.27088 | 0.26808 | 0.26539 | 0.26337 | 0.26152 | 0.25981 | 0.25825 | 0.25681 | 0.25556 | 0.25435 | 0.25316 | 0.25199 | 0.25083
F8_Industrial_Industrial - ID_Existing_Space Heating_Natural Gas_Gas Boiler - Insulate Hot Water Lines_A_Achievable Technical Potential | F8 | Industrial | Industrial - ID | Existing | Space Heating | Natural Gas | Gas Boiler - Insulate Hot Water Lines | A | Cumulative Summer Peak Savings (MW) | Achievable Technical Potential | 0 | 0 | 0 | 0 | 0 | 0 | 0 | 0 | 0 | 0 | 0 | 0 | 0 | 0 | 0 | 0 | 0 | 0 | 0 | 0 | 0 | 0 | 0 | 0 | 0 | 0 | 0
F9_Industrial_Industrial - ID_Existing_Space Heating_Natural Gas_Gas Boiler - Insulate Hot Water Lines_A_Achievable Technical Potential | F9 | Industrial | Industrial - ID | Existing | Space Heating | Natural Gas | Gas Boiler - Insulate Hot Water Lines | A | Cumulative Winter Peak Savings (MW) | Achievable Technical Potential | 0 | 0 | 0 | 0 | 0 | 0 | 0 | 0 | 0 | 0 | 0 | 0 | 0 | 0 | 0 | 0 | 0 | 0 | 0 | 0 | 0 | 0 | 0 | 0 | 0 | 0 | 0
F10_Industrial_Industrial - ID_Existing_Space Heating_Natural Gas_Gas Boiler - Insulate Hot Water Lines_A_Achievable Technical Potential | F10 | Industrial | Industrial - ID | Existing | Space Heating | Natural Gas | Gas Boiler - Insulate Hot Water Lines | A | Purchases (Incremental) | Achievable Technical Potential | 0 | 0 | 5.7431 | 5.6441 | 5.5468 | 5.4511 | 5.3572 | 5.2648 | 5.174 | 5.0848 | 4.9971 | 4.911 | 4.8263 | 0 | 0 | 0 | 0 | 0 | 0 | 0 | 0 | 0 | 0 | 0 | 0 | 0 | 0
F11_Industrial_Industrial - ID_Existing_Space Heating_Natural Gas_Gas Boiler - Insulate Hot Water Lines_A_Achievable Technical Potential | F11 | Industrial | Industrial - ID | Existing | Space Heating | Natural Gas | Gas Boiler - Insulate Hot Water Lines | A | Purchases (Cumulative) | Achievable Technical Potential | 0 | 0 | 5.7431 | 11.3872 | 16.934 | 22.3851 | 27.7423 | 33.0071 | 38.1811 | 43.2659 | 48.263 | 53.174 | 58.0003 | 58.0003 | 58.0003 | 58.0003 | 58.0003 | 58.0003 | 58.0003 | 58.0003 | 58.0003 | 58.0003 | 58.0003 | 58.0003 | 58.0003 | 58.0003 | 58.0003
F1_Industrial_Industrial - ID_Existing_Space Heating_Natural Gas_Gas Boiler - Insulate Steam Lines/Condensate Tank_A_Achievable Technical Potential | F1 | Industrial | Industrial - ID | Existing | Space Heating | Natural Gas | Gas Boiler - Insulate Steam Lines/Condensate Tank | A | Integrated Unit Energy Savings (kWh or therms) | Achievable Technical Potential | 0 | 0 | 7.7903 | 7.7411 | 7.6901 | 7.6376 | 7.5837 | 7.5403 | 7.4964 | 7.4525 | 7.4093 | 7.3673 | 7.3267 | 7.2875 | 7.249 | 7.2107 | 7.1717 | 7.144 | 7.1159 | 7.0873 | 7.0583 | 7.0303 | 7.0036 | 6.978 | 6.9531 | 6.9286 | 6.9047
F2_Industrial_Industrial - ID_Existing_Space Heating_Natural Gas_Gas Boiler - Insulate Steam Lines/Condensate Tank_A_Achievable Technical Potential | F2 | Industrial | Industrial - ID | Existing | Space Heating | Natural Gas | Gas Boiler - Insulate Steam Lines/Condensate Tank | A | Integrated Unit Summer Peak Savings (kW) | Achievable Technical Potential | 0 | 0 | 0 | 0 | 0 | 0 | 0 | 0 | 0 | 0 | 0 | 0 | 0 | 0 | 0 | 0 | 0 | 0 | 0 | 0 | 0 | 0 | 0 | 0 | 0 | 0 | 0
F3_Industrial_Industrial - ID_Existing_Space Heating_Natural Gas_Gas Boiler - Insulate Steam Lines/Condensate Tank_A_Achievable Technical Potential | F3 | Industrial | Industrial - ID | Existing | Space Heating | Natural Gas | Gas Boiler - Insulate Steam Lines/Condensate Tank | A | Integrated Unit Winter Peak Savings (kW) | Achievable Technical Potential | 0 | 0 | 0 | 0 | 0 | 0 | 0 | 0 | 0 | 0 | 0 | 0 | 0 | 0 | 0 | 0 | 0 | 0 | 0 | 0 | 0 | 0 | 0 | 0 | 0 | 0 | 0
F4_Industrial_Industrial - ID_Existing_Space Heating_Natural Gas_Gas Boiler - Insulate Steam Lines/Condensate Tank_A_Achievable Technical Potential | F4 | Industrial | Industrial - ID | Existing | Space Heating | Natural Gas | Gas Boiler - Insulate Steam Lines/Condensate Tank | A | Incremental Energy Savings (MWh or mTherms) | Achievable Technical Potential | 0 | 0 | 0.044741 | 0.043692 | 0.042655 | 0.041634 | 0.040627 | 0.039698 | 0.038787 | 0.037895 | 0.037025 | 0.036181 | 0.035361 | 0.034565 | 0.03379 | 0.033032 | 0.032287 | 0 | 0 | 0 | 0 | 0 | 0 | 0 | 0 | 0 | 0
F5_Industrial_Industrial - ID_Existing_Space Heating_Natural Gas_Gas Boiler - Insulate Steam Lines/Condensate Tank_A_Achievable Technical Potential | F5 | Industrial | Industrial - ID | Existing | Space Heating | Natural Gas | Gas Boiler - Insulate Steam Lines/Condensate Tank | A | Incremental Summer Peak Savings (MW) | Achievable Technical Potential | 0 | 0 | 0 | 0 | 0 | 0 | 0 | 0 | 0 | 0 | 0 | 0 | 0 | 0 | 0 | 0 | 0 | 0 | 0 | 0 | 0 | 0 | 0 | 0 | 0 | 0 | 0
F6_Industrial_Industrial - ID_Existing_Space Heating_Natural Gas_Gas Boiler - Insulate Steam Lines/Condensate Tank_A_Achievable Technical Potential | F6 | Industrial | Industrial - ID | Existing | Space Heating | Natural Gas | Gas Boiler - Insulate Steam Lines/Condensate Tank | A | Incremental Winter Peak Savings (MW) | Achievable Technical Potential | 0 | 0 | 0 | 0 | 0 | 0 | 0 | 0 | 0 | 0 | 0 | 0 | 0 | 0 | 0 | 0 | 0 | 0 | 0 | 0 | 0 | 0 | 0 | 0 | 0 | 0 | 0
F7_Industrial_Industrial - ID_Existing_Space Heating_Natural Gas_Gas Boiler - Insulate Steam Lines/Condensate Tank_A_Achievable Technical Potential | F7 | Industrial | Industrial - ID | Existing | Space Heating | Natural Gas | Gas Boiler - Insulate Steam Lines/Condensate Tank | A | Cumulative Energy Savings (MWh or mTherms) | Achievable Technical Potential | 0 | 0 | 0.044741 | 0.08815 | 0.13022 | 0.17097 | 0.21039 | 0.24888 | 0.28622 | 0.32244 | 0.3576 | 0.39175 | 0.42495 | 0.45724 | 0.48862 | 0.51906 | 0.54855 | 0.54643 | 0.54428 | 0.54209 | 0.53987 | 0.53773 | 0.53569 | 0.53373 | 0.53183 | 0.52995 | 0.52812
F8_Industrial_Industrial - ID_Existing_Space Heating_Natural Gas_Gas Boiler - Insulate Steam Lines/Condensate Tank_A_Achievable Technical Potential | F8 | Industrial | Industrial - ID | Existing | Space Heating | Natural Gas | Gas Boiler - Insulate Steam Lines/Condensate Tank | A | Cumulative Summer Peak Savings (MW) | Achievable Technical Potential | 0 | 0 | 0 | 0 | 0 | 0 | 0 | 0 | 0 | 0 | 0 | 0 | 0 | 0 | 0 | 0 | 0 | 0 | 0 | 0 | 0 | 0 | 0 | 0 | 0 | 0 | 0
F9_Industrial_Industrial - ID_Existing_Space Heating_Natural Gas_Gas Boiler - Insulate Steam Lines/Condensate Tank_A_Achievable Technical Potential | F9 | Industrial | Industrial - ID | Existing | Space Heating | Natural Gas | Gas Boiler - Insulate Steam Lines/Condensate Tank | A | Cumulative Winter Peak Savings (MW) | Achievable Technical Potential | 0 | 0 | 0 | 0 | 0 | 0 | 0 | 0 | 0 | 0 | 0 | 0 | 0 | 0 | 0 | 0 | 0 | 0 | 0 | 0 | 0 | 0 | 0 | 0 | 0 | 0 | 0
F10_Industrial_Industrial - ID_Existing_Space Heating_Natural Gas_Gas Boiler - Insulate Steam Lines/Condensate Tank_A_Achievable Technical Potential | F10 | Industrial | Industrial - ID | Existing | Space Heating | Natural Gas | Gas Boiler - Insulate Steam Lines/Condensate Tank | A | Purchases (Incremental) | Achievable Technical Potential | 0 | 0 | 5.7431 | 5.6441 | 5.5468 | 5.4511 | 5.3572 | 5.2648 | 5.174 | 5.0848 | 4.9971 | 4.911 | 4.8263 | 4.7431 | 4.6613 | 4.581 | 4.502 | 0 | 0 | 0 | 0 | 0 | 0 | 0 | 0 | 0 | 0
F11_Industrial_Industrial - ID_Existing_Space Heating_Natural Gas_Gas Boiler - Insulate Steam Lines/Condensate Tank_A_Achievable Technical Potential | F11 | Industrial | Industrial - ID | Existing | Space Heating | Natural Gas | Gas Boiler - Insulate Steam Lines/Condensate Tank | A | Purchases (Cumulative) | Achievable Technical Potential | 0 | 0 | 5.7431 | 11.3872 | 16.934 | 22.3851 | 27.7423 | 33.0071 | 38.1811 | 43.2659 | 48.263 | 53.174 | 58.0003 | 62.7434 | 67.4047 | 71.9857 | 76.4877 | 76.4877 | 76.4877 | 76.4877 | 76.4877 | 76.4877 | 76.4877 | 76.4877 | 76.4877 | 76.4877 | 76.4877
F1_Industrial_Industrial - ID_Existing_Space Heating_Natural Gas_Gas Boiler - Stack Economizer_A_Achievable Technical Potential | F1 | Industrial | Industrial - ID | Existing | Space Heating | Natural Gas | Gas Boiler - Stack Economizer | A | Integrated Unit Energy Savings (kWh or therms) | Achievable Technical Potential | 0 | 0 | 1.1182 | 1.1085 | 1.0982 | 1.0873 | 1.0755 | 1.0646 | 1.0528 | 1.0403 | 1.0269 | 1.0129 | 0.99869 | 0.98451 | 0.97046 | 0.95686 | 0.94397 | 0.93383 | 0.92465 | 0.9164 | 0.90895 | 0.90213 | 0.89691 | 0.8918 | 0.88678 | 0.88178 | 0.87685
F2_Industrial_Industrial - ID_Existing_Space Heating_Natural Gas_Gas Boiler - Stack Economizer_A_Achievable Technical Potential | F2 | Industrial | Industrial - ID | Existing | Space Heating | Natural Gas | Gas Boiler - Stack Economizer | A | Integrated Unit Summer Peak Savings (kW) | Achievable Technical Potential | 0 | 0 | 0 | 0 | 0 | 0 | 0 | 0 | 0 | 0 | 0 | 0 | 0 | 0 | 0 | 0 | 0 | 0 | 0 | 0 | 0 | 0 | 0 | 0 | 0 | 0 | 0
F3_Industrial_Industrial - ID_Existing_Space Heating_Natural Gas_Gas Boiler - Stack Economizer_A_Achievable Technical Potential | F3 | Industrial | Industrial - ID | Existing | Space Heating | Natural Gas | Gas Boiler - Stack Economizer | A | Integrated Unit Winter Peak Savings (kW) | Achievable Technical Potential | 0 | 0 | 0 | 0 | 0 | 0 | 0 | 0 | 0 | 0 | 0 | 0 | 0 | 0 | 0 | 0 | 0 | 0 | 0 | 0 | 0 | 0 | 0 | 0 | 0 | 0 | 0
F4_Industrial_Industrial - ID_Existing_Space Heating_Natural Gas_Gas Boiler - Stack Economizer_A_Achievable Technical Potential | F4 | Industrial | Industrial - ID | Existing | Space Heating | Natural Gas | Gas Boiler - Stack Economizer | A | Incremental Energy Savings (MWh or mTherms) | Achievable Technical Potential | 0 | 0 | 0.078977 | 0.076942 | 0.074914 | 0.072888 | 0.070857 | 0.062034 | 0.048233 | 0.037468 | 0.02908 | 0.022552 | 0.017481 | 0.013548 | 0.0105 | 0.0081394 | 0.006313 | 0 | 0 | 0 | 0 | 0 | 0 | 0 | 0 | 0 | 0
F5_Industrial_Industrial - ID_Existing_Space Heating_Natural Gas_Gas Boiler - Stack Economizer_A_Achievable Technical Potential | F5 | Industrial | Industrial - ID | Existing | Space Heating | Natural Gas | Gas Boiler - Stack Economizer | A | Incremental Summer Peak Savings (MW) | Achievable Technical Potential | 0 | 0 | 0 | 0 | 0 | 0 | 0 | 0 | 0 | 0 | 0 | 0 | 0 | 0 | 0 | 0 | 0 | 0 | 0 | 0 | 0 | 0 | 0 | 0 | 0 | 0 | 0
F6_Industrial_Industrial - ID_Existing_Space Heating_Natural Gas_Gas Boiler - Stack Economizer_A_Achievable Technical Potential | F6 | Industrial | Industrial - ID | Existing | Space Heating | Natural Gas | Gas Boiler - Stack Economizer | A | Incremental Winter Peak Savings (MW) | Achievable Technical Potential | 0 | 0 | 0 | 0 | 0 | 0 | 0 | 0 | 0 | 0 | 0 | 0 | 0 | 0 | 0 | 0 | 0 | 0 | 0 | 0 | 0 | 0 | 0 | 0 | 0 | 0 | 0
F7_Industrial_Industrial - ID_Existing_Space Heating_Natural Gas_Gas Boiler - Stack Economizer_A_Achievable Technical Potential | F7 | Industrial | Industrial - ID | Existing | Space Heating | Natural Gas | Gas Boiler - Stack Economizer | A | Cumulative Energy Savings (MWh or mTherms) | Achievable Technical Potential | 0 | 0 | 0.078977 | 0.15523 | 0.22871 | 0.29932 | 0.36694 | 0.42524 | 0.46878 | 0.50064 | 0.5233 | 0.53873 | 0.54863 | 0.55439 | 0.55698 | 0.55731 | 0.55612 | 0.55014 | 0.54474 | 0.53988 | 0.53549 | 0.53147 | 0.52839 | 0.52539 | 0.52243 | 0.51948 | 0.51658
F8_Industrial_Industrial - ID_Existing_Space Heating_Natural Gas_Gas Boiler - Stack Economizer_A_Achievable Technical Potential | F8 | Industrial | Industrial - ID | Existing | Space Heating | Natural Gas | Gas Boiler - Stack Economizer | A | Cumulative Summer Peak Savings (MW) | Achievable Technical Potential | 0 | 0 | 0 | 0 | 0 | 0 | 0 | 0 | 0 | 0 | 0 | 0 | 0 | 0 | 0 | 0 | 0 | 0 | 0 | 0 | 0 | 0 | 0 | 0 | 0 | 0 | 0
F9_Industrial_Industrial - ID_Existing_Space Heating_Natural Gas_Gas Boiler - Stack Economizer_A_Achievable Technical Potential | F9 | Industrial | Industrial - ID | Existing | Space Heating | Natural Gas | Gas Boiler - Stack Economizer | A | Cumulative Winter Peak Savings (MW) | Achievable Technical Potential | 0 | 0 | 0 | 0 | 0 | 0 | 0 | 0 | 0 | 0 | 0 | 0 | 0 | 0 | 0 | 0 | 0 | 0 | 0 | 0 | 0 | 0 | 0 | 0 | 0 | 0 | 0
F10_Industrial_Industrial - ID_Existing_Space Heating_Natural Gas_Gas Boiler - Stack Economizer_A_Achievable Technical Potential | F10 | Industrial | Industrial - ID | Existing | Space Heating | Natural Gas | Gas Boiler - Stack Economizer | A | Purchases (Incremental) | Achievable Technical Potential | 0 | 0 | 70.627 | 69.4093 | 68.2126 | 67.0365 | 65.8807 | 58.2703 | 45.8125 | 36.0181 | 28.3177 | 22.2636 | 17.5038 | 13.7616 | 10.8195 | 8.5063 | 6.6877 | 0 | 0 | 0 | 0 | 0 | 0 | 0 | 0 | 0 | 0
F11_Industrial_Industrial - ID_Existing_Space Heating_Natural Gas_Gas Boiler - Stack Economizer_A_Achievable Technical Potential | F11 | Industrial | Industrial - ID | Existing | Space Heating | Natural Gas | Gas Boiler - Stack Economizer | A | Purchases (Cumulative) | Achievable Technical Potential | 0 | 0 | 70.627 | 140.0363 | 208.2489 | 275.2854 | 341.1661 | 399.4364 | 445.2489 | 481.2671 | 509.5848 | 531.8484 | 549.3522 | 563.1137 | 573.9332 | 582.4395 | 589.1273 | 589.1273 | 589.1273 | 589.1273 | 589.1273 | 589.1273 | 589.1273 | 589.1273 | 589.1273 | 589.1273 | 589.1273
F1_Industrial_Industrial - ID_Existing_Space Heating_Natural Gas_Gas Boiler - Steam Trap Replacement_A_Achievable Technical Potential | F1 | Industrial | Industrial - ID | Existing | Space Heating | Natural Gas | Gas Boiler - Steam Trap Replacement | A | Integrated Unit Energy Savings (kWh or therms) | Achievable Technical Potential | 0 | 0 | 47333.8507 | 47205.8759 | 47072.7716 | 46936.2847 | 46797.0997 | 46656.8687 | 46518.0141 | 46382.5279 | 46251.7176 | 46125.9604 | 46004.5292 | 45885.576 | 45766.3474 | 45643.6553 | 45514.5355 | 45380.1291 | 45240.7112 | 45098.4223 | 44953.5573 | 44815.7891 | 44686.7319 | 44565.1243 | 44448.7592 | 44334.9331 | 44225.8563
F2_Industrial_Industrial - ID_Existing_Space Heating_Natural Gas_Gas Boiler - Steam Trap Replacement_A_Achievable Technical Potential | F2 | Industrial | Industrial - ID | Existing | Space Heating | Natural Gas | Gas Boiler - Steam Trap Replacement | A | Integrated Unit Summer Peak Savings (kW) | Achievable Technical Potential | 0 | 0 | 0 | 0 | 0 | 0 | 0 | 0 | 0 | 0 | 0 | 0 | 0 | 0 | 0 | 0 | 0 | 0 | 0 | 0 | 0 | 0 | 0 | 0 | 0 | 0 | 0
F3_Industrial_Industrial - ID_Existing_Space Heating_Natural Gas_Gas Boiler - Steam Trap Replacement_A_Achievable Technical Potential | F3 | Industrial | Industrial - ID | Existing | Space Heating | Natural Gas | Gas Boiler - Steam Trap Replacement | A | Integrated Unit Winter Peak Savings (kW) | Achievable Technical Potential | 0 | 0 | 0 | 0 | 0 | 0 | 0 | 0 | 0 | 0 | 0 | 0 | 0 | 0 | 0 | 0 | 0 | 0 | 0 | 0 | 0 | 0 | 0 | 0 | 0 | 0 | 0
F4_Industrial_Industrial - ID_Existing_Space Heating_Natural Gas_Gas Boiler - Steam Trap Replacement_A_Achievable Technical Potential | F4 | Industrial | Industrial - ID | Existing | Space Heating | Natural Gas | Gas Boiler - Steam Trap Replacement | A | Incremental Energy Savings (MWh or mTherms) | Achievable Technical Potential | 0 | 0 | 0.0026751 | 0.0026219 | 0.0025694 | 0.0025178 | 0.0024671 | 0.0024173 | 0 | 0 | 0 | 0 | 0 | 0 | 0 | 0 | 0 | 0 | 0 | 0 | 0 | 0 | 0 | 0 | 0 | 0 | 0
F5_Industrial_Industrial - ID_Existing_Space Heating_Natural Gas_Gas Boiler - Steam Trap Replacement_A_Achievable Technical Potential | F5 | Industrial | Industrial - ID | Existing | Space Heating | Natural Gas | Gas Boiler - Steam Trap Replacement | A | Incremental Summer Peak Savings (MW) | Achievable Technical Potential | 0 | 0 | 0 | 0 | 0 | 0 | 0 | 0 | 0 | 0 | 0 | 0 | 0 | 0 | 0 | 0 | 0 | 0 | 0 | 0 | 0 | 0 | 0 | 0 | 0 | 0 | 0
F6_Industrial_Industrial - ID_Existing_Space Heating_Natural Gas_Gas Boiler - Steam Trap Replacement_A_Achievable Technical Potential | F6 | Industrial | Industrial - ID | Existing | Space Heating | Natural Gas | Gas Boiler - Steam Trap Replacement | A | Incremental Winter Peak Savings (MW) | Achievable Technical Potential | 0 | 0 | 0 | 0 | 0 | 0 | 0 | 0 | 0 | 0 | 0 | 0 | 0 | 0 | 0 | 0 | 0 | 0 | 0 | 0 | 0 | 0 | 0 | 0 | 0 | 0 | 0
F7_Industrial_Industrial - ID_Existing_Space Heating_Natural Gas_Gas Boiler - Steam Trap Replacement_A_Achievable Technical Potential | F7 | Industrial | Industrial - ID | Existing | Space Heating | Natural Gas | Gas Boiler - Steam Trap Replacement | A | Cumulative Energy Savings (MWh or mTherms) | Achievable Technical Potential | 0 | 0 | 0.0026751 | 0.0052898 | 0.0078444 | 0.010339 | 0.012776 | 0.015155 | 0.01511 | 0.015066 | 0.015023 | 0.014982 | 0.014943 | 0.014904 | 0.014866 | 0.014826 | 0.014784 | 0.01474 | 0.014695 | 0.014649 | 0.014602 | 0.014557 | 0.014515 | 0.014475 | 0.014438 | 0.014401 | 0.014365
F8_Industrial_Industrial - ID_Existing_Space Heating_Natural Gas_Gas Boiler - Steam Trap Replacement_A_Achievable Technical Potential | F8 | Industrial | Industrial - ID | Existing | Space Heating | Natural Gas | Gas Boiler - Steam Trap Replacement | A | Cumulative Summer Peak Savings (MW) | Achievable Technical Potential | 0 | 0 | 0 | 0 | 0 | 0 | 0 | 0 | 0 | 0 | 0 | 0 | 0 | 0 | 0 | 0 | 0 | 0 | 0 | 0 | 0 | 0 | 0 | 0 | 0 | 0 | 0
F9_Industrial_Industrial - ID_Existing_Space Heating_Natural Gas_Gas Boiler - Steam Trap Replacement_A_Achievable Technical Potential | F9 | Industrial | Industrial - ID | Existing | Space Heating | Natural Gas | Gas Boiler - Steam Trap Replacement | A | Cumulative Winter Peak Savings (MW) | Achievable Technical Potential | 0 | 0 | 0 | 0 | 0 | 0 | 0 | 0 | 0 | 0 | 0 | 0 | 0 | 0 | 0 | 0 | 0 | 0 | 0 | 0 | 0 | 0 | 0 | 0 | 0 | 0 | 0
F10_Industrial_Industrial - ID_Existing_Space Heating_Natural Gas_Gas Boiler - Steam Trap Replacement_A_Achievable Technical Potential | F10 | Industrial | Industrial - ID | Existing | Space Heating | Natural Gas | Gas Boiler - Steam Trap Replacement | A | Purchases (Incremental) | Achievable Technical Potential | 0 | 0 | 5.6517e-05 | 5.5542e-05 | 5.4584e-05 | 5.3643e-05 | 5.2718e-05 | 5.181e-05 | 0 | 0 | 0 | 0 | 0 | 0 | 0 | 0 | 0 | 0 | 0 | 0 | 0 | 0 | 0 | 0 | 0 | 0 | 0
F11_Industrial_Industrial - ID_Existing_Space Heating_Natural Gas_Gas Boiler - Steam Trap Replacement_A_Achievable Technical Potential | F11 | Industrial | Industrial - ID | Existing | Space Heating | Natural Gas | Gas Boiler - Steam Trap Replacement | A | Purchases (Cumulative) | Achievable Technical Potential | 0 | 0 | 5.6517e-05 | 0.00011206 | 0.00016664 | 0.00022029 | 0.000273 | 0.00032481 | 0.00032481 | 0.00032481 | 0.00032481 | 0.00032481 | 0.00032481 | 0.00032481 | 0.00032481 | 0.00032481 | 0.00032481 | 0.00032481 | 0.00032481 | 0.00032481 | 0.00032481 | 0.00032481 | 0.00032481 | 0.00032481 | 0.00032481 | 0.00032481 | 0.00032481
F1_Industrial_Industrial - ID_Existing_Process_Natural Gas_Process Boiler - Hot Water Reset_A_Achievable Technical Potential | F1 | Industrial | Industrial - ID | Existing | Process | Natural Gas | Process Boiler - Hot Water Reset | A | Integrated Unit Energy Savings (kWh or therms) | Achievable Technical Potential | 0 | 0 | 8528.903 | 8528.7478 | 8528.5898 | 8528.4291 | 8528.2655 | 8528.0991 | 8528.0823 | 8528.0652 | 8528.0478 | 8528.0302 | 8528.0122 | 8527.9939 | 8527.9752 | 8527.9563 | 8527.937 | 8527.9174 | 8527.8974 | 8527.8771 | 8527.8564 | 8527.8354 | 8527.814 | 8527.7922 | 8527.77 | 8527.7475 | 8527.7245
F2_Industrial_Industrial - ID_Existing_Process_Natural Gas_Process Boiler - Hot Water Reset_A_Achievable Technical Potential | F2 | Industrial | Industrial - ID | Existing | Process | Natural Gas | Process Boiler - Hot Water Reset | A | Integrated Unit Summer Peak Savings (kW) | Achievable Technical Potential | 0 | 0 | 0 | 0 | 0 | 0 | 0 | 0 | 0 | 0 | 0 | 0 | 0 | 0 | 0 | 0 | 0 | 0 | 0 | 0 | 0 | 0 | 0 | 0 | 0 | 0 | 0
F3_Industrial_Industrial - ID_Existing_Process_Natural Gas_Process Boiler - Hot Water Reset_A_Achievable Technical Potential | F3 | Industrial | Industrial - ID | Existing | Process | Natural Gas | Process Boiler - Hot Water Reset | A | Integrated Unit Winter Peak Savings (kW) | Achievable Technical Potential | 0 | 0 | 0 | 0 | 0 | 0 | 0 | 0 | 0 | 0 | 0 | 0 | 0 | 0 | 0 | 0 | 0 | 0 | 0 | 0 | 0 | 0 | 0 | 0 | 0 | 0 | 0
F4_Industrial_Industrial - ID_Existing_Process_Natural Gas_Process Boiler - Hot Water Reset_A_Achievable Technical Potential | F4 | Industrial | Industrial - ID | Existing | Process | Natural Gas | Process Boiler - Hot Water Reset | A | Incremental Energy Savings (MWh or mTherms) | Achievable Technical Potential | 0 | 0 | 0.57426 | 0.69293 | 0.83331 | 0.95065 | 1.0656 | 1.2243 | 1.3199 | 1.3252 | 1.2273 | 1.0368 | 0.78845 | 0.51282 | 0.29263 | 0.13847 | 0.057572 | 0.020574 | 0.0063156 | 0.0013528 | 0.00021853 | 2.5778e-05 | 0 | 0 | 0 | 0 | 0
F5_Industrial_Industrial - ID_Existing_Process_Natural Gas_Process Boiler - Hot Water Reset_A_Achievable Technical Potential | F5 | Industrial | Industrial - ID | Existing | Process | Natural Gas | Process Boiler - Hot Water Reset | A | Incremental Summer Peak Savings (MW) | Achievable Technical Potential | 0 | 0 | 0 | 0 | 0 | 0 | 0 | 0 | 0 | 0 | 0 | 0 | 0 | 0 | 0 | 0 | 0 | 0 | 0 | 0 | 0 | 0 | 0 | 0 | 0 | 0 | 0
F6_Industrial_Industrial - ID_Existing_Process_Natural Gas_Process Boiler - Hot Water Reset_A_Achievable Technical Potential | F6 | Industrial | Industrial - ID | Existing | Process | Natural Gas | Process Boiler - Hot Water Reset | A | Incremental Winter Peak Savings (MW) | Achievable Technical Potential | 0 | 0 | 0 | 0 | 0 | 0 | 0 | 0 | 0 | 0 | 0 | 0 | 0 | 0 | 0 | 0 | 0 | 0 | 0 | 0 | 0 | 0 | 0 | 0 | 0 | 0 | 0
F7_Industrial_Industrial - ID_Existing_Process_Natural Gas_Process Boiler - Hot Water Reset_A_Achievable Technical Potential | F7 | Industrial | Industrial - ID | Existing | Process | Natural Gas | Process Boiler - Hot Water Reset | A | Cumulative Energy Savings (MWh or mTherms) | Achievable Technical Potential | 0 | 0 | 0.57426 | 1.2672 | 2.1005 | 3.0511 | 4.1166 | 5.3409 | 6.6608 | 7.986 | 9.2132 | 10.25 | 11.0384 | 11.5512 | 11.8438 | 11.9823 | 12.0398 | 12.0603 | 12.0666 | 12.068 | 12.0681 | 12.0681 | 12.0681 | 12.0681 | 12.068 | 12.068 | 12.068
F8_Industrial_Industrial - ID_Existing_Process_Natural Gas_Process Boiler - Hot Water Reset_A_Achievable Technical Potential | F8 | Industrial | Industrial - ID | Existing | Process | Natural Gas | Process Boiler - Hot Water Reset | A | Cumulative Summer Peak Savings (MW) | Achievable Technical Potential | 0 | 0 | 0 | 0 | 0 | 0 | 0 | 0 | 0 | 0 | 0 | 0 | 0 | 0 | 0 | 0 | 0 | 0 | 0 | 0 | 0 | 0 | 0 | 0 | 0 | 0 | 0
F9_Industrial_Industrial - ID_Existing_Process_Natural Gas_Process Boiler - Hot Water Reset_A_Achievable Technical Potential | F9 | Industrial | Industrial - ID | Existing | Process | Natural Gas | Process Boiler - Hot Water Reset | A | Cumulative Winter Peak Savings (MW) | Achievable Technical Potential | 0 | 0 | 0 | 0 | 0 | 0 | 0 | 0 | 0 | 0 | 0 | 0 | 0 | 0 | 0 | 0 | 0 | 0 | 0 | 0 | 0 | 0 | 0 | 0 | 0 | 0 | 0
F10_Industrial_Industrial - ID_Existing_Process_Natural Gas_Process Boiler - Hot Water Reset_A_Achievable Technical Potential | F10 | Industrial | Industrial - ID | Existing | Process | Natural Gas | Process Boiler - Hot Water Reset | A | Purchases (Incremental) | Achievable Technical Potential | 0 | 0 | 0.067331 | 0.081247 | 0.097708 | 0.11147 | 0.12495 | 0.14356 | 0.15478 | 0.15539 | 0.14391 | 0.12157 | 0.092455 | 0.060133 | 0.034314 | 0.016237 | 0.006751 | 0.0024126 | 0.00074059 | 0.00015863 | 2.5625e-05 | 3.0228e-06 | 0 | 0 | 0 | 0 | 0
F11_Industrial_Industrial - ID_Existing_Process_Natural Gas_Process Boiler - Hot Water Reset_A_Achievable Technical Potential | F11 | Industrial | Industrial - ID | Existing | Process | Natural Gas | Process Boiler - Hot Water Reset | A | Purchases (Cumulative) | Achievable Technical Potential | 0 | 0 | 0.067331 | 0.14858 | 0.24629 | 0.35775 | 0.4827 | 0.62627 | 0.78105 | 0.93643 | 1.0803 | 1.2019 | 1.2944 | 1.3545 | 1.3888 | 1.4051 | 1.4118 | 1.4142 | 1.415 | 1.4151 | 1.4151 | 1.4151 | 1.4151 | 1.4151 | 1.4151 | 1.4151 | 1.4151
F1_Industrial_Industrial - ID_Existing_Process_Natural Gas_Process Boiler - Burner Control Optimization_A_Achievable Technical Potential | F1 | Industrial | Industrial - ID | Existing | Process | Natural Gas | Process Boiler - Burner Control Optimization | A | Integrated Unit Energy Savings (kWh or therms) | Achievable Technical Potential | 0 | 0 | 2.3174 | 2.3158 | 2.314 | 2.312 | 2.3099 | 2.3074 | 2.3048 | 2.3021 | 2.2995 | 2.297 | 2.2949 | 2.293 | 2.2915 | 2.2901 | 2.2888 | 2.2883 | 2.2877 | 2.2872 | 2.2866 | 2.286 | 2.2855 | 2.2849 | 2.2843 | 2.2837 | 2.2831
F2_Industrial_Industrial - ID_Existing_Process_Natural Gas_Process Boiler - Burner Control Optimization_A_Achievable Technical Potential | F2 | Industrial | Industrial - ID | Existing | Process | Natural Gas | Process Boiler - Burner Control Optimization | A | Integrated Unit Summer Peak Savings (kW) | Achievable Technical Potential | 0 | 0 | 0 | 0 | 0 | 0 | 0 | 0 | 0 | 0 | 0 | 0 | 0 | 0 | 0 | 0 | 0 | 0 | 0 | 0 | 0 | 0 | 0 | 0 | 0 | 0 | 0
F3_Industrial_Industrial - ID_Existing_Process_Natural Gas_Process Boiler - Burner Control Optimization_A_Achievable Technical Potential | F3 | Industrial | Industrial - ID | Existing | Process | Natural Gas | Process Boiler - Burner Control Optimization | A | Integrated Unit Winter Peak Savings (kW) | Achievable Technical Potential | 0 | 0 | 0 | 0 | 0 | 0 | 0 | 0 | 0 | 0 | 0 | 0 | 0 | 0 | 0 | 0 | 0 | 0 | 0 | 0 | 0 | 0 | 0 | 0 | 0 | 0 | 0
F4_Industrial_Industrial - ID_Existing_Process_Natural Gas_Process Boiler - Burner Control Optimization_A_Achievable Technical Potential | F4 | Industrial | Industrial - ID | Existing | Process | Natural Gas | Process Boiler - Burner Control Optimization | A | Incremental Energy Savings (MWh or mTherms) | Achievable Technical Potential | 0 | 0 | 0.032119 | 0.049583 | 0.097381 | 0.16733 | 0.25557 | 0.35125 | 0.43885 | 0.50257 | 0.53129 | 0.52158 | 0.47796 | 0.41068 | 0.33215 | 0.25373 | 0.18363 | 0.1263 | 0.082726 | 0.051724 | 0 | 0 | 0 | 0 | 0 | 0 | 0
F5_Industrial_Industrial - ID_Existing_Process_Natural Gas_Process Boiler - Burner Control Optimization_A_Achievable Technical Potential | F5 | Industrial | Industrial - ID | Existing | Process | Natural Gas | Process Boiler - Burner Control Optimization | A | Incremental Summer Peak Savings (MW) | Achievable Technical Potential | 0 | 0 | 0 | 0 | 0 | 0 | 0 | 0 | 0 | 0 | 0 | 0 | 0 | 0 | 0 | 0 | 0 | 0 | 0 | 0 | 0 | 0 | 0 | 0 | 0 | 0 | 0
F6_Industrial_Industrial - ID_Existing_Process_Natural Gas_Process Boiler - Burner Control Optimization_A_Achievable Technical Potential | F6 | Industrial | Industrial - ID | Existing | Process | Natural Gas | Process Boiler - Burner Control Optimization | A | Incremental Winter Peak Savings (MW) | Achievable Technical Potential | 0 | 0 | 0 | 0 | 0 | 0 | 0 | 0 | 0 | 0 | 0 | 0 | 0 | 0 | 0 | 0 | 0 | 0 | 0 | 0 | 0 | 0 | 0 | 0 | 0 | 0 | 0
F7_Industrial_Industrial - ID_Existing_Process_Natural Gas_Process Boiler - Burner Control Optimization_A_Achievable Technical Potential | F7 | Industrial | Industrial - ID | Existing | Process | Natural Gas | Process Boiler - Burner Control Optimization | A | Cumulative Energy Savings (MWh or mTherms) | Achievable Technical Potential | 0 | 0 | 0.032119 | 0.08168 | 0.179 | 0.34618 | 0.60142 | 0.95203 | 1.3898 | 1.8908 | 2.4199 | 2.9389 | 3.4141 | 3.822 | 4.1516 | 4.4028 | 4.584 | 4.7092 | 4.7908 | 4.8413 | 4.8402 | 4.839 | 4.8378 | 4.8365 | 4.8353 | 4.834 | 4.8327
F8_Industrial_Industrial - ID_Existing_Process_Natural Gas_Process Boiler - Burner Control Optimization_A_Achievable Technical Potential | F8 | Industrial | Industrial - ID | Existing | Process | Natural Gas | Process Boiler - Burner Control Optimization | A | Cumulative Summer Peak Savings (MW) | Achievable Technical Potential | 0 | 0 | 0 | 0 | 0 | 0 | 0 | 0 | 0 | 0 | 0 | 0 | 0 | 0 | 0 | 0 | 0 | 0 | 0 | 0 | 0 | 0 | 0 | 0 | 0 | 0 | 0
F9_Industrial_Industrial - ID_Existing_Process_Natural Gas_Process Boiler - Burner Control Optimization_A_Achievable Technical Potential | F9 | Industrial | Industrial - ID | Existing | Process | Natural Gas | Process Boiler - Burner Control Optimization | A | Cumulative Winter Peak Savings (MW) | Achievable Technical Potential | 0 | 0 | 0 | 0 | 0 | 0 | 0 | 0 | 0 | 0 | 0 | 0 | 0 | 0 | 0 | 0 | 0 | 0 | 0 | 0 | 0 | 0 | 0 | 0 | 0 | 0 | 0
F10_Industrial_Industrial - ID_Existing_Process_Natural Gas_Process Boiler - Burner Control Optimization_A_Achievable Technical Potential | F10 | Industrial | Industrial - ID | Existing | Process | Natural Gas | Process Boiler - Burner Control Optimization | A | Purchases (Incremental) | Achievable Technical Potential | 0 | 0 | 13.8597 | 21.4105 | 42.0828 | 72.3751 | 110.6424 | 152.2287 | 190.4052 | 218.3094 | 231.049 | 227.0654 | 208.2737 | 179.0975 | 144.9491 | 110.7944 | 80.2304 | 55.193 | 36.1609 | 22.6148 | 0 | 0 | 0 | 0 | 0 | 0 | 0
F11_Industrial_Industrial - ID_Existing_Process_Natural Gas_Process Boiler - Burner Control Optimization_A_Achievable Technical Potential | F11 | Industrial | Industrial - ID | Existing | Process | Natural Gas | Process Boiler - Burner Control Optimization | A | Purchases (Cumulative) | Achievable Technical Potential | 0 | 0 | 13.8597 | 35.2702 | 77.353 | 149.7281 | 260.3706 | 412.5993 | 603.0045 | 821.3139 | 1052.3629 | 1279.4283 | 1487.702 | 1666.7995 | 1811.7486 | 1922.543 | 2002.7734 | 2057.9664 | 2094.1273 | 2116.7421 | 2116.7421 | 2116.7421 | 2116.7421 | 2116.7421 | 2116.7421 | 2116.7421 | 2116.7421
F1_Industrial_Industrial - ID_Existing_Process_Natural Gas_Process Boiler - Insulate Hot Water Lines_A_Achievable Technical Potential | F1 | Industrial | Industrial - ID | Existing | Process | Natural Gas | Process Boiler - Insulate Hot Water Lines | A | Integrated Unit Energy Savings (kWh or therms) | Achievable Technical Potential | 0 | 0 | 35.7014 | 35.676 | 35.6465 | 35.6125 | 35.5737 | 35.5288 | 35.4796 | 35.4275 | 35.3753 | 35.3257 | 35.2811 | 35.2426 | 35.2097 | 35.1813 | 35.1557 | 35.1423 | 35.1301 | 35.1184 | 35.1078 | 35.0971 | 35.0862 | 35.075 | 35.0637 | 35.0522 | 35.0405
F2_Industrial_Industrial - ID_Existing_Process_Natural Gas_Process Boiler - Insulate Hot Water Lines_A_Achievable Technical Potential | F2 | Industrial | Industrial - ID | Existing | Process | Natural Gas | Process Boiler - Insulate Hot Water Lines | A | Integrated Unit Summer Peak Savings (kW) | Achievable Technical Potential | 0 | 0 | 0 | 0 | 0 | 0 | 0 | 0 | 0 | 0 | 0 | 0 | 0 | 0 | 0 | 0 | 0 | 0 | 0 | 0 | 0 | 0 | 0 | 0 | 0 | 0 | 0
F3_Industrial_Industrial - ID_Existing_Process_Natural Gas_Process Boiler - Insulate Hot Water Lines_A_Achievable Technical Potential | F3 | Industrial | Industrial - ID | Existing | Process | Natural Gas | Process Boiler - Insulate Hot Water Lines | A | Integrated Unit Winter Peak Savings (kW) | Achievable Technical Potential | 0 | 0 | 0 | 0 | 0 | 0 | 0 | 0 | 0 | 0 | 0 | 0 | 0 | 0 | 0 | 0 | 0 | 0 | 0 | 0 | 0 | 0 | 0 | 0 | 0 | 0 | 0
F4_Industrial_Industrial - ID_Existing_Process_Natural Gas_Process Boiler - Insulate Hot Water Lines_A_Achievable Technical Potential | F4 | Industrial | Industrial - ID | Existing | Process | Natural Gas | Process Boiler - Insulate Hot Water Lines | A | Incremental Energy Savings (MWh or mTherms) | Achievable Technical Potential | 0 | 0 | 0.39775 | 0.39062 | 0.38357 | 0.37659 | 0.3697 | 0.36287 | 0.35611 | 0.34946 | 0.34293 | 0.33655 | 0.33032 | 0 | 0 | 0 | 0 | 0 | 0 | 0 | 0 | 0 | 0 | 0 | 0 | 0 | 0
F5_Industrial_Industrial - ID_Existing_Process_Natural Gas_Process Boiler - Insulate Hot Water Lines_A_Achievable Technical Potential | F5 | Industrial | Industrial - ID | Existing | Process | Natural Gas | Process Boiler - Insulate Hot Water Lines | A | Incremental Summer Peak Savings (MW) | Achievable Technical Potential | 0 | 0 | 0 | 0 | 0 | 0 | 0 | 0 | 0 | 0 | 0 | 0 | 0 | 0 | 0 | 0 | 0 | 0 | 0 | 0 | 0 | 0 | 0 | 0 | 0 | 0 | 0
F6_Industrial_Industrial - ID_Existing_Process_Natural Gas_Process Boiler - Insulate Hot Water Lines_A_Achievable Technical Potential | F6 | Industrial | Industrial - ID | Existing | Process | Natural Gas | Process Boiler - Insulate Hot Water Lines | A | Incremental Winter Peak Savings (MW) | Achievable Technical Potential | 0 | 0 | 0 | 0 | 0 | 0 | 0 | 0 | 0 | 0 | 0 | 0 | 0 | 0 | 0 | 0 | 0 | 0 | 0 | 0 | 0 | 0 | 0 | 0 | 0 | 0 | 0
F7_Industrial_Industrial - ID_Existing_Process_Natural Gas_Process Boiler - Insulate Hot Water Lines_A_Achievable Technical Potential | F7 | Industrial | Industrial - ID | Existing | Process | Natural Gas | Process Boiler - Insulate Hot Water Lines | A | Cumulative Energy Savings (MWh or mTherms) | Achievable Technical Potential | 0 | 0 | 0.39775 | 0.78809 | 1.171 | 1.5465 | 1.9145 | 2.2749 | 2.6279 | 2.9735 | 3.3121 | 3.644 | 3.9697 | 3.9654 | 3.9617 | 3.9585 | 3.9556 | 3.9541 | 3.9527 | 3.9514 | 3.9502 | 3.949 | 3.9478 | 3.9465 | 3.9452 | 3.9439 | 3.9426
F8_Industrial_Industrial - ID_Existing_Process_Natural Gas_Process Boiler - Insulate Hot Water Lines_A_Achievable Technical Potential | F8 | Industrial | Industrial - ID | Existing | Process | Natural Gas | Process Boiler - Insulate Hot Water Lines | A | Cumulative Summer Peak Savings (MW) | Achievable Technical Potential | 0 | 0 | 0 | 0 | 0 | 0 | 0 | 0 | 0 | 0 | 0 | 0 | 0 | 0 | 0 | 0 | 0 | 0 | 0 | 0 | 0 | 0 | 0 | 0 | 0 | 0 | 0
F9_Industrial_Industrial - ID_Existing_Process_Natural Gas_Process Boiler - Insulate Hot Water Lines_A_Achievable Technical Potential | F9 | Industrial | Industrial - ID | Existing | Process | Natural Gas | Process Boiler - Insulate Hot Water Lines | A | Cumulative Winter Peak Savings (MW) | Achievable Technical Potential | 0 | 0 | 0 | 0 | 0 | 0 | 0 | 0 | 0 | 0 | 0 | 0 | 0 | 0 | 0 | 0 | 0 | 0 | 0 | 0 | 0 | 0 | 0 | 0 | 0 | 0 | 0
F10_Industrial_Industrial - ID_Existing_Process_Natural Gas_Process Boiler - Insulate Hot Water Lines_A_Achievable Technical Potential | F10 | Industrial | Industrial - ID | Existing | Process | Natural Gas | Process Boiler - Insulate Hot Water Lines | A | Purchases (Incremental) | Achievable Technical Potential | 0 | 0 | 11.1412 | 10.9491 | 10.7603 | 10.5748 | 10.3924 | 10.2133 | 10.0372 | 9.8641 | 9.694 | 9.5269 | 9.3627 | 0 | 0 | 0 | 0 | 0 | 0 | 0 | 0 | 0 | 0 | 0 | 0 | 0 | 0
F11_Industrial_Industrial - ID_Existing_Process_Natural Gas_Process Boiler - Insulate Hot Water Lines_A_Achievable Technical Potential | F11 | Industrial | Industrial - ID | Existing | Process | Natural Gas | Process Boiler - Insulate Hot Water Lines | A | Purchases (Cumulative) | Achievable Technical Potential | 0 | 0 | 11.1412 | 22.0902 | 32.8505 | 43.4253 | 53.8177 | 64.031 | 74.0682 | 83.9323 | 93.6263 | 103.1532 | 112.5159 | 112.5159 | 112.5159 | 112.5159 | 112.5159 | 112.5159 | 112.5159 | 112.5159 | 112.5159 | 112.5159 | 112.5159 | 112.5159 | 112.5159 | 112.5159 | 112.5159
F1_Industrial_Industrial - ID_Existing_Process_Natural Gas_Process Boiler - Insulate Steam Lines/Condensate Tank_A_Achievable Technical Potential | F1 | Industrial | Industrial - ID | Existing | Process | Natural Gas | Process Boiler - Insulate Steam Lines/Condensate Tank | A | Integrated Unit Energy Savings (kWh or therms) | Achievable Technical Potential | 0 | 0 | 53.3464 | 53.3261 | 53.3013 | 53.2723 | 53.2389 | 53.1998 | 53.1575 | 53.1136 | 53.0712 | 53.0334 | 53.0023 | 52.9793 | 52.9628 | 52.9511 | 52.9419 | 52.9338 | 52.9261 | 52.9184 | 52.9106 | 52.9026 | 52.8946 | 52.8864 | 52.878 | 52.8695 | 52.8608
F2_Industrial_Industrial - ID_Existing_Process_Natural Gas_Process Boiler - Insulate Steam Lines/Condensate Tank_A_Achievable Technical Potential | F2 | Industrial | Industrial - ID | Existing | Process | Natural Gas | Process Boiler - Insulate Steam Lines/Condensate Tank | A | Integrated Unit Summer Peak Savings (kW) | Achievable Technical Potential | 0 | 0 | 0 | 0 | 0 | 0 | 0 | 0 | 0 | 0 | 0 | 0 | 0 | 0 | 0 | 0 | 0 | 0 | 0 | 0 | 0 | 0 | 0 | 0 | 0 | 0 | 0
F3_Industrial_Industrial - ID_Existing_Process_Natural Gas_Process Boiler - Insulate Steam Lines/Condensate Tank_A_Achievable Technical Potential | F3 | Industrial | Industrial - ID | Existing | Process | Natural Gas | Process Boiler - Insulate Steam Lines/Condensate Tank | A | Integrated Unit Winter Peak Savings (kW) | Achievable Technical Potential | 0 | 0 | 0 | 0 | 0 | 0 | 0 | 0 | 0 | 0 | 0 | 0 | 0 | 0 | 0 | 0 | 0 | 0 | 0 | 0 | 0 | 0 | 0 | 0 | 0 | 0 | 0
F4_Industrial_Industrial - ID_Existing_Process_Natural Gas_Process Boiler - Insulate Steam Lines/Condensate Tank_A_Achievable Technical Potential | F4 | Industrial | Industrial - ID | Existing | Process | Natural Gas | Process Boiler - Insulate Steam Lines/Condensate Tank | A | Incremental Energy Savings (MWh or mTherms) | Achievable Technical Potential | 0 | 0 | 0.59434 | 0.58387 | 0.57354 | 0.56334 | 0.55328 | 0.54334 | 0.53355 | 0.52392 | 0.51447 | 0.50524 | 0.49624 | 0.48747 | 0.47892 | 0.47056 | 0.46237 | 0 | 0 | 0 | 0 | 0 | 0 | 0 | 0 | 0 | 0
F5_Industrial_Industrial - ID_Existing_Process_Natural Gas_Process Boiler - Insulate Steam Lines/Condensate Tank_A_Achievable Technical Potential | F5 | Industrial | Industrial - ID | Existing | Process | Natural Gas | Process Boiler - Insulate Steam Lines/Condensate Tank | A | Incremental Summer Peak Savings (MW) | Achievable Technical Potential | 0 | 0 | 0 | 0 | 0 | 0 | 0 | 0 | 0 | 0 | 0 | 0 | 0 | 0 | 0 | 0 | 0 | 0 | 0 | 0 | 0 | 0 | 0 | 0 | 0 | 0 | 0
F6_Industrial_Industrial - ID_Existing_Process_Natural Gas_Process Boiler - Insulate Steam Lines/Condensate Tank_A_Achievable Technical Potential | F6 | Industrial | Industrial - ID | Existing | Process | Natural Gas | Process Boiler - Insulate Steam Lines/Condensate Tank | A | Incremental Winter Peak Savings (MW) | Achievable Technical Potential | 0 | 0 | 0 | 0 | 0 | 0 | 0 | 0 | 0 | 0 | 0 | 0 | 0 | 0 | 0 | 0 | 0 | 0 | 0 | 0 | 0 | 0 | 0 | 0 | 0 | 0 | 0
F7_Industrial_Industrial - ID_Existing_Process_Natural Gas_Process Boiler - Insulate Steam Lines/Condensate Tank_A_Achievable Technical Potential | F7 | Industrial | Industrial - ID | Existing | Process | Natural Gas | Process Boiler - Insulate Steam Lines/Condensate Tank | A | Cumulative Energy Savings (MWh or mTherms) | Achievable Technical Potential | 0 | 0 | 0.59434 | 1.178 | 1.751 | 2.3134 | 2.8652 | 3.4064 | 3.9373 | 4.4579 | 4.9689 | 5.4706 | 5.9636 | 6.4485 | 6.9254 | 7.3944 | 7.8555 | 7.8543 | 7.8532 | 7.852 | 7.8509 | 7.8497 | 7.8485 | 7.8473 | 7.846 | 7.8448 | 7.8435
F8_Industrial_Industrial - ID_Existing_Process_Natural Gas_Process Boiler - Insulate Steam Lines/Condensate Tank_A_Achievable Technical Potential | F8 | Industrial | Industrial - ID | Existing | Process | Natural Gas | Process Boiler - Insulate Steam Lines/Condensate Tank | A | Cumulative Summer Peak Savings (MW) | Achievable Technical Potential | 0 | 0 | 0 | 0 | 0 | 0 | 0 | 0 | 0 | 0 | 0 | 0 | 0 | 0 | 0 | 0 | 0 | 0 | 0 | 0 | 0 | 0 | 0 | 0 | 0 | 0 | 0
F9_Industrial_Industrial - ID_Existing_Process_Natural Gas_Process Boiler - Insulate Steam Lines/Condensate Tank_A_Achievable Technical Potential | F9 | Industrial | Industrial - ID | Existing | Process | Natural Gas | Process Boiler - Insulate Steam Lines/Condensate Tank | A | Cumulative Winter Peak Savings (MW) | Achievable Technical Potential | 0 | 0 | 0 | 0 | 0 | 0 | 0 | 0 | 0 | 0 | 0 | 0 | 0 | 0 | 0 | 0 | 0 | 0 | 0 | 0 | 0 | 0 | 0 | 0 | 0 | 0 | 0
F10_Industrial_Industrial - ID_Existing_Process_Natural Gas_Process Boiler - Insulate Steam Lines/Condensate Tank_A_Achievable Technical Potential | F10 | Industrial | Industrial - ID | Existing | Process | Natural Gas | Process Boiler - Insulate Steam Lines/Condensate Tank | A | Purchases (Incremental) | Achievable Technical Potential | 0 | 0 | 11.1412 | 10.9491 | 10.7603 | 10.5748 | 10.3924 | 10.2133 | 10.0372 | 9.8641 | 9.694 | 9.5269 | 9.3627 | 9.2012 | 9.0426 | 8.8867 | 8.7335 | 0 | 0 | 0 | 0 | 0 | 0 | 0 | 0 | 0 | 0
F11_Industrial_Industrial - ID_Existing_Process_Natural Gas_Process Boiler - Insulate Steam Lines/Condensate Tank_A_Achievable Technical Potential | F11 | Industrial | Industrial - ID | Existing | Process | Natural Gas | Process Boiler - Insulate Steam Lines/Condensate Tank | A | Purchases (Cumulative) | Achievable Technical Potential | 0 | 0 | 11.1412 | 22.0902 | 32.8505 | 43.4253 | 53.8177 | 64.031 | 74.0682 | 83.9323 | 93.6263 | 103.1532 | 112.5159 | 121.7171 | 130.7597 | 139.6464 | 148.3798 | 148.3798 | 148.3798 | 148.3798 | 148.3798 | 148.3798 | 148.3798 | 148.3798 | 148.3798 | 148.3798 | 148.3798
F1_Industrial_Industrial - ID_Existing_Process_Natural Gas_Process Boiler - Stack Economizer_A_Achievable Technical Potential | F1 | Industrial | Industrial - ID | Existing | Process | Natural Gas | Process Boiler - Stack Economizer | A | Integrated Unit Energy Savings (kWh or therms) | Achievable Technical Potential | 0 | 0 | 7.6685 | 7.6606 | 7.652 | 7.643 | 7.633 | 7.6216 | 7.6093 | 7.5964 | 7.5834 | 7.5709 | 7.5595 | 7.5509 | 7.5434 | 7.5369 | 7.5311 | 7.5278 | 7.5248 | 7.5218 | 7.5192 | 7.5164 | 7.5136 | 7.5108 | 7.5079 | 7.505 | 7.502
F2_Industrial_Industrial - ID_Existing_Process_Natural Gas_Process Boiler - Stack Economizer_A_Achievable Technical Potential | F2 | Industrial | Industrial - ID | Existing | Process | Natural Gas | Process Boiler - Stack Economizer | A | Integrated Unit Summer Peak Savings (kW) | Achievable Technical Potential | 0 | 0 | 0 | 0 | 0 | 0 | 0 | 0 | 0 | 0 | 0 | 0 | 0 | 0 | 0 | 0 | 0 | 0 | 0 | 0 | 0 | 0 | 0 | 0 | 0 | 0 | 0
F3_Industrial_Industrial - ID_Existing_Process_Natural Gas_Process Boiler - Stack Economizer_A_Achievable Technical Potential | F3 | Industrial | Industrial - ID | Existing | Process | Natural Gas | Process Boiler - Stack Economizer | A | Integrated Unit Winter Peak Savings (kW) | Achievable Technical Potential | 0 | 0 | 0 | 0 | 0 | 0 | 0 | 0 | 0 | 0 | 0 | 0 | 0 | 0 | 0 | 0 | 0 | 0 | 0 | 0 | 0 | 0 | 0 | 0 | 0 | 0 | 0
F4_Industrial_Industrial - ID_Existing_Process_Natural Gas_Process Boiler - Stack Economizer_A_Achievable Technical Potential | F4 | Industrial | Industrial - ID | Existing | Process | Natural Gas | Process Boiler - Stack Economizer | A | Incremental Energy Savings (MWh or mTherms) | Achievable Technical Potential | 0 | 0 | 1.0507 | 1.0315 | 1.0126 | 0.99394 | 0.97552 | 0.86155 | 0.67626 | 0.53078 | 0.41659 | 0.32698 | 0.25669 | 0.20158 | 0.15833 | 0.12437 | 0.097705 | 0 | 0 | 0 | 0 | 0 | 0 | 0 | 0 | 0 | 0
F5_Industrial_Industrial - ID_Existing_Process_Natural Gas_Process Boiler - Stack Economizer_A_Achievable Technical Potential | F5 | Industrial | Industrial - ID | Existing | Process | Natural Gas | Process Boiler - Stack Economizer | A | Incremental Summer Peak Savings (MW) | Achievable Technical Potential | 0 | 0 | 0 | 0 | 0 | 0 | 0 | 0 | 0 | 0 | 0 | 0 | 0 | 0 | 0 | 0 | 0 | 0 | 0 | 0 | 0 | 0 | 0 | 0 | 0 | 0 | 0
F6_Industrial_Industrial - ID_Existing_Process_Natural Gas_Process Boiler - Stack Economizer_A_Achievable Technical Potential | F6 | Industrial | Industrial - ID | Existing | Process | Natural Gas | Process Boiler - Stack Economizer | A | Incremental Winter Peak Savings (MW) | Achievable Technical Potential | 0 | 0 | 0 | 0 | 0 | 0 | 0 | 0 | 0 | 0 | 0 | 0 | 0 | 0 | 0 | 0 | 0 | 0 | 0 | 0 | 0 | 0 | 0 | 0 | 0 | 0 | 0
F7_Industrial_Industrial - ID_Existing_Process_Natural Gas_Process Boiler - Stack Economizer_A_Achievable Technical Potential | F7 | Industrial | Industrial - ID | Existing | Process | Natural Gas | Process Boiler - Stack Economizer | A | Cumulative Energy Savings (MWh or mTherms) | Achievable Technical Potential | 0 | 0 | 1.0507 | 2.0811 | 3.0913 | 4.0816 | 5.0518 | 5.9058 | 6.5725 | 7.0921 | 7.4966 | 7.8112 | 8.0561 | 8.2485 | 8.3987 | 8.5159 | 8.6069 | 8.6032 | 8.5997 | 8.5964 | 8.5933 | 8.5902 | 8.587 | 8.5838 | 8.5805 | 8.5772 | 8.5738
F8_Industrial_Industrial - ID_Existing_Process_Natural Gas_Process Boiler - Stack Economizer_A_Achievable Technical Potential | F8 | Industrial | Industrial - ID | Existing | Process | Natural Gas | Process Boiler - Stack Economizer | A | Cumulative Summer Peak Savings (MW) | Achievable Technical Potential | 0 | 0 | 0 | 0 | 0 | 0 | 0 | 0 | 0 | 0 | 0 | 0 | 0 | 0 | 0 | 0 | 0 | 0 | 0 | 0 | 0 | 0 | 0 | 0 | 0 | 0 | 0
F9_Industrial_Industrial - ID_Existing_Process_Natural Gas_Process Boiler - Stack Economizer_A_Achievable Technical Potential | F9 | Industrial | Industrial - ID | Existing | Process | Natural Gas | Process Boiler - Stack Economizer | A | Cumulative Winter Peak Savings (MW) | Achievable Technical Potential | 0 | 0 | 0 | 0 | 0 | 0 | 0 | 0 | 0 | 0 | 0 | 0 | 0 | 0 | 0 | 0 | 0 | 0 | 0 | 0 | 0 | 0 | 0 | 0 | 0 | 0 | 0
F10_Industrial_Industrial - ID_Existing_Process_Natural Gas_Process Boiler - Stack Economizer_A_Achievable Technical Potential | F10 | Industrial | Industrial - ID | Existing | Process | Natural Gas | Process Boiler - Stack Economizer | A | Purchases (Incremental) | Achievable Technical Potential | 0 | 0 | 137.0106 | 134.6484 | 132.3268 | 130.0453 | 127.8032 | 113.0397 | 88.8726 | 69.8722 | 54.934 | 43.1895 | 33.9559 | 26.6964 | 20.9889 | 16.5016 | 12.9737 | 0 | 0 | 0 | 0 | 0 | 0 | 0 | 0 | 0 | 0
F11_Industrial_Industrial - ID_Existing_Process_Natural Gas_Process Boiler - Stack Economizer_A_Achievable Technical Potential | F11 | Industrial | Industrial - ID | Existing | Process | Natural Gas | Process Boiler - Stack Economizer | A | Purchases (Cumulative) | Achievable Technical Potential | 0 | 0 | 137.0106 | 271.659 | 403.9858 | 534.0311 | 661.8343 | 774.874 | 863.7466 | 933.6189 | 988.5529 | 1031.7424 | 1065.6983 | 1092.3947 | 1113.3836 | 1129.8852 | 1142.8588 | 1142.8588 | 1142.8588 | 1142.8588 | 1142.8588 | 1142.8588 | 1142.8588 | 1142.8588 | 1142.8588 | 1142.8588 | 1142.8588
F1_Industrial_Industrial - ID_Existing_Process_Natural Gas_Process Boiler - Steam Trap Replacement_A_Achievable Technical Potential | F1 | Industrial | Industrial - ID | Existing | Process | Natural Gas | Process Boiler - Steam Trap Replacement | A | Integrated Unit Energy Savings (kWh or therms) | Achievable Technical Potential | 0 | 0 | 323099.6453 | 323099.6453 | 323099.6453 | 323099.6453 | 323099.6453 | 323099.6453 | 323099.6453 | 323099.6453 | 323099.6453 | 323099.6453 | 323099.6453 | 323099.6453 | 323099.6453 | 323099.6453 | 323099.6453 | 323099.6453 | 323099.6453 | 323099.6453 | 323099.6453 | 323099.6453 | 323099.6453 | 323099.6453 | 323099.6453 | 323099.6453 | 323099.6453
F2_Industrial_Industrial - ID_Existing_Process_Natural Gas_Process Boiler - Steam Trap Replacement_A_Achievable Technical Potential | F2 | Industrial | Industrial - ID | Existing | Process | Natural Gas | Process Boiler - Steam Trap Replacement | A | Integrated Unit Summer Peak Savings (kW) | Achievable Technical Potential | 0 | 0 | 0 | 0 | 0 | 0 | 0 | 0 | 0 | 0 | 0 | 0 | 0 | 0 | 0 | 0 | 0 | 0 | 0 | 0 | 0 | 0 | 0 | 0 | 0 | 0 | 0
F3_Industrial_Industrial - ID_Existing_Process_Natural Gas_Process Boiler - Steam Trap Replacement_A_Achievable Technical Potential | F3 | Industrial | Industrial - ID | Existing | Process | Natural Gas | Process Boiler - Steam Trap Replacement | A | Integrated Unit Winter Peak Savings (kW) | Achievable Technical Potential | 0 | 0 | 0 | 0 | 0 | 0 | 0 | 0 | 0 | 0 | 0 | 0 | 0 | 0 | 0 | 0 | 0 | 0 | 0 | 0 | 0 | 0 | 0 | 0 | 0 | 0 | 0
F4_Industrial_Industrial - ID_Existing_Process_Natural Gas_Process Boiler - Steam Trap Replacement_A_Achievable Technical Potential | F4 | Industrial | Industrial - ID | Existing | Process | Natural Gas | Process Boiler - Steam Trap Replacement | A | Incremental Energy Savings (MWh or mTherms) | Achievable Technical Potential | 0 | 0 | 0.035424 | 0.034813 | 0.034213 | 0.033623 | 0.033043 | 0.032474 | 0 | 0 | 0 | 0 | 0 | 0 | 0 | 0 | 0 | 0 | 0 | 0 | 0 | 0 | 0 | 0 | 0 | 0 | 0
F5_Industrial_Industrial - ID_Existing_Process_Natural Gas_Process Boiler - Steam Trap Replacement_A_Achievable Technical Potential | F5 | Industrial | Industrial - ID | Existing | Process | Natural Gas | Process Boiler - Steam Trap Replacement | A | Incremental Summer Peak Savings (MW) | Achievable Technical Potential | 0 | 0 | 0 | 0 | 0 | 0 | 0 | 0 | 0 | 0 | 0 | 0 | 0 | 0 | 0 | 0 | 0 | 0 | 0 | 0 | 0 | 0 | 0 | 0 | 0 | 0 | 0
F6_Industrial_Industrial - ID_Existing_Process_Natural Gas_Process Boiler - Steam Trap Replacement_A_Achievable Technical Potential | F6 | Industrial | Industrial - ID | Existing | Process | Natural Gas | Process Boiler - Steam Trap Replacement | A | Incremental Winter Peak Savings (MW) | Achievable Technical Potential | 0 | 0 | 0 | 0 | 0 | 0 | 0 | 0 | 0 | 0 | 0 | 0 | 0 | 0 | 0 | 0 | 0 | 0 | 0 | 0 | 0 | 0 | 0 | 0 | 0 | 0 | 0
F7_Industrial_Industrial - ID_Existing_Process_Natural Gas_Process Boiler - Steam Trap Replacement_A_Achievable Technical Potential | F7 | Industrial | Industrial - ID | Existing | Process | Natural Gas | Process Boiler - Steam Trap Replacement | A | Cumulative Energy Savings (MWh or mTherms) | Achievable Technical Potential | 0 | 0 | 0.035424 | 0.070237 | 0.10445 | 0.13807 | 0.17112 | 0.20359 | 0.20359 | 0.20359 | 0.20359 | 0.20359 | 0.20359 | 0.20359 | 0.20359 | 0.20359 | 0.20359 | 0.20359 | 0.20359 | 0.20359 | 0.20359 | 0.20359 | 0.20359 | 0.20359 | 0.20359 | 0.20359 | 0.20359
F8_Industrial_Industrial - ID_Existing_Process_Natural Gas_Process Boiler - Steam Trap Replacement_A_Achievable Technical Potential | F8 | Industrial | Industrial - ID | Existing | Process | Natural Gas | Process Boiler - Steam Trap Replacement | A | Cumulative Summer Peak Savings (MW) | Achievable Technical Potential | 0 | 0 | 0 | 0 | 0 | 0 | 0 | 0 | 0 | 0 | 0 | 0 | 0 | 0 | 0 | 0 | 0 | 0 | 0 | 0 | 0 | 0 | 0 | 0 | 0 | 0 | 0
F9_Industrial_Industrial - ID_Existing_Process_Natural Gas_Process Boiler - Steam Trap Replacement_A_Achievable Technical Potential | F9 | Industrial | Industrial - ID | Existing | Process | Natural Gas | Process Boiler - Steam Trap Replacement | A | Cumulative Winter Peak Savings (MW) | Achievable Technical Potential | 0 | 0 | 0 | 0 | 0 | 0 | 0 | 0 | 0 | 0 | 0 | 0 | 0 | 0 | 0 | 0 | 0 | 0 | 0 | 0 | 0 | 0 | 0 | 0 | 0 | 0 | 0
F10_Industrial_Industrial - ID_Existing_Process_Natural Gas_Process Boiler - Steam Trap Replacement_A_Achievable Technical Potential | F10 | Industrial | Industrial - ID | Existing | Process | Natural Gas | Process Boiler - Steam Trap Replacement | A | Purchases (Incremental) | Achievable Technical Potential | 0 | 0 | 0.00010964 | 0.00010775 | 0.00010589 | 0.00010406 | 0.00010227 | 0.00010051 | 0 | 0 | 0 | 0 | 0 | 0 | 0 | 0 | 0 | 0 | 0 | 0 | 0 | 0 | 0 | 0 | 0 | 0 | 0
F11_Industrial_Industrial - ID_Existing_Process_Natural Gas_Process Boiler - Steam Trap Replacement_A_Achievable Technical Potential | F11 | Industrial | Industrial - ID | Existing | Process | Natural Gas | Process Boiler - Steam Trap Replacement | A | Purchases (Cumulative) | Achievable Technical Potential | 0 | 0 | 0.00010964 | 0.00021738 | 0.00032327 | 0.00042734 | 0.00052961 | 0.00063011 | 0.00063011 | 0.00063011 | 0.00063011 | 0.00063011 | 0.00063011 | 0.00063011 | 0.00063011 | 0.00063011 | 0.00063011 | 0.00063011 | 0.00063011 | 0.00063011 | 0.00063011 | 0.00063011 | 0.00063011 | 0.00063011 | 0.00063011 | 0.00063011 | 0.00063011
F1_Industrial_Industrial - ID_Existing_Process_Natural Gas_Process Boiler - Maintenance_A_Achievable Technical Potential | F1 | Industrial | Industrial - ID | Existing | Process | Natural Gas | Process Boiler - Maintenance | A | Integrated Unit Energy Savings (kWh or therms) | Achievable Technical Potential | 0 | 0 | 4.7936 | 4.7892 | 4.7843 | 4.7787 | 4.7725 | 4.7654 | 4.7577 | 4.7497 | 4.7416 | 4.7338 | 4.7267 | 4.7214 | 4.7167 | 4.7127 | 4.7091 | 4.7071 | 4.7052 | 4.7034 | 4.7018 | 4.7001 | 4.6984 | 4.6967 | 4.695 | 4.6932 | 4.6913
F2_Industrial_Industrial - ID_Existing_Process_Natural Gas_Process Boiler - Maintenance_A_Achievable Technical Potential | F2 | Industrial | Industrial - ID | Existing | Process | Natural Gas | Process Boiler - Maintenance | A | Integrated Unit Summer Peak Savings (kW) | Achievable Technical Potential | 0 | 0 | 0 | 0 | 0 | 0 | 0 | 0 | 0 | 0 | 0 | 0 | 0 | 0 | 0 | 0 | 0 | 0 | 0 | 0 | 0 | 0 | 0 | 0 | 0 | 0 | 0
F3_Industrial_Industrial - ID_Existing_Process_Natural Gas_Process Boiler - Maintenance_A_Achievable Technical Potential | F3 | Industrial | Industrial - ID | Existing | Process | Natural Gas | Process Boiler - Maintenance | A | Integrated Unit Winter Peak Savings (kW) | Achievable Technical Potential | 0 | 0 | 0 | 0 | 0 | 0 | 0 | 0 | 0 | 0 | 0 | 0 | 0 | 0 | 0 | 0 | 0 | 0 | 0 | 0 | 0 | 0 | 0 | 0 | 0 | 0 | 0
F4_Industrial_Industrial - ID_Existing_Process_Natural Gas_Process Boiler - Maintenance_A_Achievable Technical Potential | F4 | Industrial | Industrial - ID | Existing | Process | Natural Gas | Process Boiler - Maintenance | A | Incremental Energy Savings (MWh or mTherms) | Achievable Technical Potential | 0 | 0 | 0.33207 | 0.22853 | 0.15532 | 0 | 0 | 0 | 0 | 0 | 0 | 0 | 0 | 0 | 0 | 0 | 0 | 0 | 0 | 0 | 0 | 0 | 0 | 0 | 0 | 0 | 0
F5_Industrial_Industrial - ID_Existing_Process_Natural Gas_Process Boiler - Maintenance_A_Achievable Technical Potential | F5 | Industrial | Industrial - ID | Existing | Process | Natural Gas | Process Boiler - Maintenance | A | Incremental Summer Peak Savings (MW) | Achievable Technical Potential | 0 | 0 | 0 | 0 | 0 | 0 | 0 | 0 | 0 | 0 | 0 | 0 | 0 | 0 | 0 | 0 | 0 | 0 | 0 | 0 | 0 | 0 | 0 | 0 | 0 | 0 | 0
F6_Industrial_Industrial - ID_Existing_Process_Natural Gas_Process Boiler - Maintenance_A_Achievable Technical Potential | F6 | Industrial | Industrial - ID | Existing | Process | Natural Gas | Process Boiler - Maintenance | A | Incremental Winter Peak Savings (MW) | Achievable Technical Potential | 0 | 0 | 0 | 0 | 0 | 0 | 0 | 0 | 0 | 0 | 0 | 0 | 0 | 0 | 0 | 0 | 0 | 0 | 0 | 0 | 0 | 0 | 0 | 0 | 0 | 0 | 0
F7_Industrial_Industrial - ID_Existing_Process_Natural Gas_Process Boiler - Maintenance_A_Achievable Technical Potential | F7 | Industrial | Industrial - ID | Existing | Process | Natural Gas | Process Boiler - Maintenance | A | Cumulative Energy Savings (MWh or mTherms) | Achievable Technical Potential | 0 | 0 | 0.33207 | 0.56029 | 0.71503 | 0.7142 | 0.71327 | 0.71221 | 0.71106 | 0.70986 | 0.70865 | 0.70749 | 0.70642 | 0.70562 | 0.70494 | 0.70433 | 0.70379 | 0.70349 | 0.70321 | 0.70295 | 0.7027 | 0.70245 | 0.7022 | 0.70194 | 0.70168 | 0.70141 | 0.70114
F8_Industrial_Industrial - ID_Existing_Process_Natural Gas_Process Boiler - Maintenance_A_Achievable Technical Potential | F8 | Industrial | Industrial - ID | Existing | Process | Natural Gas | Process Boiler - Maintenance | A | Cumulative Summer Peak Savings (MW) | Achievable Technical Potential | 0 | 0 | 0 | 0 | 0 | 0 | 0 | 0 | 0 | 0 | 0 | 0 | 0 | 0 | 0 | 0 | 0 | 0 | 0 | 0 | 0 | 0 | 0 | 0 | 0 | 0 | 0
F9_Industrial_Industrial - ID_Existing_Process_Natural Gas_Process Boiler - Maintenance_A_Achievable Technical Potential | F9 | Industrial | Industrial - ID | Existing | Process | Natural Gas | Process Boiler - Maintenance | A | Cumulative Winter Peak Savings (MW) | Achievable Technical Potential | 0 | 0 | 0 | 0 | 0 | 0 | 0 | 0 | 0 | 0 | 0 | 0 | 0 | 0 | 0 | 0 | 0 | 0 | 0 | 0 | 0 | 0 | 0 | 0 | 0 | 0 | 0
F10_Industrial_Industrial - ID_Existing_Process_Natural Gas_Process Boiler - Maintenance_A_Achievable Technical Potential | F10 | Industrial | Industrial - ID | Existing | Process | Natural Gas | Process Boiler - Maintenance | A | Purchases (Incremental) | Achievable Technical Potential | 0 | 0 | 69.2726 | 47.7174 | 32.4637 | 0 | 0 | 0 | 0 | 0 | 0 | 0 | 0 | 0 | 0 | 0 | 0 | 0 | 0 | 0 | 0 | 0 | 0 | 0 | 0 | 0 | 0
F11_Industrial_Industrial - ID_Existing_Process_Natural Gas_Process Boiler - Maintenance_A_Achievable Technical Potential | F11 | Industrial | Industrial - ID | Existing | Process | Natural Gas | Process Boiler - Maintenance | A | Purchases (Cumulative) | Achievable Technical Potential | 0 | 0 | 69.2726 | 116.99 | 149.4537 | 149.4537 | 149.4537 | 149.4537 | 149.4537 | 149.4537 | 149.4537 | 149.4537 | 149.4537 | 149.4537 | 149.4537 | 149.4537 | 149.4537 | 149.4537 | 149.4537 | 149.4537 | 149.4537 | 149.4537 | 149.4537 | 149.4537 | 149.4537 | 149.4537 | 149.4537
F1_Industrial_Industrial - ID_Existing_Process_Natural Gas_Process - Heat Recovery_A_Achievable Technical Potential | F1 | Industrial | Industrial - ID | Existing | Process | Natural Gas | Process - Heat Recovery | A | Integrated Unit Energy Savings (kWh or therms) | Achievable Technical Potential | 0 | 0 | 0.71557 | 0.71444 | 0.71325 | 0.71201 | 0.71067 | 0.70924 | 0.70778 | 0.70632 | 0.70488 | 0.70353 | 0.7023 | 0.70135 | 0.70053 | 0.6998 | 0.69914 | 0.69877 | 0.69842 | 0.69807 | 0.69775 | 0.69742 | 0.69709 | 0.69675 | 0.6964 | 0.69605 | 0.6957
F2_Industrial_Industrial - ID_Existing_Process_Natural Gas_Process - Heat Recovery_A_Achievable Technical Potential | F2 | Industrial | Industrial - ID | Existing | Process | Natural Gas | Process - Heat Recovery | A | Integrated Unit Summer Peak Savings (kW) | Achievable Technical Potential | 0 | 0 | 0 | 0 | 0 | 0 | 0 | 0 | 0 | 0 | 0 | 0 | 0 | 0 | 0 | 0 | 0 | 0 | 0 | 0 | 0 | 0 | 0 | 0 | 0 | 0 | 0
F3_Industrial_Industrial - ID_Existing_Process_Natural Gas_Process - Heat Recovery_A_Achievable Technical Potential | F3 | Industrial | Industrial - ID | Existing | Process | Natural Gas | Process - Heat Recovery | A | Integrated Unit Winter Peak Savings (kW) | Achievable Technical Potential | 0 | 0 | 0 | 0 | 0 | 0 | 0 | 0 | 0 | 0 | 0 | 0 | 0 | 0 | 0 | 0 | 0 | 0 | 0 | 0 | 0 | 0 | 0 | 0 | 0 | 0 | 0
F4_Industrial_Industrial - ID_Existing_Process_Natural Gas_Process - Heat Recovery_A_Achievable Technical Potential | F4 | Industrial | Industrial - ID | Existing | Process | Natural Gas | Process - Heat Recovery | A | Incremental Energy Savings (MWh or mTherms) | Achievable Technical Potential | 0 | 0 | 11.3448 | 11.1316 | 10.9214 | 10.7145 | 10.51 | 10.3079 | 10.1094 | 9.9145 | 9.7238 | 9.5378 | 9.3569 | 9.1832 | 9.0142 | 8.8497 | 8.6889 | 8.5345 | 8.3832 | 8.2346 | 8.0889 | 7.9457 | 0 | 0 | 0 | 0 | 0
F5_Industrial_Industrial - ID_Existing_Process_Natural Gas_Process - Heat Recovery_A_Achievable Technical Potential | F5 | Industrial | Industrial - ID | Existing | Process | Natural Gas | Process - Heat Recovery | A | Incremental Summer Peak Savings (MW) | Achievable Technical Potential | 0 | 0 | 0 | 0 | 0 | 0 | 0 | 0 | 0 | 0 | 0 | 0 | 0 | 0 | 0 | 0 | 0 | 0 | 0 | 0 | 0 | 0 | 0 | 0 | 0 | 0 | 0
F6_Industrial_Industrial - ID_Existing_Process_Natural Gas_Process - Heat Recovery_A_Achievable Technical Potential | F6 | Industrial | Industrial - ID | Existing | Process | Natural Gas | Process - Heat Recovery | A | Incremental Winter Peak Savings (MW) | Achievable Technical Potential | 0 | 0 | 0 | 0 | 0 | 0 | 0 | 0 | 0 | 0 | 0 | 0 | 0 | 0 | 0 | 0 | 0 | 0 | 0 | 0 | 0 | 0 | 0 | 0 | 0 | 0 | 0
F7_Industrial_Industrial - ID_Existing_Process_Natural Gas_Process - Heat Recovery_A_Achievable Technical Potential | F7 | Industrial | Industrial - ID | Existing | Process | Natural Gas | Process - Heat Recovery | A | Cumulative Energy Savings (MWh or mTherms) | Achievable Technical Potential | 0 | 0 | 11.3448 | 22.4585 | 33.3423 | 43.9991 | 54.4263 | 64.6245 | 74.601 | 84.3607 | 93.9133 | 103.2712 | 112.4473 | 121.4783 | 130.3499 | 139.0648 | 147.6227 | 156.0786 | 164.3829 | 172.5369 | 180.546 | 188.4067 | 188.3165 | 188.2247 | 188.1314 | 188.0365 | 187.9399
F8_Industrial_Industrial - ID_Existing_Process_Natural Gas_Process - Heat Recovery_A_Achievable Technical Potential | F8 | Industrial | Industrial - ID | Existing | Process | Natural Gas | Process - Heat Recovery | A | Cumulative Summer Peak Savings (MW) | Achievable Technical Potential | 0 | 0 | 0 | 0 | 0 | 0 | 0 | 0 | 0 | 0 | 0 | 0 | 0 | 0 | 0 | 0 | 0 | 0 | 0 | 0 | 0 | 0 | 0 | 0 | 0 | 0 | 0
F9_Industrial_Industrial - ID_Existing_Process_Natural Gas_Process - Heat Recovery_A_Achievable Technical Potential | F9 | Industrial | Industrial - ID | Existing | Process | Natural Gas | Process - Heat Recovery | A | Cumulative Winter Peak Savings (MW) | Achievable Technical Potential | 0 | 0 | 0 | 0 | 0 | 0 | 0 | 0 | 0 | 0 | 0 | 0 | 0 | 0 | 0 | 0 | 0 | 0 | 0 | 0 | 0 | 0 | 0 | 0 | 0 | 0 | 0
F10_Industrial_Industrial - ID_Existing_Process_Natural Gas_Process - Heat Recovery_A_Achievable Technical Potential | F10 | Industrial | Industrial - ID | Existing | Process | Natural Gas | Process - Heat Recovery | A | Purchases (Incremental) | Achievable Technical Potential | 0 | 0 | 15854.1435 | 15580.7962 | 15312.1618 | 15048.159 | 14788.708 | 14533.7303 | 14283.1487 | 14036.8875 | 13794.8722 | 13557.0296 | 13323.2877 | 13093.5759 | 12867.8246 | 12645.9655 | 12427.9316 | 12213.6569 | 12003.0766 | 11796.127 | 11592.7455 | 11392.8706 | 0 | 0 | 0 | 0 | 0
F11_Industrial_Industrial - ID_Existing_Process_Natural Gas_Process - Heat Recovery_A_Achievable Technical Potential | F11 | Industrial | Industrial - ID | Existing | Process | Natural Gas | Process - Heat Recovery | A | Purchases (Cumulative) | Achievable Technical Potential | 0 | 0 | 15854.1435 | 31434.9398 | 46747.1016 | 61795.2606 | 76583.9686 | 91117.6989 | 105400.8476 | 119437.7351 | 133232.6073 | 146789.637 | 160112.9247 | 173206.5005 | 186074.3251 | 198720.2906 | 211148.2222 | 223361.8792 | 235364.9558 | 247161.0828 | 258753.8284 | 270146.699 | 270146.699 | 270146.699 | 270146.699 | 270146.699 | 270146.699
F1_Industrial_Industrial - ID_Existing_Space Heating_Natural Gas_Strategic Energy Management_A_Achievable Technical Potential | F1 | Industrial | Industrial - ID | Existing | Space Heating | Natural Gas | Strategic Energy Management | A | Integrated Unit Energy Savings (kWh or therms) | Achievable Technical Potential | 0 | 0 | 0.033777 | 0.033479 | 0.03316 | 0.032818 | 0.032447 | 0.032098 | 0.031723 | 0.031321 | 0.030895 | 0.030449 | 0.029994 | 0.029538 | 0.029086 | 0.028646 | 0.028227 | 0.02789 | 0.02758 | 0.027302 | 0.027048 | 0.026816 | 0.026633 | 0.026456 | 0.026283 | 0.026112 | 0.025945
F2_Industrial_Industrial - ID_Existing_Space Heating_Natural Gas_Strategic Energy Management_A_Achievable Technical Potential | F2 | Industrial | Industrial - ID | Existing | Space Heating | Natural Gas | Strategic Energy Management | A | Integrated Unit Summer Peak Savings (kW) | Achievable Technical Potential | 0 | 0 | 0 | 0 | 0 | 0 | 0 | 0 | 0 | 0 | 0 | 0 | 0 | 0 | 0 | 0 | 0 | 0 | 0 | 0 | 0 | 0 | 0 | 0 | 0 | 0 | 0
F3_Industrial_Industrial - ID_Existing_Space Heating_Natural Gas_Strategic Energy Management_A_Achievable Technical Potential | F3 | Industrial | Industrial - ID | Existing | Space Heating | Natural Gas | Strategic Energy Management | A | Integrated Unit Winter Peak Savings (kW) | Achievable Technical Potential | 0 | 0 | 0 | 0 | 0 | 0 | 0 | 0 | 0 | 0 | 0 | 0 | 0 | 0 | 0 | 0 | 0 | 0 | 0 | 0 | 0 | 0 | 0 | 0 | 0 | 0 | 0
F4_Industrial_Industrial - ID_Existing_Space Heating_Natural Gas_Strategic Energy Management_A_Achievable Technical Potential | F4 | Industrial | Industrial - ID | Existing | Space Heating | Natural Gas | Strategic Energy Management | A | Incremental Energy Savings (MWh or mTherms) | Achievable Technical Potential | 0 | 0 | 0 | 0 | 0 | 0 | 0 | 0 | 0 | 0 | 0 | 0 | 0 | 0 | 0 | 0 | 0 | 0 | 0 | 0 | 0 | 0 | 0 | 0 | 0 | 0 | 0
F5_Industrial_Industrial - ID_Existing_Space Heating_Natural Gas_Strategic Energy Management_A_Achievable Technical Potential | F5 | Industrial | Industrial - ID | Existing | Space Heating | Natural Gas | Strategic Energy Management | A | Incremental Summer Peak Savings (MW) | Achievable Technical Potential | 0 | 0 | 0 | 0 | 0 | 0 | 0 | 0 | 0 | 0 | 0 | 0 | 0 | 0 | 0 | 0 | 0 | 0 | 0 | 0 | 0 | 0 | 0 | 0 | 0 | 0 | 0
F6_Industrial_Industrial - ID_Existing_Space Heating_Natural Gas_Strategic Energy Management_A_Achievable Technical Potential | F6 | Industrial | Industrial - ID | Existing | Space Heating | Natural Gas | Strategic Energy Management | A | Incremental Winter Peak Savings (MW) | Achievable Technical Potential | 0 | 0 | 0 | 0 | 0 | 0 | 0 | 0 | 0 | 0 | 0 | 0 | 0 | 0 | 0 | 0 | 0 | 0 | 0 | 0 | 0 | 0 | 0 | 0 | 0 | 0 | 0
F7_Industrial_Industrial - ID_Existing_Space Heating_Natural Gas_Strategic Energy Management_A_Achievable Technical Potential | F7 | Industrial | Industrial - ID | Existing | Space Heating | Natural Gas | Strategic Energy Management | A | Cumulative Energy Savings (MWh or mTherms) | Achievable Technical Potential | 0 | 0 | 0 | 0 | 0 | 0 | 0 | 0 | 0 | 0 | 0 | 0 | 0 | 0 | 0 | 0 | 0 | 0 | 0 | 0 | 0 | 0 | 0 | 0 | 0 | 0 | 0
F8_Industrial_Industrial - ID_Existing_Space Heating_Natural Gas_Strategic Energy Management_A_Achievable Technical Potential | F8 | Industrial | Industrial - ID | Existing | Space Heating | Natural Gas | Strategic Energy Management | A | Cumulative Summer Peak Savings (MW) | Achievable Technical Potential | 0 | 0 | 0 | 0 | 0 | 0 | 0 | 0 | 0 | 0 | 0 | 0 | 0 | 0 | 0 | 0 | 0 | 0 | 0 | 0 | 0 | 0 | 0 | 0 | 0 | 0 | 0
F9_Industrial_Industrial - ID_Existing_Space Heating_Natural Gas_Strategic Energy Management_A_Achievable Technical Potential | F9 | Industrial | Industrial - ID | Existing | Space Heating | Natural Gas | Strategic Energy Management | A | Cumulative Winter Peak Savings (MW) | Achievable Technical Potential | 0 | 0 | 0 | 0 | 0 | 0 | 0 | 0 | 0 | 0 | 0 | 0 | 0 | 0 | 0 | 0 | 0 | 0 | 0 | 0 | 0 | 0 | 0 | 0 | 0 | 0 | 0
F10_Industrial_Industrial - ID_Existing_Space Heating_Natural Gas_Strategic Energy Management_A_Achievable Technical Potential | F10 | Industrial | Industrial - ID | Existing | Space Heating | Natural Gas | Strategic Energy Management | A | Purchases (Incremental) | Achievable Technical Potential | 0 | 0 | 0 | 0 | 0 | 0 | 0 | 0 | 0 | 0 | 0 | 0 | 0 | 0 | 0 | 0 | 0 | 0 | 0 | 0 | 0 | 0 | 0 | 0 | 0 | 0 | 0
F11_Industrial_Industrial - ID_Existing_Space Heating_Natural Gas_Strategic Energy Management_A_Achievable Technical Potential | F11 | Industrial | Industrial - ID | Existing | Space Heating | Natural Gas | Strategic Energy Management | A | Purchases (Cumulative) | Achievable Technical Potential | 0 | 0 | 0 | 0 | 0 | 0 | 0 | 0 | 0 | 0 | 0 | 0 | 0 | 0 | 0 | 0 | 0 | 0 | 0 | 0 | 0 | 0 | 0 | 0 | 0 | 0 | 0
F1_Industrial_Industrial - ID_Existing_Process_Natural Gas_Strategic Energy Management_A_Achievable Technical Potential | F1 | Industrial | Industrial - ID | Existing | Process | Natural Gas | Strategic Energy Management | A | Integrated Unit Energy Savings (kWh or therms) | Achievable Technical Potential | 0 | 0 | 0.11588 | 0.11502 | 0.11414 | 0.11324 | 0.11231 | 0.11137 | 0.1104 | 0.10943 | 0.10845 | 0.10747 | 0.1065 | 0.10556 | 0.10463 | 0.10371 | 0.10278 | 0.10187 | 0.10096 | 0.10003 | 0.099095 | 0.098141 | 0.097823 | 0.0975 | 0.097171 | 0.096837 | 0.096497
F2_Industrial_Industrial - ID_Existing_Process_Natural Gas_Strategic Energy Management_A_Achievable Technical Potential | F2 | Industrial | Industrial - ID | Existing | Process | Natural Gas | Strategic Energy Management | A | Integrated Unit Summer Peak Savings (kW) | Achievable Technical Potential | 0 | 0 | 0 | 0 | 0 | 0 | 0 | 0 | 0 | 0 | 0 | 0 | 0 | 0 | 0 | 0 | 0 | 0 | 0 | 0 | 0 | 0 | 0 | 0 | 0 | 0 | 0
F3_Industrial_Industrial - ID_Existing_Process_Natural Gas_Strategic Energy Management_A_Achievable Technical Potential | F3 | Industrial | Industrial - ID | Existing | Process | Natural Gas | Strategic Energy Management | A | Integrated Unit Winter Peak Savings (kW) | Achievable Technical Potential | 0 | 0 | 0 | 0 | 0 | 0 | 0 | 0 | 0 | 0 | 0 | 0 | 0 | 0 | 0 | 0 | 0 | 0 | 0 | 0 | 0 | 0 | 0 | 0 | 0 | 0 | 0
F4_Industrial_Industrial - ID_Existing_Process_Natural Gas_Strategic Energy Management_A_Achievable Technical Potential | F4 | Industrial | Industrial - ID | Existing | Process | Natural Gas | Strategic Energy Management | A | Incremental Energy Savings (MWh or mTherms) | Achievable Technical Potential | 0 | 0 | 0 | 0 | 0 | 0 | 0 | 0 | 0 | 0 | 0 | 0 | 0 | 0 | 0 | 0 | 0 | 0 | 0 | 0 | 0 | 0 | 0 | 0 | 0 | 0 | 0
F5_Industrial_Industrial - ID_Existing_Process_Natural Gas_Strategic Energy Management_A_Achievable Technical Potential | F5 | Industrial | Industrial - ID | Existing | Process | Natural Gas | Strategic Energy Management | A | Incremental Summer Peak Savings (MW) | Achievable Technical Potential | 0 | 0 | 0 | 0 | 0 | 0 | 0 | 0 | 0 | 0 | 0 | 0 | 0 | 0 | 0 | 0 | 0 | 0 | 0 | 0 | 0 | 0 | 0 | 0 | 0 | 0 | 0
F6_Industrial_Industrial - ID_Existing_Process_Natural Gas_Strategic Energy Management_A_Achievable Technical Potential | F6 | Industrial | Industrial - ID | Existing | Process | Natural Gas | Strategic Energy Management | A | Incremental Winter Peak Savings (MW) | Achievable Technical Potential | 0 | 0 | 0 | 0 | 0 | 0 | 0 | 0 | 0 | 0 | 0 | 0 | 0 | 0 | 0 | 0 | 0 | 0 | 0 | 0 | 0 | 0 | 0 | 0 | 0 | 0 | 0
F7_Industrial_Industrial - ID_Existing_Process_Natural Gas_Strategic Energy Management_A_Achievable Technical Potential | F7 | Industrial | Industrial - ID | Existing | Process | Natural Gas | Strategic Energy Management | A | Cumulative Energy Savings (MWh or mTherms) | Achievable Technical Potential | 0 | 0 | 0 | 0 | 0 | 0 | 0 | 0 | 0 | 0 | 0 | 0 | 0 | 0 | 0 | 0 | 0 | 0 | 0 | 0 | 0 | 0 | 0 | 0 | 0 | 0 | 0
F8_Industrial_Industrial - ID_Existing_Process_Natural Gas_Strategic Energy Management_A_Achievable Technical Potential | F8 | Industrial | Industrial - ID | Existing | Process | Natural Gas | Strategic Energy Management | A | Cumulative Summer Peak Savings (MW) | Achievable Technical Potential | 0 | 0 | 0 | 0 | 0 | 0 | 0 | 0 | 0 | 0 | 0 | 0 | 0 | 0 | 0 | 0 | 0 | 0 | 0 | 0 | 0 | 0 | 0 | 0 | 0 | 0 | 0
F9_Industrial_Industrial - ID_Existing_Process_Natural Gas_Strategic Energy Management_A_Achievable Technical Potential | F9 | Industrial | Industrial - ID | Existing | Process | Natural Gas | Strategic Energy Management | A | Cumulative Winter Peak Savings (MW) | Achievable Technical Potential | 0 | 0 | 0 | 0 | 0 | 0 | 0 | 0 | 0 | 0 | 0 | 0 | 0 | 0 | 0 | 0 | 0 | 0 | 0 | 0 | 0 | 0 | 0 | 0 | 0 | 0 | 0
F10_Industrial_Industrial - ID_Existing_Process_Natural Gas_Strategic Energy Management_A_Achievable Technical Potential | F10 | Industrial | Industrial - ID | Existing | Process | Natural Gas | Strategic Energy Management | A | Purchases (Incremental) | Achievable Technical Potential | 0 | 0 | 0 | 0 | 0 | 0 | 0 | 0 | 0 | 0 | 0 | 0 | 0 | 0 | 0 | 0 | 0 | 0 | 0 | 0 | 0 | 0 | 0 | 0 | 0 | 0 | 0
F11_Industrial_Industrial - ID_Existing_Process_Natural Gas_Strategic Energy Management_A_Achievable Technical Potential | F11 | Industrial | Industrial - ID | Existing | Process | Natural Gas | Strategic Energy Management | A | Purchases (Cumulative) | Achievable Technical Potential | 0 | 0 | 0 | 0 | 0 | 0 | 0 | 0 | 0 | 0 | 0 | 0 | 0 | 0 | 0 | 0 | 0 | 0 | 0 | 0 | 0 | 0 | 0 | 0 | 0 | 0 | 0
F1_Industrial_Industrial - ID_Existing_Miscellaneous_Natural Gas_Strategic Energy Management_A_Achievable Technical Potential | F1 | Industrial | Industrial - ID | Existing | Miscellaneous | Natural Gas | Strategic Energy Management | A | Integrated Unit Energy Savings (kWh or therms) | Achievable Technical Potential | 0 | 0 | 0.025488 | 0.025488 | 0.025488 | 0.025488 | 0.025488 | 0.025488 | 0.025488 | 0.025488 | 0.025488 | 0.025488 | 0.025488 | 0.025488 | 0.025488 | 0.025488 | 0.025488 | 0.025488 | 0.025488 | 0.025488 | 0.025488 | 0.025488 | 0.025488 | 0.025488 | 0.025488 | 0.025488 | 0.025488
F2_Industrial_Industrial - ID_Existing_Miscellaneous_Natural Gas_Strategic Energy Management_A_Achievable Technical Potential | F2 | Industrial | Industrial - ID | Existing | Miscellaneous | Natural Gas | Strategic Energy Management | A | Integrated Unit Summer Peak Savings (kW) | Achievable Technical Potential | 0 | 0 | 0 | 0 | 0 | 0 | 0 | 0 | 0 | 0 | 0 | 0 | 0 | 0 | 0 | 0 | 0 | 0 | 0 | 0 | 0 | 0 | 0 | 0 | 0 | 0 | 0
F3_Industrial_Industrial - ID_Existing_Miscellaneous_Natural Gas_Strategic Energy Management_A_Achievable Technical Potential | F3 | Industrial | Industrial - ID | Existing | Miscellaneous | Natural Gas | Strategic Energy Management | A | Integrated Unit Winter Peak Savings (kW) | Achievable Technical Potential | 0 | 0 | 0 | 0 | 0 | 0 | 0 | 0 | 0 | 0 | 0 | 0 | 0 | 0 | 0 | 0 | 0 | 0 | 0 | 0 | 0 | 0 | 0 | 0 | 0 | 0 | 0
F4_Industrial_Industrial - ID_Existing_Miscellaneous_Natural Gas_Strategic Energy Management_A_Achievable Technical Potential | F4 | Industrial | Industrial - ID | Existing | Miscellaneous | Natural Gas | Strategic Energy Management | A | Incremental Energy Savings (MWh or mTherms) | Achievable Technical Potential | 0 | 0 | 0 | 0 | 0 | 0 | 0 | 0 | 0 | 0 | 0 | 0 | 0 | 0 | 0 | 0 | 0 | 0 | 0 | 0 | 0 | 0 | 0 | 0 | 0 | 0 | 0
F5_Industrial_Industrial - ID_Existing_Miscellaneous_Natural Gas_Strategic Energy Management_A_Achievable Technical Potential | F5 | Industrial | Industrial - ID | Existing | Miscellaneous | Natural Gas | Strategic Energy Management | A | Incremental Summer Peak Savings (MW) | Achievable Technical Potential | 0 | 0 | 0 | 0 | 0 | 0 | 0 | 0 | 0 | 0 | 0 | 0 | 0 | 0 | 0 | 0 | 0 | 0 | 0 | 0 | 0 | 0 | 0 | 0 | 0 | 0 | 0
F6_Industrial_Industrial - ID_Existing_Miscellaneous_Natural Gas_Strategic Energy Management_A_Achievable Technical Potential | F6 | Industrial | Industrial - ID | Existing | Miscellaneous | Natural Gas | Strategic Energy Management | A | Incremental Winter Peak Savings (MW) | Achievable Technical Potential | 0 | 0 | 0 | 0 | 0 | 0 | 0 | 0 | 0 | 0 | 0 | 0 | 0 | 0 | 0 | 0 | 0 | 0 | 0 | 0 | 0 | 0 | 0 | 0 | 0 | 0 | 0
F7_Industrial_Industrial - ID_Existing_Miscellaneous_Natural Gas_Strategic Energy Management_A_Achievable Technical Potential | F7 | Industrial | Industrial - ID | Existing | Miscellaneous | Natural Gas | Strategic Energy Management | A | Cumulative Energy Savings (MWh or mTherms) | Achievable Technical Potential | 0 | 0 | 0 | 0 | 0 | 0 | 0 | 0 | 0 | 0 | 0 | 0 | 0 | 0 | 0 | 0 | 0 | 0 | 0 | 0 | 0 | 0 | 0 | 0 | 0 | 0 | 0
F8_Industrial_Industrial - ID_Existing_Miscellaneous_Natural Gas_Strategic Energy Management_A_Achievable Technical Potential | F8 | Industrial | Industrial - ID | Existing | Miscellaneous | Natural Gas | Strategic Energy Management | A | Cumulative Summer Peak Savings (MW) | Achievable Technical Potential | 0 | 0 | 0 | 0 | 0 | 0 | 0 | 0 | 0 | 0 | 0 | 0 | 0 | 0 | 0 | 0 | 0 | 0 | 0 | 0 | 0 | 0 | 0 | 0 | 0 | 0 | 0
F9_Industrial_Industrial - ID_Existing_Miscellaneous_Natural Gas_Strategic Energy Management_A_Achievable Technical Potential | F9 | Industrial | Industrial - ID | Existing | Miscellaneous | Natural Gas | Strategic Energy Management | A | Cumulative Winter Peak Savings (MW) | Achievable Technical Potential | 0 | 0 | 0 | 0 | 0 | 0 | 0 | 0 | 0 | 0 | 0 | 0 | 0 | 0 | 0 | 0 | 0 | 0 | 0 | 0 | 0 | 0 | 0 | 0 | 0 | 0 | 0
F10_Industrial_Industrial - ID_Existing_Miscellaneous_Natural Gas_Strategic Energy Management_A_Achievable Technical Potential | F10 | Industrial | Industrial - ID | Existing | Miscellaneous | Natural Gas | Strategic Energy Management | A | Purchases (Incremental) | Achievable Technical Potential | 0 | 0 | 0 | 0 | 0 | 0 | 0 | 0 | 0 | 0 | 0 | 0 | 0 | 0 | 0 | 0 | 0 | 0 | 0 | 0 | 0 | 0 | 0 | 0 | 0 | 0 | 0
F11_Industrial_Industrial - ID_Existing_Miscellaneous_Natural Gas_Strategic Energy Management_A_Achievable Technical Potential | F11 | Industrial | Industrial - ID | Existing | Miscellaneous | Natural Gas | Strategic Energy Management | A | Purchases (Cumulative) | Achievable Technical Potential | 0 | 0 | 0 | 0 | 0 | 0 | 0 | 0 | 0 | 0 | 0 | 0 | 0 | 0 | 0 | 0 | 0 | 0 | 0 | 0 | 0 | 0 | 0 | 0 | 0 | 0 | 0
F1_Industrial_Industrial - ID_Existing_Space Heating_Natural Gas_Retrocommissioning_A_Achievable Technical Potential | F1 | Industrial | Industrial - ID | Existing | Space Heating | Natural Gas | Retrocommissioning | A | Integrated Unit Energy Savings (kWh or therms) | Achievable Technical Potential | 0 | 0 | 0.041475 | 0.04111 | 0.040717 | 0.040297 | 0.039842 | 0.039412 | 0.038952 | 0.038458 | 0.037935 | 0.037387 | 0.036827 | 0.036268 | 0.035712 | 0.035172 | 0.034656 | 0.034242 | 0.033862 | 0.033519 | 0.033208 | 0.032923 | 0.032698 | 0.032481 | 0.032268 | 0.032058 | 0.031853
F2_Industrial_Industrial - ID_Existing_Space Heating_Natural Gas_Retrocommissioning_A_Achievable Technical Potential | F2 | Industrial | Industrial - ID | Existing | Space Heating | Natural Gas | Retrocommissioning | A | Integrated Unit Summer Peak Savings (kW) | Achievable Technical Potential | 0 | 0 | 0 | 0 | 0 | 0 | 0 | 0 | 0 | 0 | 0 | 0 | 0 | 0 | 0 | 0 | 0 | 0 | 0 | 0 | 0 | 0 | 0 | 0 | 0 | 0 | 0
F3_Industrial_Industrial - ID_Existing_Space Heating_Natural Gas_Retrocommissioning_A_Achievable Technical Potential | F3 | Industrial | Industrial - ID | Existing | Space Heating | Natural Gas | Retrocommissioning | A | Integrated Unit Winter Peak Savings (kW) | Achievable Technical Potential | 0 | 0 | 0 | 0 | 0 | 0 | 0 | 0 | 0 | 0 | 0 | 0 | 0 | 0 | 0 | 0 | 0 | 0 | 0 | 0 | 0 | 0 | 0 | 0 | 0 | 0 | 0
F4_Industrial_Industrial - ID_Existing_Space Heating_Natural Gas_Retrocommissioning_A_Achievable Technical Potential | F4 | Industrial | Industrial - ID | Existing | Space Heating | Natural Gas | Retrocommissioning | A | Incremental Energy Savings (MWh or mTherms) | Achievable Technical Potential | 0 | 0 | 0.062833 | 0.07515 | 0.089513 | 0.040018 | 0.039179 | 0.040664 | 0.037956 | 0.026339 | 0.000296 | 0 | 0 | 0 | 0 | 0 | 0 | 0 | 0 | 0 | 0 | 0 | 0 | 0 | 0 | 0 | 0
F5_Industrial_Industrial - ID_Existing_Space Heating_Natural Gas_Retrocommissioning_A_Achievable Technical Potential | F5 | Industrial | Industrial - ID | Existing | Space Heating | Natural Gas | Retrocommissioning | A | Incremental Summer Peak Savings (MW) | Achievable Technical Potential | 0 | 0 | 0 | 0 | 0 | 0 | 0 | 0 | 0 | 0 | 0 | 0 | 0 | 0 | 0 | 0 | 0 | 0 | 0 | 0 | 0 | 0 | 0 | 0 | 0 | 0 | 0
F6_Industrial_Industrial - ID_Existing_Space Heating_Natural Gas_Retrocommissioning_A_Achievable Technical Potential | F6 | Industrial | Industrial - ID | Existing | Space Heating | Natural Gas | Retrocommissioning | A | Incremental Winter Peak Savings (MW) | Achievable Technical Potential | 0 | 0 | 0 | 0 | 0 | 0 | 0 | 0 | 0 | 0 | 0 | 0 | 0 | 0 | 0 | 0 | 0 | 0 | 0 | 0 | 0 | 0 | 0 | 0 | 0 | 0 | 0
F7_Industrial_Industrial - ID_Existing_Space Heating_Natural Gas_Retrocommissioning_A_Achievable Technical Potential | F7 | Industrial | Industrial - ID | Existing | Space Heating | Natural Gas | Retrocommissioning | A | Cumulative Energy Savings (MWh or mTherms) | Achievable Technical Potential | 0 | 0 | 0.062833 | 0.13743 | 0.22563 | 0.26332 | 0.29953 | 0.33696 | 0.37098 | 0.39262 | 0.38757 | 0.38197 | 0.37625 | 0.37054 | 0.36486 | 0.35934 | 0.35407 | 0.34984 | 0.34596 | 0.34246 | 0.33928 | 0.33636 | 0.33407 | 0.33185 | 0.32968 | 0.32753 | 0.32543
F8_Industrial_Industrial - ID_Existing_Space Heating_Natural Gas_Retrocommissioning_A_Achievable Technical Potential | F8 | Industrial | Industrial - ID | Existing | Space Heating | Natural Gas | Retrocommissioning | A | Cumulative Summer Peak Savings (MW) | Achievable Technical Potential | 0 | 0 | 0 | 0 | 0 | 0 | 0 | 0 | 0 | 0 | 0 | 0 | 0 | 0 | 0 | 0 | 0 | 0 | 0 | 0 | 0 | 0 | 0 | 0 | 0 | 0 | 0
F9_Industrial_Industrial - ID_Existing_Space Heating_Natural Gas_Retrocommissioning_A_Achievable Technical Potential | F9 | Industrial | Industrial - ID | Existing | Space Heating | Natural Gas | Retrocommissioning | A | Cumulative Winter Peak Savings (MW) | Achievable Technical Potential | 0 | 0 | 0 | 0 | 0 | 0 | 0 | 0 | 0 | 0 | 0 | 0 | 0 | 0 | 0 | 0 | 0 | 0 | 0 | 0 | 0 | 0 | 0 | 0 | 0 | 0 | 0
F10_Industrial_Industrial - ID_Existing_Space Heating_Natural Gas_Retrocommissioning_A_Achievable Technical Potential | F10 | Industrial | Industrial - ID | Existing | Space Heating | Natural Gas | Retrocommissioning | A | Purchases (Incremental) | Achievable Technical Potential | 0 | 0 | 1514.9515 | 1828.0478 | 2198.4267 | 993.075 | 983.3512 | 1031.7667 | 974.4497 | 684.8585 | 7.8029 | 0 | 0 | 0 | 0 | 0 | 0 | 0 | 0 | 0 | 0 | 0 | 0 | 0 | 0 | 0 | 0
F11_Industrial_Industrial - ID_Existing_Space Heating_Natural Gas_Retrocommissioning_A_Achievable Technical Potential | F11 | Industrial | Industrial - ID | Existing | Space Heating | Natural Gas | Retrocommissioning | A | Purchases (Cumulative) | Achievable Technical Potential | 0 | 0 | 1514.9515 | 3342.9993 | 5541.426 | 6534.501 | 7517.8522 | 8549.6189 | 9524.0686 | 10208.9271 | 10216.73 | 10216.73 | 10216.73 | 10216.73 | 10216.73 | 10216.73 | 10216.73 | 10216.73 | 10216.73 | 10216.73 | 10216.73 | 10216.73 | 10216.73 | 10216.73 | 10216.73 | 10216.73 | 10216.73
F1_Industrial_Industrial - ID_Existing_Process_Natural Gas_Retrocommissioning_A_Achievable Technical Potential | F1 | Industrial | Industrial - ID | Existing | Process | Natural Gas | Retrocommissioning | A | Integrated Unit Energy Savings (kWh or therms) | Achievable Technical Potential | 0 | 0 | 0 | 0 | 0 | 0 | 0 | 0 | 0 | 0 | 0 | 0 | 0 | 0 | 0 | 0 | 0 | 0 | 0 | 0 | 0 | 0 | 0 | 0 | 0 | 0 | 0
F2_Industrial_Industrial - ID_Existing_Process_Natural Gas_Retrocommissioning_A_Achievable Technical Potential | F2 | Industrial | Industrial - ID | Existing | Process | Natural Gas | Retrocommissioning | A | Integrated Unit Summer Peak Savings (kW) | Achievable Technical Potential | 0 | 0 | 0 | 0 | 0 | 0 | 0 | 0 | 0 | 0 | 0 | 0 | 0 | 0 | 0 | 0 | 0 | 0 | 0 | 0 | 0 | 0 | 0 | 0 | 0 | 0 | 0
F3_Industrial_Industrial - ID_Existing_Process_Natural Gas_Retrocommissioning_A_Achievable Technical Potential | F3 | Industrial | Industrial - ID | Existing | Process | Natural Gas | Retrocommissioning | A | Integrated Unit Winter Peak Savings (kW) | Achievable Technical Potential | 0 | 0 | 0 | 0 | 0 | 0 | 0 | 0 | 0 | 0 | 0 | 0 | 0 | 0 | 0 | 0 | 0 | 0 | 0 | 0 | 0 | 0 | 0 | 0 | 0 | 0 | 0
F4_Industrial_Industrial - ID_Existing_Process_Natural Gas_Retrocommissioning_A_Achievable Technical Potential | F4 | Industrial | Industrial - ID | Existing | Process | Natural Gas | Retrocommissioning | A | Incremental Energy Savings (MWh or mTherms) | Achievable Technical Potential | 0 | 0 | 0 | 0 | 0 | 0 | 0 | 0 | 0 | 0 | 0 | 0 | 0 | 0 | 0 | 0 | 0 | 0 | 0 | 0 | 0 | 0 | 0 | 0 | 0 | 0 | 0
F5_Industrial_Industrial - ID_Existing_Process_Natural Gas_Retrocommissioning_A_Achievable Technical Potential | F5 | Industrial | Industrial - ID | Existing | Process | Natural Gas | Retrocommissioning | A | Incremental Summer Peak Savings (MW) | Achievable Technical Potential | 0 | 0 | 0 | 0 | 0 | 0 | 0 | 0 | 0 | 0 | 0 | 0 | 0 | 0 | 0 | 0 | 0 | 0 | 0 | 0 | 0 | 0 | 0 | 0 | 0 | 0 | 0
F6_Industrial_Industrial - ID_Existing_Process_Natural Gas_Retrocommissioning_A_Achievable Technical Potential | F6 | Industrial | Industrial - ID | Existing | Process | Natural Gas | Retrocommissioning | A | Incremental Winter Peak Savings (MW) | Achievable Technical Potential | 0 | 0 | 0 | 0 | 0 | 0 | 0 | 0 | 0 | 0 | 0 | 0 | 0 | 0 | 0 | 0 | 0 | 0 | 0 | 0 | 0 | 0 | 0 | 0 | 0 | 0 | 0
F7_Industrial_Industrial - ID_Existing_Process_Natural Gas_Retrocommissioning_A_Achievable Technical Potential | F7 | Industrial | Industrial - ID | Existing | Process | Natural Gas | Retrocommissioning | A | Cumulative Energy Savings (MWh or mTherms) | Achievable Technical Potential | 0 | 0 | 0 | 0 | 0 | 0 | 0 | 0 | 0 | 0 | 0 | 0 | 0 | 0 | 0 | 0 | 0 | 0 | 0 | 0 | 0 | 0 | 0 | 0 | 0 | 0 | 0
F8_Industrial_Industrial - ID_Existing_Process_Natural Gas_Retrocommissioning_A_Achievable Technical Potential | F8 | Industrial | Industrial - ID | Existing | Process | Natural Gas | Retrocommissioning | A | Cumulative Summer Peak Savings (MW) | Achievable Technical Potential | 0 | 0 | 0 | 0 | 0 | 0 | 0 | 0 | 0 | 0 | 0 | 0 | 0 | 0 | 0 | 0 | 0 | 0 | 0 | 0 | 0 | 0 | 0 | 0 | 0 | 0 | 0
F9_Industrial_Industrial - ID_Existing_Process_Natural Gas_Retrocommissioning_A_Achievable Technical Potential | F9 | Industrial | Industrial - ID | Existing | Process | Natural Gas | Retrocommissioning | A | Cumulative Winter Peak Savings (MW) | Achievable Technical Potential | 0 | 0 | 0 | 0 | 0 | 0 | 0 | 0 | 0 | 0 | 0 | 0 | 0 | 0 | 0 | 0 | 0 | 0 | 0 | 0 | 0 | 0 | 0 | 0 | 0 | 0 | 0
F10_Industrial_Industrial - ID_Existing_Process_Natural Gas_Retrocommissioning_A_Achievable Technical Potential | F10 | Industrial | Industrial - ID | Existing | Process | Natural Gas | Retrocommissioning | A | Purchases (Incremental) | Achievable Technical Potential | 0 | 0 | 6059.806 | 7312.1912 | 8793.7067 | 3972.3 | 3933.4049 | 4127.0667 | 3897.7988 | 2739.4342 | 31.2115 | 0 | 0 | 0 | 0 | 0 | 0 | 0 | 0 | 0 | 0 | 0 | 0 | 0 | 0 | 0 | 0
F11_Industrial_Industrial - ID_Existing_Process_Natural Gas_Retrocommissioning_A_Achievable Technical Potential | F11 | Industrial | Industrial - ID | Existing | Process | Natural Gas | Retrocommissioning | A | Purchases (Cumulative) | Achievable Technical Potential | 0 | 0 | 6059.806 | 13371.9972 | 22165.7039 | 26138.0039 | 30071.4088 | 34198.4756 | 38096.2743 | 40835.7085 | 40866.92 | 40866.92 | 40866.92 | 40866.92 | 40866.92 | 40866.92 | 40866.92 | 40866.92 | 40866.92 | 40866.92 | 40866.92 | 40866.92 | 40866.92 | 40866.92 | 40866.92 | 40866.92 | 40866.92
F1_Industrial_Industrial - ID_New_Space Heating_Natural Gas_Insulation - Ceiling_A_Achievable Technical Potential | F1 | Industrial | Industrial - ID | New | Space Heating | Natural Gas | Insulation - Ceiling | A | Integrated Unit Energy Savings (kWh or therms) | Achievable Technical Potential | 0 | 0 | 0.075059 | 0.072564 | 0.072023 | 0.071599 | 0.071215 | 0.070877 | 0.070615 | 0.070411 | 0.070255 | 0.070125 | 0.070013 | 0.069916 | 0.069829 | 0.069745 | 0.06966 | 0.069573 | 0.069509 | 0.069441 | 0.069371 | 0.069297 | 0.069297 | 0.069292 | 0.069276 | 0.06925 | 0.069226
F2_Industrial_Industrial - ID_New_Space Heating_Natural Gas_Insulation - Ceiling_A_Achievable Technical Potential | F2 | Industrial | Industrial - ID | New | Space Heating | Natural Gas | Insulation - Ceiling | A | Integrated Unit Summer Peak Savings (kW) | Achievable Technical Potential | 0 | 0 | 0 | 0 | 0 | 0 | 0 | 0 | 0 | 0 | 0 | 0 | 0 | 0 | 0 | 0 | 0 | 0 | 0 | 0 | 0 | 0 | 0 | 0 | 0 | 0 | 0
F3_Industrial_Industrial - ID_New_Space Heating_Natural Gas_Insulation - Ceiling_A_Achievable Technical Potential | F3 | Industrial | Industrial - ID | New | Space Heating | Natural Gas | Insulation - Ceiling | A | Integrated Unit Winter Peak Savings (kW) | Achievable Technical Potential | 0 | 0 | 0 | 0 | 0 | 0 | 0 | 0 | 0 | 0 | 0 | 0 | 0 | 0 | 0 | 0 | 0 | 0 | 0 | 0 | 0 | 0 | 0 | 0 | 0 | 0 | 0
F4_Industrial_Industrial - ID_New_Space Heating_Natural Gas_Insulation - Ceiling_A_Achievable Technical Potential | F4 | Industrial | Industrial - ID | New | Space Heating | Natural Gas | Insulation - Ceiling | A | Incremental Energy Savings (MWh or mTherms) | Achievable Technical Potential | 0 | 0 | 0 | 0 | 0 | 0 | 0 | 0 | 0 | 0 | 0 | 0 | 0 | 0 | 0 | 0 | 0 | 0 | 0 | 0 | 0 | 0 | 0 | 0 | 0 | 0 | 0
F5_Industrial_Industrial - ID_New_Space Heating_Natural Gas_Insulation - Ceiling_A_Achievable Technical Potential | F5 | Industrial | Industrial - ID | New | Space Heating | Natural Gas | Insulation - Ceiling | A | Incremental Summer Peak Savings (MW) | Achievable Technical Potential | 0 | 0 | 0 | 0 | 0 | 0 | 0 | 0 | 0 | 0 | 0 | 0 | 0 | 0 | 0 | 0 | 0 | 0 | 0 | 0 | 0 | 0 | 0 | 0 | 0 | 0 | 0
F6_Industrial_Industrial - ID_New_Space Heating_Natural Gas_Insulation - Ceiling_A_Achievable Technical Potential | F6 | Industrial | Industrial - ID | New | Space Heating | Natural Gas | Insulation - Ceiling | A | Incremental Winter Peak Savings (MW) | Achievable Technical Potential | 0 | 0 | 0 | 0 | 0 | 0 | 0 | 0 | 0 | 0 | 0 | 0 | 0 | 0 | 0 | 0 | 0 | 0 | 0 | 0 | 0 | 0 | 0 | 0 | 0 | 0 | 0
F7_Industrial_Industrial - ID_New_Space Heating_Natural Gas_Insulation - Ceiling_A_Achievable Technical Potential | F7 | Industrial | Industrial - ID | New | Space Heating | Natural Gas | Insulation - Ceiling | A | Cumulative Energy Savings (MWh or mTherms) | Achievable Technical Potential | 0 | 0 | 0 | 0 | 0 | 0 | 0 | 0 | 0 | 0 | 0 | 0 | 0 | 0 | 0 | 0 | 0 | 0 | 0 | 0 | 0 | 0 | 0 | 0 | 0 | 0 | 0
F8_Industrial_Industrial - ID_New_Space Heating_Natural Gas_Insulation - Ceiling_A_Achievable Technical Potential | F8 | Industrial | Industrial - ID | New | Space Heating | Natural Gas | Insulation - Ceiling | A | Cumulative Summer Peak Savings (MW) | Achievable Technical Potential | 0 | 0 | 0 | 0 | 0 | 0 | 0 | 0 | 0 | 0 | 0 | 0 | 0 | 0 | 0 | 0 | 0 | 0 | 0 | 0 | 0 | 0 | 0 | 0 | 0 | 0 | 0
F9_Industrial_Industrial - ID_New_Space Heating_Natural Gas_Insulation - Ceiling_A_Achievable Technical Potential | F9 | Industrial | Industrial - ID | New | Space Heating | Natural Gas | Insulation - Ceiling | A | Cumulative Winter Peak Savings (MW) | Achievable Technical Potential | 0 | 0 | 0 | 0 | 0 | 0 | 0 | 0 | 0 | 0 | 0 | 0 | 0 | 0 | 0 | 0 | 0 | 0 | 0 | 0 | 0 | 0 | 0 | 0 | 0 | 0 | 0
F10_Industrial_Industrial - ID_New_Space Heating_Natural Gas_Insulation - Ceiling_A_Achievable Technical Potential | F10 | Industrial | Industrial - ID | New | Space Heating | Natural Gas | Insulation - Ceiling | A | Purchases (Incremental) | Achievable Technical Potential | 0 | 0 | 0 | 0 | 0 | 0 | 0 | 0 | 0 | 0 | 0 | 0 | 0 | 0 | 0 | 0 | 0 | 0 | 0 | 0 | 0 | 0 | 0 | 0 | 0 | 0 | 0
F11_Industrial_Industrial - ID_New_Space Heating_Natural Gas_Insulation - Ceiling_A_Achievable Technical Potential | F11 | Industrial | Industrial - ID | New | Space Heating | Natural Gas | Insulation - Ceiling | A | Purchases (Cumulative) | Achievable Technical Potential | 0 | 0 | 0 | 0 | 0 | 0 | 0 | 0 | 0 | 0 | 0 | 0 | 0 | 0 | 0 | 0 | 0 | 0 | 0 | 0 | 0 | 0 | 0 | 0 | 0 | 0 | 0
F1_Industrial_Industrial - ID_New_Space Heating_Natural Gas_Insulation - Wall Cavity_A_Achievable Technical Potential | F1 | Industrial | Industrial - ID | New | Space Heating | Natural Gas | Insulation - Wall Cavity | A | Integrated Unit Energy Savings (kWh or therms) | Achievable Technical Potential | 0 | 0 | 0.19977 | 0.19313 | 0.1917 | 0.19059 | 0.18958 | 0.18871 | 0.18805 | 0.18755 | 0.18717 | 0.18687 | 0.1866 | 0.18637 | 0.18616 | 0.18594 | 0.18572 | 0.18549 | 0.18531 | 0.18512 | 0.18492 | 0.18471 | 0.1847 | 0.18468 | 0.18462 | 0.18455 | 0.18448
F2_Industrial_Industrial - ID_New_Space Heating_Natural Gas_Insulation - Wall Cavity_A_Achievable Technical Potential | F2 | Industrial | Industrial - ID | New | Space Heating | Natural Gas | Insulation - Wall Cavity | A | Integrated Unit Summer Peak Savings (kW) | Achievable Technical Potential | 0 | 0 | 0 | 0 | 0 | 0 | 0 | 0 | 0 | 0 | 0 | 0 | 0 | 0 | 0 | 0 | 0 | 0 | 0 | 0 | 0 | 0 | 0 | 0 | 0 | 0 | 0
F3_Industrial_Industrial - ID_New_Space Heating_Natural Gas_Insulation - Wall Cavity_A_Achievable Technical Potential | F3 | Industrial | Industrial - ID | New | Space Heating | Natural Gas | Insulation - Wall Cavity | A | Integrated Unit Winter Peak Savings (kW) | Achievable Technical Potential | 0 | 0 | 0 | 0 | 0 | 0 | 0 | 0 | 0 | 0 | 0 | 0 | 0 | 0 | 0 | 0 | 0 | 0 | 0 | 0 | 0 | 0 | 0 | 0 | 0 | 0 | 0
F4_Industrial_Industrial - ID_New_Space Heating_Natural Gas_Insulation - Wall Cavity_A_Achievable Technical Potential | F4 | Industrial | Industrial - ID | New | Space Heating | Natural Gas | Insulation - Wall Cavity | A | Incremental Energy Savings (MWh or mTherms) | Achievable Technical Potential | 0 | 0 | 0 | 0 | 0 | 0 | 0 | 0 | 0 | 0 | 0 | 0 | 0 | 0 | 0 | 0 | 0 | 0 | 0 | 0 | 0 | 0 | 0 | 0 | 0 | 0 | 0
F5_Industrial_Industrial - ID_New_Space Heating_Natural Gas_Insulation - Wall Cavity_A_Achievable Technical Potential | F5 | Industrial | Industrial - ID | New | Space Heating | Natural Gas | Insulation - Wall Cavity | A | Incremental Summer Peak Savings (MW) | Achievable Technical Potential | 0 | 0 | 0 | 0 | 0 | 0 | 0 | 0 | 0 | 0 | 0 | 0 | 0 | 0 | 0 | 0 | 0 | 0 | 0 | 0 | 0 | 0 | 0 | 0 | 0 | 0 | 0
F6_Industrial_Industrial - ID_New_Space Heating_Natural Gas_Insulation - Wall Cavity_A_Achievable Technical Potential | F6 | Industrial | Industrial - ID | New | Space Heating | Natural Gas | Insulation - Wall Cavity | A | Incremental Winter Peak Savings (MW) | Achievable Technical Potential | 0 | 0 | 0 | 0 | 0 | 0 | 0 | 0 | 0 | 0 | 0 | 0 | 0 | 0 | 0 | 0 | 0 | 0 | 0 | 0 | 0 | 0 | 0 | 0 | 0 | 0 | 0
F7_Industrial_Industrial - ID_New_Space Heating_Natural Gas_Insulation - Wall Cavity_A_Achievable Technical Potential | F7 | Industrial | Industrial - ID | New | Space Heating | Natural Gas | Insulation - Wall Cavity | A | Cumulative Energy Savings (MWh or mTherms) | Achievable Technical Potential | 0 | 0 | 0 | 0 | 0 | 0 | 0 | 0 | 0 | 0 | 0 | 0 | 0 | 0 | 0 | 0 | 0 | 0 | 0 | 0 | 0 | 0 | 0 | 0 | 0 | 0 | 0
F8_Industrial_Industrial - ID_New_Space Heating_Natural Gas_Insulation - Wall Cavity_A_Achievable Technical Potential | F8 | Industrial | Industrial - ID | New | Space Heating | Natural Gas | Insulation - Wall Cavity | A | Cumulative Summer Peak Savings (MW) | Achievable Technical Potential | 0 | 0 | 0 | 0 | 0 | 0 | 0 | 0 | 0 | 0 | 0 | 0 | 0 | 0 | 0 | 0 | 0 | 0 | 0 | 0 | 0 | 0 | 0 | 0 | 0 | 0 | 0
F9_Industrial_Industrial - ID_New_Space Heating_Natural Gas_Insulation - Wall Cavity_A_Achievable Technical Potential | F9 | Industrial | Industrial - ID | New | Space Heating | Natural Gas | Insulation - Wall Cavity | A | Cumulative Winter Peak Savings (MW) | Achievable Technical Potential | 0 | 0 | 0 | 0 | 0 | 0 | 0 | 0 | 0 | 0 | 0 | 0 | 0 | 0 | 0 | 0 | 0 | 0 | 0 | 0 | 0 | 0 | 0 | 0 | 0 | 0 | 0
F10_Industrial_Industrial - ID_New_Space Heating_Natural Gas_Insulation - Wall Cavity_A_Achievable Technical Potential | F10 | Industrial | Industrial - ID | New | Space Heating | Natural Gas | Insulation - Wall Cavity | A | Purchases (Incremental) | Achievable Technical Potential | 0 | 0 | 0 | 0 | 0 | 0 | 0 | 0 | 0 | 0 | 0 | 0 | 0 | 0 | 0 | 0 | 0 | 0 | 0 | 0 | 0 | 0 | 0 | 0 | 0 | 0 | 0
F11_Industrial_Industrial - ID_New_Space Heating_Natural Gas_Insulation - Wall Cavity_A_Achievable Technical Potential | F11 | Industrial | Industrial - ID | New | Space Heating | Natural Gas | Insulation - Wall Cavity | A | Purchases (Cumulative) | Achievable Technical Potential | 0 | 0 | 0 | 0 | 0 | 0 | 0 | 0 | 0 | 0 | 0 | 0 | 0 | 0 | 0 | 0 | 0 | 0 | 0 | 0 | 0 | 0 | 0 | 0 | 0 | 0 | 0
F1_Industrial_Industrial - ID_New_Space Heating_Natural Gas_Insulation - Ducting_A_Achievable Technical Potential | F1 | Industrial | Industrial - ID | New | Space Heating | Natural Gas | Insulation - Ducting | A | Integrated Unit Energy Savings (kWh or therms) | Achievable Technical Potential | 0 | 0 | 0.048362 | 0.043525 | 0.042923 | 0.042558 | 0.042266 | 0.042025 | 0.041842 | 0.041703 | 0.041598 | 0.041512 | 0.041439 | 0.041376 | 0.041321 | 0.041269 | 0.041217 | 0.041165 | 0.041128 | 0.041088 | 0.041044 | 0.040998 | 0.040996 | 0.040992 | 0.040981 | 0.040965 | 0.04095
F2_Industrial_Industrial - ID_New_Space Heating_Natural Gas_Insulation - Ducting_A_Achievable Technical Potential | F2 | Industrial | Industrial - ID | New | Space Heating | Natural Gas | Insulation - Ducting | A | Integrated Unit Summer Peak Savings (kW) | Achievable Technical Potential | 0 | 0 | 0 | 0 | 0 | 0 | 0 | 0 | 0 | 0 | 0 | 0 | 0 | 0 | 0 | 0 | 0 | 0 | 0 | 0 | 0 | 0 | 0 | 0 | 0 | 0 | 0
F3_Industrial_Industrial - ID_New_Space Heating_Natural Gas_Insulation - Ducting_A_Achievable Technical Potential | F3 | Industrial | Industrial - ID | New | Space Heating | Natural Gas | Insulation - Ducting | A | Integrated Unit Winter Peak Savings (kW) | Achievable Technical Potential | 0 | 0 | 0 | 0 | 0 | 0 | 0 | 0 | 0 | 0 | 0 | 0 | 0 | 0 | 0 | 0 | 0 | 0 | 0 | 0 | 0 | 0 | 0 | 0 | 0 | 0 | 0
F4_Industrial_Industrial - ID_New_Space Heating_Natural Gas_Insulation - Ducting_A_Achievable Technical Potential | F4 | Industrial | Industrial - ID | New | Space Heating | Natural Gas | Insulation - Ducting | A | Incremental Energy Savings (MWh or mTherms) | Achievable Technical Potential | 0 | 0 | 0 | 0 | 0 | 0 | 0 | 0 | 0 | 0 | 0 | 0 | 0 | 0 | 0 | 0 | 0 | 0 | 0 | 0 | 0 | 0 | 0 | 0 | 0 | 0 | 0
F5_Industrial_Industrial - ID_New_Space Heating_Natural Gas_Insulation - Ducting_A_Achievable Technical Potential | F5 | Industrial | Industrial - ID | New | Space Heating | Natural Gas | Insulation - Ducting | A | Incremental Summer Peak Savings (MW) | Achievable Technical Potential | 0 | 0 | 0 | 0 | 0 | 0 | 0 | 0 | 0 | 0 | 0 | 0 | 0 | 0 | 0 | 0 | 0 | 0 | 0 | 0 | 0 | 0 | 0 | 0 | 0 | 0 | 0
F6_Industrial_Industrial - ID_New_Space Heating_Natural Gas_Insulation - Ducting_A_Achievable Technical Potential | F6 | Industrial | Industrial - ID | New | Space Heating | Natural Gas | Insulation - Ducting | A | Incremental Winter Peak Savings (MW) | Achievable Technical Potential | 0 | 0 | 0 | 0 | 0 | 0 | 0 | 0 | 0 | 0 | 0 | 0 | 0 | 0 | 0 | 0 | 0 | 0 | 0 | 0 | 0 | 0 | 0 | 0 | 0 | 0 | 0
F7_Industrial_Industrial - ID_New_Space Heating_Natural Gas_Insulation - Ducting_A_Achievable Technical Potential | F7 | Industrial | Industrial - ID | New | Space Heating | Natural Gas | Insulation - Ducting | A | Cumulative Energy Savings (MWh or mTherms) | Achievable Technical Potential | 0 | 0 | 0 | 0 | 0 | 0 | 0 | 0 | 0 | 0 | 0 | 0 | 0 | 0 | 0 | 0 | 0 | 0 | 0 | 0 | 0 | 0 | 0 | 0 | 0 | 0 | 0
F8_Industrial_Industrial - ID_New_Space Heating_Natural Gas_Insulation - Ducting_A_Achievable Technical Potential | F8 | Industrial | Industrial - ID | New | Space Heating | Natural Gas | Insulation - Ducting | A | Cumulative Summer Peak Savings (MW) | Achievable Technical Potential | 0 | 0 | 0 | 0 | 0 | 0 | 0 | 0 | 0 | 0 | 0 | 0 | 0 | 0 | 0 | 0 | 0 | 0 | 0 | 0 | 0 | 0 | 0 | 0 | 0 | 0 | 0
F9_Industrial_Industrial - ID_New_Space Heating_Natural Gas_Insulation - Ducting_A_Achievable Technical Potential | F9 | Industrial | Industrial - ID | New | Space Heating | Natural Gas | Insulation - Ducting | A | Cumulative Winter Peak Savings (MW) | Achievable Technical Potential | 0 | 0 | 0 | 0 | 0 | 0 | 0 | 0 | 0 | 0 | 0 | 0 | 0 | 0 | 0 | 0 | 0 | 0 | 0 | 0 | 0 | 0 | 0 | 0 | 0 | 0 | 0
F10_Industrial_Industrial - ID_New_Space Heating_Natural Gas_Insulation - Ducting_A_Achievable Technical Potential | F10 | Industrial | Industrial - ID | New | Space Heating | Natural Gas | Insulation - Ducting | A | Purchases (Incremental) | Achievable Technical Potential | 0 | 0 | 0 | 0 | 0 | 0 | 0 | 0 | 0 | 0 | 0 | 0 | 0 | 0 | 0 | 0 | 0 | 0 | 0 | 0 | 0 | 0 | 0 | 0 | 0 | 0 | 0
F11_Industrial_Industrial - ID_New_Space Heating_Natural Gas_Insulation - Ducting_A_Achievable Technical Potential | F11 | Industrial | Industrial - ID | New | Space Heating | Natural Gas | Insulation - Ducting | A | Purchases (Cumulative) | Achievable Technical Potential | 0 | 0 | 0 | 0 | 0 | 0 | 0 | 0 | 0 | 0 | 0 | 0 | 0 | 0 | 0 | 0 | 0 | 0 | 0 | 0 | 0 | 0 | 0 | 0 | 0 | 0 | 0
F1_Industrial_Industrial - ID_New_Space Heating_Natural Gas_Ducting - Repair and Sealing_A_Achievable Technical Potential | F1 | Industrial | Industrial - ID | New | Space Heating | Natural Gas | Ducting - Repair and Sealing | A | Integrated Unit Energy Savings (kWh or therms) | Achievable Technical Potential | 0 | 0 | 0.19218 | 0.17297 | 0.17063 | 0.16922 | 0.1681 | 0.16718 | 0.16647 | 0.16593 | 0.16552 | 0.16517 | 0.16488 | 0.16463 | 0.1644 | 0.16419 | 0.16397 | 0.16376 | 0.16359 | 0.16342 | 0.16323 | 0.16304 | 0.16302 | 0.163 | 0.16295 | 0.16288 | 0.16281
F2_Industrial_Industrial - ID_New_Space Heating_Natural Gas_Ducting - Repair and Sealing_A_Achievable Technical Potential | F2 | Industrial | Industrial - ID | New | Space Heating | Natural Gas | Ducting - Repair and Sealing | A | Integrated Unit Summer Peak Savings (kW) | Achievable Technical Potential | 0 | 0 | 0 | 0 | 0 | 0 | 0 | 0 | 0 | 0 | 0 | 0 | 0 | 0 | 0 | 0 | 0 | 0 | 0 | 0 | 0 | 0 | 0 | 0 | 0 | 0 | 0
F3_Industrial_Industrial - ID_New_Space Heating_Natural Gas_Ducting - Repair and Sealing_A_Achievable Technical Potential | F3 | Industrial | Industrial - ID | New | Space Heating | Natural Gas | Ducting - Repair and Sealing | A | Integrated Unit Winter Peak Savings (kW) | Achievable Technical Potential | 0 | 0 | 0 | 0 | 0 | 0 | 0 | 0 | 0 | 0 | 0 | 0 | 0 | 0 | 0 | 0 | 0 | 0 | 0 | 0 | 0 | 0 | 0 | 0 | 0 | 0 | 0
F4_Industrial_Industrial - ID_New_Space Heating_Natural Gas_Ducting - Repair and Sealing_A_Achievable Technical Potential | F4 | Industrial | Industrial - ID | New | Space Heating | Natural Gas | Ducting - Repair and Sealing | A | Incremental Energy Savings (MWh or mTherms) | Achievable Technical Potential | 0 | 0 | 0 | 0 | 0 | 0 | 0 | 0 | 0 | 0 | 0 | 0 | 0 | 0 | 0 | 0 | 0 | 0 | 0 | 0 | 0 | 0 | 0 | 0 | 0 | 0 | 0
F5_Industrial_Industrial - ID_New_Space Heating_Natural Gas_Ducting - Repair and Sealing_A_Achievable Technical Potential | F5 | Industrial | Industrial - ID | New | Space Heating | Natural Gas | Ducting - Repair and Sealing | A | Incremental Summer Peak Savings (MW) | Achievable Technical Potential | 0 | 0 | 0 | 0 | 0 | 0 | 0 | 0 | 0 | 0 | 0 | 0 | 0 | 0 | 0 | 0 | 0 | 0 | 0 | 0 | 0 | 0 | 0 | 0 | 0 | 0 | 0
F6_Industrial_Industrial - ID_New_Space Heating_Natural Gas_Ducting - Repair and Sealing_A_Achievable Technical Potential | F6 | Industrial | Industrial - ID | New | Space Heating | Natural Gas | Ducting - Repair and Sealing | A | Incremental Winter Peak Savings (MW) | Achievable Technical Potential | 0 | 0 | 0 | 0 | 0 | 0 | 0 | 0 | 0 | 0 | 0 | 0 | 0 | 0 | 0 | 0 | 0 | 0 | 0 | 0 | 0 | 0 | 0 | 0 | 0 | 0 | 0
F7_Industrial_Industrial - ID_New_Space Heating_Natural Gas_Ducting - Repair and Sealing_A_Achievable Technical Potential | F7 | Industrial | Industrial - ID | New | Space Heating | Natural Gas | Ducting - Repair and Sealing | A | Cumulative Energy Savings (MWh or mTherms) | Achievable Technical Potential | 0 | 0 | 0 | 0 | 0 | 0 | 0 | 0 | 0 | 0 | 0 | 0 | 0 | 0 | 0 | 0 | 0 | 0 | 0 | 0 | 0 | 0 | 0 | 0 | 0 | 0 | 0
F8_Industrial_Industrial - ID_New_Space Heating_Natural Gas_Ducting - Repair and Sealing_A_Achievable Technical Potential | F8 | Industrial | Industrial - ID | New | Space Heating | Natural Gas | Ducting - Repair and Sealing | A | Cumulative Summer Peak Savings (MW) | Achievable Technical Potential | 0 | 0 | 0 | 0 | 0 | 0 | 0 | 0 | 0 | 0 | 0 | 0 | 0 | 0 | 0 | 0 | 0 | 0 | 0 | 0 | 0 | 0 | 0 | 0 | 0 | 0 | 0
F9_Industrial_Industrial - ID_New_Space Heating_Natural Gas_Ducting - Repair and Sealing_A_Achievable Technical Potential | F9 | Industrial | Industrial - ID | New | Space Heating | Natural Gas | Ducting - Repair and Sealing | A | Cumulative Winter Peak Savings (MW) | Achievable Technical Potential | 0 | 0 | 0 | 0 | 0 | 0 | 0 | 0 | 0 | 0 | 0 | 0 | 0 | 0 | 0 | 0 | 0 | 0 | 0 | 0 | 0 | 0 | 0 | 0 | 0 | 0 | 0
F10_Industrial_Industrial - ID_New_Space Heating_Natural Gas_Ducting - Repair and Sealing_A_Achievable Technical Potential | F10 | Industrial | Industrial - ID | New | Space Heating | Natural Gas | Ducting - Repair and Sealing | A | Purchases (Incremental) | Achievable Technical Potential | 0 | 0 | 0 | 0 | 0 | 0 | 0 | 0 | 0 | 0 | 0 | 0 | 0 | 0 | 0 | 0 | 0 | 0 | 0 | 0 | 0 | 0 | 0 | 0 | 0 | 0 | 0
F11_Industrial_Industrial - ID_New_Space Heating_Natural Gas_Ducting - Repair and Sealing_A_Achievable Technical Potential | F11 | Industrial | Industrial - ID | New | Space Heating | Natural Gas | Ducting - Repair and Sealing | A | Purchases (Cumulative) | Achievable Technical Potential | 0 | 0 | 0 | 0 | 0 | 0 | 0 | 0 | 0 | 0 | 0 | 0 | 0 | 0 | 0 | 0 | 0 | 0 | 0 | 0 | 0 | 0 | 0 | 0 | 0 | 0 | 0
F1_Industrial_Industrial - ID_New_Space Heating_Natural Gas_Building Shell - Air Sealing (Infiltration Control)_A_Achievable Technical Potential | F1 | Industrial | Industrial - ID | New | Space Heating | Natural Gas | Building Shell - Air Sealing (Infiltration Control) | A | Integrated Unit Energy Savings (kWh or therms) | Achievable Technical Potential | 0 | 0 | 53.7405 | 51.9544 | 51.5701 | 51.2709 | 51.0028 | 50.7708 | 50.5951 | 50.4633 | 50.3674 | 50.2903 | 50.2249 | 50.1681 | 50.1157 | 50.0631 | 50.0064 | 49.9454 | 49.8973 | 49.845 | 49.7897 | 49.7317 | 49.7264 | 49.7188 | 49.703 | 49.6806 | 49.6606
F2_Industrial_Industrial - ID_New_Space Heating_Natural Gas_Building Shell - Air Sealing (Infiltration Control)_A_Achievable Technical Potential | F2 | Industrial | Industrial - ID | New | Space Heating | Natural Gas | Building Shell - Air Sealing (Infiltration Control) | A | Integrated Unit Summer Peak Savings (kW) | Achievable Technical Potential | 0 | 0 | 0 | 0 | 0 | 0 | 0 | 0 | 0 | 0 | 0 | 0 | 0 | 0 | 0 | 0 | 0 | 0 | 0 | 0 | 0 | 0 | 0 | 0 | 0 | 0 | 0
F3_Industrial_Industrial - ID_New_Space Heating_Natural Gas_Building Shell - Air Sealing (Infiltration Control)_A_Achievable Technical Potential | F3 | Industrial | Industrial - ID | New | Space Heating | Natural Gas | Building Shell - Air Sealing (Infiltration Control) | A | Integrated Unit Winter Peak Savings (kW) | Achievable Technical Potential | 0 | 0 | 0 | 0 | 0 | 0 | 0 | 0 | 0 | 0 | 0 | 0 | 0 | 0 | 0 | 0 | 0 | 0 | 0 | 0 | 0 | 0 | 0 | 0 | 0 | 0 | 0
F4_Industrial_Industrial - ID_New_Space Heating_Natural Gas_Building Shell - Air Sealing (Infiltration Control)_A_Achievable Technical Potential | F4 | Industrial | Industrial - ID | New | Space Heating | Natural Gas | Building Shell - Air Sealing (Infiltration Control) | A | Incremental Energy Savings (MWh or mTherms) | Achievable Technical Potential | 0 | 0 | 1.6248e-06 | 2.0515e-05 | 6.5252e-05 | 0.00015237 | 0.00029887 | 0.00052247 | 0.00083662 | 0.0012448 | 0.0017346 | 0.0022712 | 0.0027954 | 0.0032153 | 0.0034412 | 0.0033914 | 0.0030231 | 0.0023932 | 0.001522 | 0.00047938 | 0 | 0 | 0 | 0 | 0 | 0 | 0
F5_Industrial_Industrial - ID_New_Space Heating_Natural Gas_Building Shell - Air Sealing (Infiltration Control)_A_Achievable Technical Potential | F5 | Industrial | Industrial - ID | New | Space Heating | Natural Gas | Building Shell - Air Sealing (Infiltration Control) | A | Incremental Summer Peak Savings (MW) | Achievable Technical Potential | 0 | 0 | 0 | 0 | 0 | 0 | 0 | 0 | 0 | 0 | 0 | 0 | 0 | 0 | 0 | 0 | 0 | 0 | 0 | 0 | 0 | 0 | 0 | 0 | 0 | 0 | 0
F6_Industrial_Industrial - ID_New_Space Heating_Natural Gas_Building Shell - Air Sealing (Infiltration Control)_A_Achievable Technical Potential | F6 | Industrial | Industrial - ID | New | Space Heating | Natural Gas | Building Shell - Air Sealing (Infiltration Control) | A | Incremental Winter Peak Savings (MW) | Achievable Technical Potential | 0 | 0 | 0 | 0 | 0 | 0 | 0 | 0 | 0 | 0 | 0 | 0 | 0 | 0 | 0 | 0 | 0 | 0 | 0 | 0 | 0 | 0 | 0 | 0 | 0 | 0 | 0
F7_Industrial_Industrial - ID_New_Space Heating_Natural Gas_Building Shell - Air Sealing (Infiltration Control)_A_Achievable Technical Potential | F7 | Industrial | Industrial - ID | New | Space Heating | Natural Gas | Building Shell - Air Sealing (Infiltration Control) | A | Cumulative Energy Savings (MWh or mTherms) | Achievable Technical Potential | 0 | 0 | 1.6248e-06 | 2.2086e-05 | 8.7175e-05 | 0.00023904 | 0.00053666 | 0.0010567 | 0.0018897 | 0.0031296 | 0.0048582 | 0.007122 | 0.0099081 | 0.013112 | 0.01654 | 0.019914 | 0.022914 | 0.025279 | 0.026777 | 0.027228 | 0.027198 | 0.027167 | 0.027164 | 0.02716 | 0.027151 | 0.027139 | 0.027128
F8_Industrial_Industrial - ID_New_Space Heating_Natural Gas_Building Shell - Air Sealing (Infiltration Control)_A_Achievable Technical Potential | F8 | Industrial | Industrial - ID | New | Space Heating | Natural Gas | Building Shell - Air Sealing (Infiltration Control) | A | Cumulative Summer Peak Savings (MW) | Achievable Technical Potential | 0 | 0 | 0 | 0 | 0 | 0 | 0 | 0 | 0 | 0 | 0 | 0 | 0 | 0 | 0 | 0 | 0 | 0 | 0 | 0 | 0 | 0 | 0 | 0 | 0 | 0 | 0
F9_Industrial_Industrial - ID_New_Space Heating_Natural Gas_Building Shell - Air Sealing (Infiltration Control)_A_Achievable Technical Potential | F9 | Industrial | Industrial - ID | New | Space Heating | Natural Gas | Building Shell - Air Sealing (Infiltration Control) | A | Cumulative Winter Peak Savings (MW) | Achievable Technical Potential | 0 | 0 | 0 | 0 | 0 | 0 | 0 | 0 | 0 | 0 | 0 | 0 | 0 | 0 | 0 | 0 | 0 | 0 | 0 | 0 | 0 | 0 | 0 | 0 | 0 | 0 | 0
F10_Industrial_Industrial - ID_New_Space Heating_Natural Gas_Building Shell - Air Sealing (Infiltration Control)_A_Achievable Technical Potential | F10 | Industrial | Industrial - ID | New | Space Heating | Natural Gas | Building Shell - Air Sealing (Infiltration Control) | A | Purchases (Incremental) | Achievable Technical Potential | 0 | 0 | 3.0234e-05 | 0.00039487 | 0.0012653 | 0.0029719 | 0.0058598 | 0.010291 | 0.016536 | 0.024668 | 0.034438 | 0.045163 | 0.055657 | 0.06409 | 0.068664 | 0.067742 | 0.060455 | 0.047916 | 0.030504 | 0.0096173 | 0 | 0 | 0 | 0 | 0 | 0 | 0
F11_Industrial_Industrial - ID_New_Space Heating_Natural Gas_Building Shell - Air Sealing (Infiltration Control)_A_Achievable Technical Potential | F11 | Industrial | Industrial - ID | New | Space Heating | Natural Gas | Building Shell - Air Sealing (Infiltration Control) | A | Purchases (Cumulative) | Achievable Technical Potential | 0 | 0 | 3.0234e-05 | 0.00042511 | 0.0016904 | 0.0046623 | 0.010522 | 0.020813 | 0.037349 | 0.062017 | 0.096455 | 0.14162 | 0.19727 | 0.26137 | 0.33003 | 0.39777 | 0.45823 | 0.50614 | 0.53665 | 0.54626 | 0.54626 | 0.54626 | 0.54626 | 0.54626 | 0.54626 | 0.54626 | 0.54626
F1_Industrial_Industrial - ID_New_Space Heating_Natural Gas_Ventilation - Demand Controlled_A_Achievable Technical Potential | F1 | Industrial | Industrial - ID | New | Space Heating | Natural Gas | Ventilation - Demand Controlled | A | Integrated Unit Energy Savings (kWh or therms) | Achievable Technical Potential | 0 | 0 | 0.035458 | 0.031914 | 0.031481 | 0.031222 | 0.031016 | 0.030845 | 0.030715 | 0.030615 | 0.030538 | 0.030475 | 0.030421 | 0.030375 | 0.030333 | 0.030293 | 0.030254 | 0.030214 | 0.030184 | 0.030152 | 0.030117 | 0.030082 | 0.030078 | 0.030074 | 0.030064 | 0.030051 | 0.030039
F2_Industrial_Industrial - ID_New_Space Heating_Natural Gas_Ventilation - Demand Controlled_A_Achievable Technical Potential | F2 | Industrial | Industrial - ID | New | Space Heating | Natural Gas | Ventilation - Demand Controlled | A | Integrated Unit Summer Peak Savings (kW) | Achievable Technical Potential | 0 | 0 | 0 | 0 | 0 | 0 | 0 | 0 | 0 | 0 | 0 | 0 | 0 | 0 | 0 | 0 | 0 | 0 | 0 | 0 | 0 | 0 | 0 | 0 | 0 | 0 | 0
F3_Industrial_Industrial - ID_New_Space Heating_Natural Gas_Ventilation - Demand Controlled_A_Achievable Technical Potential | F3 | Industrial | Industrial - ID | New | Space Heating | Natural Gas | Ventilation - Demand Controlled | A | Integrated Unit Winter Peak Savings (kW) | Achievable Technical Potential | 0 | 0 | 0 | 0 | 0 | 0 | 0 | 0 | 0 | 0 | 0 | 0 | 0 | 0 | 0 | 0 | 0 | 0 | 0 | 0 | 0 | 0 | 0 | 0 | 0 | 0 | 0
F4_Industrial_Industrial - ID_New_Space Heating_Natural Gas_Ventilation - Demand Controlled_A_Achievable Technical Potential | F4 | Industrial | Industrial - ID | New | Space Heating | Natural Gas | Ventilation - Demand Controlled | A | Incremental Energy Savings (MWh or mTherms) | Achievable Technical Potential | 0 | 0 | 0 | 0 | 0 | 0 | 0 | 0 | 0 | 0 | 0 | 0 | 0 | 0 | 0 | 0 | 0 | 0 | 0 | 0 | 0 | 0 | 0 | 0 | 0 | 0 | 0
F5_Industrial_Industrial - ID_New_Space Heating_Natural Gas_Ventilation - Demand Controlled_A_Achievable Technical Potential | F5 | Industrial | Industrial - ID | New | Space Heating | Natural Gas | Ventilation - Demand Controlled | A | Incremental Summer Peak Savings (MW) | Achievable Technical Potential | 0 | 0 | 0 | 0 | 0 | 0 | 0 | 0 | 0 | 0 | 0 | 0 | 0 | 0 | 0 | 0 | 0 | 0 | 0 | 0 | 0 | 0 | 0 | 0 | 0 | 0 | 0
F6_Industrial_Industrial - ID_New_Space Heating_Natural Gas_Ventilation - Demand Controlled_A_Achievable Technical Potential | F6 | Industrial | Industrial - ID | New | Space Heating | Natural Gas | Ventilation - Demand Controlled | A | Incremental Winter Peak Savings (MW) | Achievable Technical Potential | 0 | 0 | 0 | 0 | 0 | 0 | 0 | 0 | 0 | 0 | 0 | 0 | 0 | 0 | 0 | 0 | 0 | 0 | 0 | 0 | 0 | 0 | 0 | 0 | 0 | 0 | 0
F7_Industrial_Industrial - ID_New_Space Heating_Natural Gas_Ventilation - Demand Controlled_A_Achievable Technical Potential | F7 | Industrial | Industrial - ID | New | Space Heating | Natural Gas | Ventilation - Demand Controlled | A | Cumulative Energy Savings (MWh or mTherms) | Achievable Technical Potential | 0 | 0 | 0 | 0 | 0 | 0 | 0 | 0 | 0 | 0 | 0 | 0 | 0 | 0 | 0 | 0 | 0 | 0 | 0 | 0 | 0 | 0 | 0 | 0 | 0 | 0 | 0
F8_Industrial_Industrial - ID_New_Space Heating_Natural Gas_Ventilation - Demand Controlled_A_Achievable Technical Potential | F8 | Industrial | Industrial - ID | New | Space Heating | Natural Gas | Ventilation - Demand Controlled | A | Cumulative Summer Peak Savings (MW) | Achievable Technical Potential | 0 | 0 | 0 | 0 | 0 | 0 | 0 | 0 | 0 | 0 | 0 | 0 | 0 | 0 | 0 | 0 | 0 | 0 | 0 | 0 | 0 | 0 | 0 | 0 | 0 | 0 | 0
F9_Industrial_Industrial - ID_New_Space Heating_Natural Gas_Ventilation - Demand Controlled_A_Achievable Technical Potential | F9 | Industrial | Industrial - ID | New | Space Heating | Natural Gas | Ventilation - Demand Controlled | A | Cumulative Winter Peak Savings (MW) | Achievable Technical Potential | 0 | 0 | 0 | 0 | 0 | 0 | 0 | 0 | 0 | 0 | 0 | 0 | 0 | 0 | 0 | 0 | 0 | 0 | 0 | 0 | 0 | 0 | 0 | 0 | 0 | 0 | 0
F10_Industrial_Industrial - ID_New_Space Heating_Natural Gas_Ventilation - Demand Controlled_A_Achievable Technical Potential | F10 | Industrial | Industrial - ID | New | Space Heating | Natural Gas | Ventilation - Demand Controlled | A | Purchases (Incremental) | Achievable Technical Potential | 0 | 0 | 0 | 0 | 0 | 0 | 0 | 0 | 0 | 0 | 0 | 0 | 0 | 0 | 0 | 0 | 0 | 0 | 0 | 0 | 0 | 0 | 0 | 0 | 0 | 0 | 0
F11_Industrial_Industrial - ID_New_Space Heating_Natural Gas_Ventilation - Demand Controlled_A_Achievable Technical Potential | F11 | Industrial | Industrial - ID | New | Space Heating | Natural Gas | Ventilation - Demand Controlled | A | Purchases (Cumulative) | Achievable Technical Potential | 0 | 0 | 0 | 0 | 0 | 0 | 0 | 0 | 0 | 0 | 0 | 0 | 0 | 0 | 0 | 0 | 0 | 0 | 0 | 0 | 0 | 0 | 0 | 0 | 0 | 0 | 0
F1_Industrial_Industrial - ID_New_Space Heating_Natural Gas_Destratification Fans (HVLS)_A_Achievable Technical Potential | F1 | Industrial | Industrial - ID | New | Space Heating | Natural Gas | Destratification Fans (HVLS) | A | Integrated Unit Energy Savings (kWh or therms) | Achievable Technical Potential | 0 | 0 | 132816.859 | 128432.9601 | 127578.4633 | 126935.5172 | 126370.9762 | 125895.8688 | 125560.4194 | 125333.967 | 125196.9743 | 125107.2125 | 125047.1379 | 125008.8763 | 124982.0003 | 124955.2753 | 124918.7037 | 124869.2272 | 124838.8663 | 124787.2582 | 124719.4862 | 124637.3536 | 124543.246 | 124451.1301 | 124345.1999 | 124228.639 | 124123.3162
F2_Industrial_Industrial - ID_New_Space Heating_Natural Gas_Destratification Fans (HVLS)_A_Achievable Technical Potential | F2 | Industrial | Industrial - ID | New | Space Heating | Natural Gas | Destratification Fans (HVLS) | A | Integrated Unit Summer Peak Savings (kW) | Achievable Technical Potential | 0 | 0 | 0 | 0 | 0 | 0 | 0 | 0 | 0 | 0 | 0 | 0 | 0 | 0 | 0 | 0 | 0 | 0 | 0 | 0 | 0 | 0 | 0 | 0 | 0 | 0 | 0
F3_Industrial_Industrial - ID_New_Space Heating_Natural Gas_Destratification Fans (HVLS)_A_Achievable Technical Potential | F3 | Industrial | Industrial - ID | New | Space Heating | Natural Gas | Destratification Fans (HVLS) | A | Integrated Unit Winter Peak Savings (kW) | Achievable Technical Potential | 0 | 0 | 0 | 0 | 0 | 0 | 0 | 0 | 0 | 0 | 0 | 0 | 0 | 0 | 0 | 0 | 0 | 0 | 0 | 0 | 0 | 0 | 0 | 0 | 0 | 0 | 0
F4_Industrial_Industrial - ID_New_Space Heating_Natural Gas_Destratification Fans (HVLS)_A_Achievable Technical Potential | F4 | Industrial | Industrial - ID | New | Space Heating | Natural Gas | Destratification Fans (HVLS) | A | Incremental Energy Savings (MWh or mTherms) | Achievable Technical Potential | 0 | 0 | 0.00059272 | 0.0037448 | 0.0067133 | 0.0096446 | 0.012473 | 0.015237 | 0.017951 | 0.02062 | 0.023249 | 0.025836 | 0.028381 | 0.030884 | 0.033345 | 0.035762 | 0.038133 | 0.0399 | 0.039105 | 0.038417 | 0.037699 | 0.037019 | 0 | 0 | 0 | 0 | 0
F5_Industrial_Industrial - ID_New_Space Heating_Natural Gas_Destratification Fans (HVLS)_A_Achievable Technical Potential | F5 | Industrial | Industrial - ID | New | Space Heating | Natural Gas | Destratification Fans (HVLS) | A | Incremental Summer Peak Savings (MW) | Achievable Technical Potential | 0 | 0 | 0 | 0 | 0 | 0 | 0 | 0 | 0 | 0 | 0 | 0 | 0 | 0 | 0 | 0 | 0 | 0 | 0 | 0 | 0 | 0 | 0 | 0 | 0 | 0 | 0
F6_Industrial_Industrial - ID_New_Space Heating_Natural Gas_Destratification Fans (HVLS)_A_Achievable Technical Potential | F6 | Industrial | Industrial - ID | New | Space Heating | Natural Gas | Destratification Fans (HVLS) | A | Incremental Winter Peak Savings (MW) | Achievable Technical Potential | 0 | 0 | 0 | 0 | 0 | 0 | 0 | 0 | 0 | 0 | 0 | 0 | 0 | 0 | 0 | 0 | 0 | 0 | 0 | 0 | 0 | 0 | 0 | 0 | 0 | 0 | 0
F7_Industrial_Industrial - ID_New_Space Heating_Natural Gas_Destratification Fans (HVLS)_A_Achievable Technical Potential | F7 | Industrial | Industrial - ID | New | Space Heating | Natural Gas | Destratification Fans (HVLS) | A | Cumulative Energy Savings (MWh or mTherms) | Achievable Technical Potential | 0 | 0 | 0.00059272 | 0.004318 | 0.011003 | 0.020592 | 0.032973 | 0.048086 | 0.065908 | 0.086409 | 0.10956 | 0.13532 | 0.16364 | 0.19447 | 0.22778 | 0.26349 | 0.30155 | 0.34133 | 0.38035 | 0.41861 | 0.45608 | 0.4928 | 0.49243 | 0.49206 | 0.49164 | 0.49118 | 0.49077
F8_Industrial_Industrial - ID_New_Space Heating_Natural Gas_Destratification Fans (HVLS)_A_Achievable Technical Potential | F8 | Industrial | Industrial - ID | New | Space Heating | Natural Gas | Destratification Fans (HVLS) | A | Cumulative Summer Peak Savings (MW) | Achievable Technical Potential | 0 | 0 | 0 | 0 | 0 | 0 | 0 | 0 | 0 | 0 | 0 | 0 | 0 | 0 | 0 | 0 | 0 | 0 | 0 | 0 | 0 | 0 | 0 | 0 | 0 | 0 | 0
F9_Industrial_Industrial - ID_New_Space Heating_Natural Gas_Destratification Fans (HVLS)_A_Achievable Technical Potential | F9 | Industrial | Industrial - ID | New | Space Heating | Natural Gas | Destratification Fans (HVLS) | A | Cumulative Winter Peak Savings (MW) | Achievable Technical Potential | 0 | 0 | 0 | 0 | 0 | 0 | 0 | 0 | 0 | 0 | 0 | 0 | 0 | 0 | 0 | 0 | 0 | 0 | 0 | 0 | 0 | 0 | 0 | 0 | 0 | 0 | 0
F10_Industrial_Industrial - ID_New_Space Heating_Natural Gas_Destratification Fans (HVLS)_A_Achievable Technical Potential | F10 | Industrial | Industrial - ID | New | Space Heating | Natural Gas | Destratification Fans (HVLS) | A | Purchases (Incremental) | Achievable Technical Potential | 0 | 0 | 4.4627e-06 | 2.9158e-05 | 5.2621e-05 | 7.5981e-05 | 9.8701e-05 | 0.00012103 | 0.00014296 | 0.00016452 | 0.0001857 | 0.00020651 | 0.00022696 | 0.00024706 | 0.0002668 | 0.0002862 | 0.00030527 | 0.00031953 | 0.00031324 | 0.00030786 | 0.00030227 | 0.00029701 | 0 | 0 | 0 | 0 | 0
F11_Industrial_Industrial - ID_New_Space Heating_Natural Gas_Destratification Fans (HVLS)_A_Achievable Technical Potential | F11 | Industrial | Industrial - ID | New | Space Heating | Natural Gas | Destratification Fans (HVLS) | A | Purchases (Cumulative) | Achievable Technical Potential | 0 | 0 | 4.4627e-06 | 3.362e-05 | 8.6242e-05 | 0.00016222 | 0.00026092 | 0.00038195 | 0.00052491 | 0.00068943 | 0.00087513 | 0.0010816 | 0.0013086 | 0.0015557 | 0.0018225 | 0.0021087 | 0.0024139 | 0.0027335 | 0.0030467 | 0.0033546 | 0.0036568 | 0.0039539 | 0.0039539 | 0.0039539 | 0.0039539 | 0.0039539 | 0.0039539
F1_Industrial_Industrial - ID_New_Space Heating_Natural Gas_Condensing RTU_A_Achievable Technical Potential | F1 | Industrial | Industrial - ID | New | Space Heating | Natural Gas | Condensing RTU | A | Integrated Unit Energy Savings (kWh or therms) | Achievable Technical Potential | 0 | 0 | 0.057056 | 0.051349 | 0.050639 | 0.050208 | 0.049864 | 0.049579 | 0.049364 | 0.049199 | 0.049075 | 0.048974 | 0.048888 | 0.048814 | 0.048749 | 0.048688 | 0.048627 | 0.048565 | 0.048521 | 0.048474 | 0.048422 | 0.048368 | 0.048366 | 0.048361 | 0.048348 | 0.048329 | 0.048312
F2_Industrial_Industrial - ID_New_Space Heating_Natural Gas_Condensing RTU_A_Achievable Technical Potential | F2 | Industrial | Industrial - ID | New | Space Heating | Natural Gas | Condensing RTU | A | Integrated Unit Summer Peak Savings (kW) | Achievable Technical Potential | 0 | 0 | 0 | 0 | 0 | 0 | 0 | 0 | 0 | 0 | 0 | 0 | 0 | 0 | 0 | 0 | 0 | 0 | 0 | 0 | 0 | 0 | 0 | 0 | 0 | 0 | 0
F3_Industrial_Industrial - ID_New_Space Heating_Natural Gas_Condensing RTU_A_Achievable Technical Potential | F3 | Industrial | Industrial - ID | New | Space Heating | Natural Gas | Condensing RTU | A | Integrated Unit Winter Peak Savings (kW) | Achievable Technical Potential | 0 | 0 | 0 | 0 | 0 | 0 | 0 | 0 | 0 | 0 | 0 | 0 | 0 | 0 | 0 | 0 | 0 | 0 | 0 | 0 | 0 | 0 | 0 | 0 | 0 | 0 | 0
F4_Industrial_Industrial - ID_New_Space Heating_Natural Gas_Condensing RTU_A_Achievable Technical Potential | F4 | Industrial | Industrial - ID | New | Space Heating | Natural Gas | Condensing RTU | A | Incremental Energy Savings (MWh or mTherms) | Achievable Technical Potential | 0 | 0 | 0 | 0 | 0 | 0 | 0 | 0 | 0 | 0 | 0 | 0 | 0 | 0 | 0 | 0 | 0 | 0 | 0 | 0 | 0 | 0 | 0 | 0 | 0 | 0 | 0
F5_Industrial_Industrial - ID_New_Space Heating_Natural Gas_Condensing RTU_A_Achievable Technical Potential | F5 | Industrial | Industrial - ID | New | Space Heating | Natural Gas | Condensing RTU | A | Incremental Summer Peak Savings (MW) | Achievable Technical Potential | 0 | 0 | 0 | 0 | 0 | 0 | 0 | 0 | 0 | 0 | 0 | 0 | 0 | 0 | 0 | 0 | 0 | 0 | 0 | 0 | 0 | 0 | 0 | 0 | 0 | 0 | 0
F6_Industrial_Industrial - ID_New_Space Heating_Natural Gas_Condensing RTU_A_Achievable Technical Potential | F6 | Industrial | Industrial - ID | New | Space Heating | Natural Gas | Condensing RTU | A | Incremental Winter Peak Savings (MW) | Achievable Technical Potential | 0 | 0 | 0 | 0 | 0 | 0 | 0 | 0 | 0 | 0 | 0 | 0 | 0 | 0 | 0 | 0 | 0 | 0 | 0 | 0 | 0 | 0 | 0 | 0 | 0 | 0 | 0
F7_Industrial_Industrial - ID_New_Space Heating_Natural Gas_Condensing RTU_A_Achievable Technical Potential | F7 | Industrial | Industrial - ID | New | Space Heating | Natural Gas | Condensing RTU | A | Cumulative Energy Savings (MWh or mTherms) | Achievable Technical Potential | 0 | 0 | 0 | 0 | 0 | 0 | 0 | 0 | 0 | 0 | 0 | 0 | 0 | 0 | 0 | 0 | 0 | 0 | 0 | 0 | 0 | 0 | 0 | 0 | 0 | 0 | 0
F8_Industrial_Industrial - ID_New_Space Heating_Natural Gas_Condensing RTU_A_Achievable Technical Potential | F8 | Industrial | Industrial - ID | New | Space Heating | Natural Gas | Condensing RTU | A | Cumulative Summer Peak Savings (MW) | Achievable Technical Potential | 0 | 0 | 0 | 0 | 0 | 0 | 0 | 0 | 0 | 0 | 0 | 0 | 0 | 0 | 0 | 0 | 0 | 0 | 0 | 0 | 0 | 0 | 0 | 0 | 0 | 0 | 0
F9_Industrial_Industrial - ID_New_Space Heating_Natural Gas_Condensing RTU_A_Achievable Technical Potential | F9 | Industrial | Industrial - ID | New | Space Heating | Natural Gas | Condensing RTU | A | Cumulative Winter Peak Savings (MW) | Achievable Technical Potential | 0 | 0 | 0 | 0 | 0 | 0 | 0 | 0 | 0 | 0 | 0 | 0 | 0 | 0 | 0 | 0 | 0 | 0 | 0 | 0 | 0 | 0 | 0 | 0 | 0 | 0 | 0
F10_Industrial_Industrial - ID_New_Space Heating_Natural Gas_Condensing RTU_A_Achievable Technical Potential | F10 | Industrial | Industrial - ID | New | Space Heating | Natural Gas | Condensing RTU | A | Purchases (Incremental) | Achievable Technical Potential | 0 | 0 | 0 | 0 | 0 | 0 | 0 | 0 | 0 | 0 | 0 | 0 | 0 | 0 | 0 | 0 | 0 | 0 | 0 | 0 | 0 | 0 | 0 | 0 | 0 | 0 | 0
F11_Industrial_Industrial - ID_New_Space Heating_Natural Gas_Condensing RTU_A_Achievable Technical Potential | F11 | Industrial | Industrial - ID | New | Space Heating | Natural Gas | Condensing RTU | A | Purchases (Cumulative) | Achievable Technical Potential | 0 | 0 | 0 | 0 | 0 | 0 | 0 | 0 | 0 | 0 | 0 | 0 | 0 | 0 | 0 | 0 | 0 | 0 | 0 | 0 | 0 | 0 | 0 | 0 | 0 | 0 | 0
F1_Industrial_Industrial - ID_New_Space Heating_Natural Gas_Industrial Air Curtains_A_Achievable Technical Potential | F1 | Industrial | Industrial - ID | New | Space Heating | Natural Gas | Industrial Air Curtains | A | Integrated Unit Energy Savings (kWh or therms) | Achievable Technical Potential | 0 | 0 | -0.016839 | -0.016287 | -0.016191 | -0.016122 | -0.016062 | -0.016007 | -0.015958 | -0.015915 | -0.015876 | -0.015842 | -0.015812 | -0.015786 | -0.015762 | -0.015741 | -0.015722 | -0.015705 | -0.015695 | -0.015685 | -0.015677 | -0.015669 | -0.015662 | -0.015654 | -0.015644 | -0.015633 | -0.015622
F2_Industrial_Industrial - ID_New_Space Heating_Natural Gas_Industrial Air Curtains_A_Achievable Technical Potential | F2 | Industrial | Industrial - ID | New | Space Heating | Natural Gas | Industrial Air Curtains | A | Integrated Unit Summer Peak Savings (kW) | Achievable Technical Potential | 0 | 0 | 0 | 0 | 0 | 0 | 0 | 0 | 0 | 0 | 0 | 0 | 0 | 0 | 0 | 0 | 0 | 0 | 0 | 0 | 0 | 0 | 0 | 0 | 0 | 0 | 0
F3_Industrial_Industrial - ID_New_Space Heating_Natural Gas_Industrial Air Curtains_A_Achievable Technical Potential | F3 | Industrial | Industrial - ID | New | Space Heating | Natural Gas | Industrial Air Curtains | A | Integrated Unit Winter Peak Savings (kW) | Achievable Technical Potential | 0 | 0 | 0 | 0 | 0 | 0 | 0 | 0 | 0 | 0 | 0 | 0 | 0 | 0 | 0 | 0 | 0 | 0 | 0 | 0 | 0 | 0 | 0 | 0 | 0 | 0 | 0
F4_Industrial_Industrial - ID_New_Space Heating_Natural Gas_Industrial Air Curtains_A_Achievable Technical Potential | F4 | Industrial | Industrial - ID | New | Space Heating | Natural Gas | Industrial Air Curtains | A | Incremental Energy Savings (MWh or mTherms) | Achievable Technical Potential | 0 | 0 | -1.4546e-05 | -0.00018375 | -0.00058535 | -0.001369 | -0.0026891 | -0.0047064 | -0.0075393 | -0.011217 | -0.015622 | -0.020442 | -0.025158 | -0.029084 | -0.031492 | -0.031803 | -0.029788 | -0.026105 | -0.020916 | -0.014798 | -0.008964 | -0.0043973 | 0 | 0 | 0 | 0 | 0
F5_Industrial_Industrial - ID_New_Space Heating_Natural Gas_Industrial Air Curtains_A_Achievable Technical Potential | F5 | Industrial | Industrial - ID | New | Space Heating | Natural Gas | Industrial Air Curtains | A | Incremental Summer Peak Savings (MW) | Achievable Technical Potential | 0 | 0 | 0 | 0 | 0 | 0 | 0 | 0 | 0 | 0 | 0 | 0 | 0 | 0 | 0 | 0 | 0 | 0 | 0 | 0 | 0 | 0 | 0 | 0 | 0 | 0 | 0
F6_Industrial_Industrial - ID_New_Space Heating_Natural Gas_Industrial Air Curtains_A_Achievable Technical Potential | F6 | Industrial | Industrial - ID | New | Space Heating | Natural Gas | Industrial Air Curtains | A | Incremental Winter Peak Savings (MW) | Achievable Technical Potential | 0 | 0 | 0 | 0 | 0 | 0 | 0 | 0 | 0 | 0 | 0 | 0 | 0 | 0 | 0 | 0 | 0 | 0 | 0 | 0 | 0 | 0 | 0 | 0 | 0 | 0 | 0
F7_Industrial_Industrial - ID_New_Space Heating_Natural Gas_Industrial Air Curtains_A_Achievable Technical Potential | F7 | Industrial | Industrial - ID | New | Space Heating | Natural Gas | Industrial Air Curtains | A | Cumulative Energy Savings (MWh or mTherms) | Achievable Technical Potential | 0 | 0 | -1.4546e-05 | -0.00019782 | -0.00078201 | -0.0021476 | -0.0048287 | -0.0095186 | -0.017029 | -0.028199 | -0.043753 | -0.064102 | -0.089139 | -0.11807 | -0.14939 | -0.18099 | -0.21056 | -0.23644 | -0.2572 | -0.27185 | -0.28067 | -0.28493 | -0.28479 | -0.28465 | -0.28447 | -0.28426 | -0.28407
F8_Industrial_Industrial - ID_New_Space Heating_Natural Gas_Industrial Air Curtains_A_Achievable Technical Potential | F8 | Industrial | Industrial - ID | New | Space Heating | Natural Gas | Industrial Air Curtains | A | Cumulative Summer Peak Savings (MW) | Achievable Technical Potential | 0 | 0 | 0 | 0 | 0 | 0 | 0 | 0 | 0 | 0 | 0 | 0 | 0 | 0 | 0 | 0 | 0 | 0 | 0 | 0 | 0 | 0 | 0 | 0 | 0 | 0 | 0
F9_Industrial_Industrial - ID_New_Space Heating_Natural Gas_Industrial Air Curtains_A_Achievable Technical Potential | F9 | Industrial | Industrial - ID | New | Space Heating | Natural Gas | Industrial Air Curtains | A | Cumulative Winter Peak Savings (MW) | Achievable Technical Potential | 0 | 0 | 0 | 0 | 0 | 0 | 0 | 0 | 0 | 0 | 0 | 0 | 0 | 0 | 0 | 0 | 0 | 0 | 0 | 0 | 0 | 0 | 0 | 0 | 0 | 0 | 0
F10_Industrial_Industrial - ID_New_Space Heating_Natural Gas_Industrial Air Curtains_A_Achievable Technical Potential | F10 | Industrial | Industrial - ID | New | Space Heating | Natural Gas | Industrial Air Curtains | A | Purchases (Incremental) | Achievable Technical Potential | 0 | 0 | 0.86384 | 11.2821 | 36.1519 | 84.9109 | 167.4229 | 294.0231 | 472.4474 | 704.8079 | 983.9545 | 1290.3579 | 1591.0573 | 1842.4389 | 1997.9906 | 2020.3994 | 1894.7015 | 1662.1774 | 1332.6967 | 943.4369 | 571.7866 | 280.6265 | 0 | 0 | 0 | 0 | 0
F11_Industrial_Industrial - ID_New_Space Heating_Natural Gas_Industrial Air Curtains_A_Achievable Technical Potential | F11 | Industrial | Industrial - ID | New | Space Heating | Natural Gas | Industrial Air Curtains | A | Purchases (Cumulative) | Achievable Technical Potential | 0 | 0 | 0.86384 | 12.146 | 48.2979 | 133.2088 | 300.6317 | 594.6547 | 1067.1021 | 1771.9101 | 2755.8646 | 4046.2224 | 5637.2797 | 7479.7186 | 9477.7092 | 11498.1086 | 13392.8101 | 15054.9875 | 16387.6842 | 17331.121 | 17902.9077 | 18183.5342 | 18183.5342 | 18183.5342 | 18183.5342 | 18183.5342 | 18183.5342
F1_Industrial_Industrial - ID_New_Space Heating_Natural Gas_HVAC - Energy Recovery Ventilator_A_Achievable Technical Potential | F1 | Industrial | Industrial - ID | New | Space Heating | Natural Gas | HVAC - Energy Recovery Ventilator | A | Integrated Unit Energy Savings (kWh or therms) | Achievable Technical Potential | 0 | 0 | 0.1746 | 0.1688 | 0.16754 | 0.16655 | 0.16566 | 0.16487 | 0.16426 | 0.16379 | 0.16342 | 0.16312 | 0.16286 | 0.16264 | 0.16243 | 0.16224 | 0.16204 | 0.16184 | 0.16169 | 0.16153 | 0.16137 | 0.1612 | 0.1612 | 0.16119 | 0.16115 | 0.16109 | 0.16103
F2_Industrial_Industrial - ID_New_Space Heating_Natural Gas_HVAC - Energy Recovery Ventilator_A_Achievable Technical Potential | F2 | Industrial | Industrial - ID | New | Space Heating | Natural Gas | HVAC - Energy Recovery Ventilator | A | Integrated Unit Summer Peak Savings (kW) | Achievable Technical Potential | 0 | 0 | 0 | 0 | 0 | 0 | 0 | 0 | 0 | 0 | 0 | 0 | 0 | 0 | 0 | 0 | 0 | 0 | 0 | 0 | 0 | 0 | 0 | 0 | 0 | 0 | 0
F3_Industrial_Industrial - ID_New_Space Heating_Natural Gas_HVAC - Energy Recovery Ventilator_A_Achievable Technical Potential | F3 | Industrial | Industrial - ID | New | Space Heating | Natural Gas | HVAC - Energy Recovery Ventilator | A | Integrated Unit Winter Peak Savings (kW) | Achievable Technical Potential | 0 | 0 | 0 | 0 | 0 | 0 | 0 | 0 | 0 | 0 | 0 | 0 | 0 | 0 | 0 | 0 | 0 | 0 | 0 | 0 | 0 | 0 | 0 | 0 | 0 | 0 | 0
F4_Industrial_Industrial - ID_New_Space Heating_Natural Gas_HVAC - Energy Recovery Ventilator_A_Achievable Technical Potential | F4 | Industrial | Industrial - ID | New | Space Heating | Natural Gas | HVAC - Energy Recovery Ventilator | A | Incremental Energy Savings (MWh or mTherms) | Achievable Technical Potential | 0 | 0 | 0 | 0 | 0 | 0 | 0 | 0 | 0 | 0 | 0 | 0 | 0 | 0 | 0 | 0 | 0 | 0 | 0 | 0 | 0 | 0 | 0 | 0 | 0 | 0 | 0
F5_Industrial_Industrial - ID_New_Space Heating_Natural Gas_HVAC - Energy Recovery Ventilator_A_Achievable Technical Potential | F5 | Industrial | Industrial - ID | New | Space Heating | Natural Gas | HVAC - Energy Recovery Ventilator | A | Incremental Summer Peak Savings (MW) | Achievable Technical Potential | 0 | 0 | 0 | 0 | 0 | 0 | 0 | 0 | 0 | 0 | 0 | 0 | 0 | 0 | 0 | 0 | 0 | 0 | 0 | 0 | 0 | 0 | 0 | 0 | 0 | 0 | 0
F6_Industrial_Industrial - ID_New_Space Heating_Natural Gas_HVAC - Energy Recovery Ventilator_A_Achievable Technical Potential | F6 | Industrial | Industrial - ID | New | Space Heating | Natural Gas | HVAC - Energy Recovery Ventilator | A | Incremental Winter Peak Savings (MW) | Achievable Technical Potential | 0 | 0 | 0 | 0 | 0 | 0 | 0 | 0 | 0 | 0 | 0 | 0 | 0 | 0 | 0 | 0 | 0 | 0 | 0 | 0 | 0 | 0 | 0 | 0 | 0 | 0 | 0
F7_Industrial_Industrial - ID_New_Space Heating_Natural Gas_HVAC - Energy Recovery Ventilator_A_Achievable Technical Potential | F7 | Industrial | Industrial - ID | New | Space Heating | Natural Gas | HVAC - Energy Recovery Ventilator | A | Cumulative Energy Savings (MWh or mTherms) | Achievable Technical Potential | 0 | 0 | 0 | 0 | 0 | 0 | 0 | 0 | 0 | 0 | 0 | 0 | 0 | 0 | 0 | 0 | 0 | 0 | 0 | 0 | 0 | 0 | 0 | 0 | 0 | 0 | 0
F8_Industrial_Industrial - ID_New_Space Heating_Natural Gas_HVAC - Energy Recovery Ventilator_A_Achievable Technical Potential | F8 | Industrial | Industrial - ID | New | Space Heating | Natural Gas | HVAC - Energy Recovery Ventilator | A | Cumulative Summer Peak Savings (MW) | Achievable Technical Potential | 0 | 0 | 0 | 0 | 0 | 0 | 0 | 0 | 0 | 0 | 0 | 0 | 0 | 0 | 0 | 0 | 0 | 0 | 0 | 0 | 0 | 0 | 0 | 0 | 0 | 0 | 0
F9_Industrial_Industrial - ID_New_Space Heating_Natural Gas_HVAC - Energy Recovery Ventilator_A_Achievable Technical Potential | F9 | Industrial | Industrial - ID | New | Space Heating | Natural Gas | HVAC - Energy Recovery Ventilator | A | Cumulative Winter Peak Savings (MW) | Achievable Technical Potential | 0 | 0 | 0 | 0 | 0 | 0 | 0 | 0 | 0 | 0 | 0 | 0 | 0 | 0 | 0 | 0 | 0 | 0 | 0 | 0 | 0 | 0 | 0 | 0 | 0 | 0 | 0
F10_Industrial_Industrial - ID_New_Space Heating_Natural Gas_HVAC - Energy Recovery Ventilator_A_Achievable Technical Potential | F10 | Industrial | Industrial - ID | New | Space Heating | Natural Gas | HVAC - Energy Recovery Ventilator | A | Purchases (Incremental) | Achievable Technical Potential | 0 | 0 | 0 | 0 | 0 | 0 | 0 | 0 | 0 | 0 | 0 | 0 | 0 | 0 | 0 | 0 | 0 | 0 | 0 | 0 | 0 | 0 | 0 | 0 | 0 | 0 | 0
F11_Industrial_Industrial - ID_New_Space Heating_Natural Gas_HVAC - Energy Recovery Ventilator_A_Achievable Technical Potential | F11 | Industrial | Industrial - ID | New | Space Heating | Natural Gas | HVAC - Energy Recovery Ventilator | A | Purchases (Cumulative) | Achievable Technical Potential | 0 | 0 | 0 | 0 | 0 | 0 | 0 | 0 | 0 | 0 | 0 | 0 | 0 | 0 | 0 | 0 | 0 | 0 | 0 | 0 | 0 | 0 | 0 | 0 | 0 | 0 | 0
F1_Industrial_Industrial - ID_New_Space Heating_Natural Gas_Thermostat - Connected_A_Achievable Technical Potential | F1 | Industrial | Industrial - ID | New | Space Heating | Natural Gas | Thermostat - Connected | A | Integrated Unit Energy Savings (kWh or therms) | Achievable Technical Potential | 0 | 0 | 8445.3461 | 8168.919 | 8121.9225 | 8088.4759 | 8060.1546 | 8035.4894 | 8014.87 | 7998.2262 | 7985.2733 | 7975.5777 | 7968.5603 | 7963.5066 | 7959.6101 | 7956.0566 | 7952.1392 | 7947.6116 | 7944.4727 | 7940.1238 | 7934.8653 | 7928.7936 | 7922.0459 | 7915.4986 | 7908.1364 | 7900.1537 | 7892.9344
F2_Industrial_Industrial - ID_New_Space Heating_Natural Gas_Thermostat - Connected_A_Achievable Technical Potential | F2 | Industrial | Industrial - ID | New | Space Heating | Natural Gas | Thermostat - Connected | A | Integrated Unit Summer Peak Savings (kW) | Achievable Technical Potential | 0 | 0 | 0 | 0 | 0 | 0 | 0 | 0 | 0 | 0 | 0 | 0 | 0 | 0 | 0 | 0 | 0 | 0 | 0 | 0 | 0 | 0 | 0 | 0 | 0 | 0 | 0
F3_Industrial_Industrial - ID_New_Space Heating_Natural Gas_Thermostat - Connected_A_Achievable Technical Potential | F3 | Industrial | Industrial - ID | New | Space Heating | Natural Gas | Thermostat - Connected | A | Integrated Unit Winter Peak Savings (kW) | Achievable Technical Potential | 0 | 0 | 0 | 0 | 0 | 0 | 0 | 0 | 0 | 0 | 0 | 0 | 0 | 0 | 0 | 0 | 0 | 0 | 0 | 0 | 0 | 0 | 0 | 0 | 0 | 0 | 0
F4_Industrial_Industrial - ID_New_Space Heating_Natural Gas_Thermostat - Connected_A_Achievable Technical Potential | F4 | Industrial | Industrial - ID | New | Space Heating | Natural Gas | Thermostat - Connected | A | Incremental Energy Savings (MWh or mTherms) | Achievable Technical Potential | 0 | 0 | 0.00071726 | 0.004533 | 0.0081337 | 0.011696 | 0.01514 | 0.015975 | 0.011253 | 0.0064147 | 0.0014574 | 0 | 0 | 0 | 0 | 0 | 0 | 0 | 0 | 0 | 0 | 0 | 0 | 0 | 0 | 0 | 0
F5_Industrial_Industrial - ID_New_Space Heating_Natural Gas_Thermostat - Connected_A_Achievable Technical Potential | F5 | Industrial | Industrial - ID | New | Space Heating | Natural Gas | Thermostat - Connected | A | Incremental Summer Peak Savings (MW) | Achievable Technical Potential | 0 | 0 | 0 | 0 | 0 | 0 | 0 | 0 | 0 | 0 | 0 | 0 | 0 | 0 | 0 | 0 | 0 | 0 | 0 | 0 | 0 | 0 | 0 | 0 | 0 | 0 | 0
F6_Industrial_Industrial - ID_New_Space Heating_Natural Gas_Thermostat - Connected_A_Achievable Technical Potential | F6 | Industrial | Industrial - ID | New | Space Heating | Natural Gas | Thermostat - Connected | A | Incremental Winter Peak Savings (MW) | Achievable Technical Potential | 0 | 0 | 0 | 0 | 0 | 0 | 0 | 0 | 0 | 0 | 0 | 0 | 0 | 0 | 0 | 0 | 0 | 0 | 0 | 0 | 0 | 0 | 0 | 0 | 0 | 0 | 0
F7_Industrial_Industrial - ID_New_Space Heating_Natural Gas_Thermostat - Connected_A_Achievable Technical Potential | F7 | Industrial | Industrial - ID | New | Space Heating | Natural Gas | Thermostat - Connected | A | Cumulative Energy Savings (MWh or mTherms) | Achievable Technical Potential | 0 | 0 | 0.00071726 | 0.0052267 | 0.01333 | 0.024971 | 0.040024 | 0.055876 | 0.066986 | 0.073262 | 0.074601 | 0.07451 | 0.074445 | 0.074397 | 0.074361 | 0.074328 | 0.074291 | 0.074249 | 0.074219 | 0.074179 | 0.07413 | 0.074073 | 0.07401 | 0.073949 | 0.07388 | 0.073805 | 0.073738
F8_Industrial_Industrial - ID_New_Space Heating_Natural Gas_Thermostat - Connected_A_Achievable Technical Potential | F8 | Industrial | Industrial - ID | New | Space Heating | Natural Gas | Thermostat - Connected | A | Cumulative Summer Peak Savings (MW) | Achievable Technical Potential | 0 | 0 | 0 | 0 | 0 | 0 | 0 | 0 | 0 | 0 | 0 | 0 | 0 | 0 | 0 | 0 | 0 | 0 | 0 | 0 | 0 | 0 | 0 | 0 | 0 | 0 | 0
F9_Industrial_Industrial - ID_New_Space Heating_Natural Gas_Thermostat - Connected_A_Achievable Technical Potential | F9 | Industrial | Industrial - ID | New | Space Heating | Natural Gas | Thermostat - Connected | A | Cumulative Winter Peak Savings (MW) | Achievable Technical Potential | 0 | 0 | 0 | 0 | 0 | 0 | 0 | 0 | 0 | 0 | 0 | 0 | 0 | 0 | 0 | 0 | 0 | 0 | 0 | 0 | 0 | 0 | 0 | 0 | 0 | 0 | 0
F10_Industrial_Industrial - ID_New_Space Heating_Natural Gas_Thermostat - Connected_A_Achievable Technical Potential | F10 | Industrial | Industrial - ID | New | Space Heating | Natural Gas | Thermostat - Connected | A | Purchases (Incremental) | Achievable Technical Potential | 0 | 0 | 8.493e-05 | 0.0005549 | 0.0010014 | 0.001446 | 0.0018784 | 0.001988 | 0.0014041 | 0.00080201 | 0.00018251 | 0 | 0 | 0 | 0 | 0 | 0 | 0 | 0 | 0 | 0 | 0 | 0 | 0 | 0 | 0 | 0
F11_Industrial_Industrial - ID_New_Space Heating_Natural Gas_Thermostat - Connected_A_Achievable Technical Potential | F11 | Industrial | Industrial - ID | New | Space Heating | Natural Gas | Thermostat - Connected | A | Purchases (Cumulative) | Achievable Technical Potential | 0 | 0 | 8.493e-05 | 0.00063983 | 0.0016413 | 0.0030873 | 0.0049657 | 0.0069537 | 0.0083578 | 0.0091598 | 0.0093423 | 0.0093423 | 0.0093423 | 0.0093423 | 0.0093423 | 0.0093423 | 0.0093423 | 0.0093423 | 0.0093423 | 0.0093423 | 0.0093423 | 0.0093423 | 0.0093423 | 0.0093423 | 0.0093423 | 0.0093423 | 0.0093423
F1_Industrial_Industrial - ID_New_Space Heating_Natural Gas_Gas Boiler - Maintenance_A_Achievable Technical Potential | F1 | Industrial | Industrial - ID | New | Space Heating | Natural Gas | Gas Boiler - Maintenance | A | Integrated Unit Energy Savings (kWh or therms) | Achievable Technical Potential | 0 | 0 | 0.55361 | 0.55 | 0.54699 | 0.54409 | 0.54126 | 0.53873 | 0.53676 | 0.53524 | 0.53409 | 0.53314 | 0.53233 | 0.53163 | 0.53101 | 0.53042 | 0.52981 | 0.5292 | 0.52877 | 0.52831 | 0.52784 | 0.52733 | 0.52738 | 0.52739 | 0.5273 | 0.52714 | 0.52699
F2_Industrial_Industrial - ID_New_Space Heating_Natural Gas_Gas Boiler - Maintenance_A_Achievable Technical Potential | F2 | Industrial | Industrial - ID | New | Space Heating | Natural Gas | Gas Boiler - Maintenance | A | Integrated Unit Summer Peak Savings (kW) | Achievable Technical Potential | 0 | 0 | 0 | 0 | 0 | 0 | 0 | 0 | 0 | 0 | 0 | 0 | 0 | 0 | 0 | 0 | 0 | 0 | 0 | 0 | 0 | 0 | 0 | 0 | 0 | 0 | 0
F3_Industrial_Industrial - ID_New_Space Heating_Natural Gas_Gas Boiler - Maintenance_A_Achievable Technical Potential | F3 | Industrial | Industrial - ID | New | Space Heating | Natural Gas | Gas Boiler - Maintenance | A | Integrated Unit Winter Peak Savings (kW) | Achievable Technical Potential | 0 | 0 | 0 | 0 | 0 | 0 | 0 | 0 | 0 | 0 | 0 | 0 | 0 | 0 | 0 | 0 | 0 | 0 | 0 | 0 | 0 | 0 | 0 | 0 | 0 | 0 | 0
F4_Industrial_Industrial - ID_New_Space Heating_Natural Gas_Gas Boiler - Maintenance_A_Achievable Technical Potential | F4 | Industrial | Industrial - ID | New | Space Heating | Natural Gas | Gas Boiler - Maintenance | A | Incremental Energy Savings (MWh or mTherms) | Achievable Technical Potential | 0 | 0 | 3.1503e-05 | 0.00014333 | 0.00017809 | 0.00016824 | 8.4491e-05 | 6.2797e-05 | 4.3646e-05 | 1.1111e-05 | 0 | 0 | 0 | 0 | 0 | 0 | 0 | 0 | 0 | 0 | 0 | 0 | 0 | 0 | 0 | 0 | 0
F5_Industrial_Industrial - ID_New_Space Heating_Natural Gas_Gas Boiler - Maintenance_A_Achievable Technical Potential | F5 | Industrial | Industrial - ID | New | Space Heating | Natural Gas | Gas Boiler - Maintenance | A | Incremental Summer Peak Savings (MW) | Achievable Technical Potential | 0 | 0 | 0 | 0 | 0 | 0 | 0 | 0 | 0 | 0 | 0 | 0 | 0 | 0 | 0 | 0 | 0 | 0 | 0 | 0 | 0 | 0 | 0 | 0 | 0 | 0 | 0
F6_Industrial_Industrial - ID_New_Space Heating_Natural Gas_Gas Boiler - Maintenance_A_Achievable Technical Potential | F6 | Industrial | Industrial - ID | New | Space Heating | Natural Gas | Gas Boiler - Maintenance | A | Incremental Winter Peak Savings (MW) | Achievable Technical Potential | 0 | 0 | 0 | 0 | 0 | 0 | 0 | 0 | 0 | 0 | 0 | 0 | 0 | 0 | 0 | 0 | 0 | 0 | 0 | 0 | 0 | 0 | 0 | 0 | 0 | 0 | 0
F7_Industrial_Industrial - ID_New_Space Heating_Natural Gas_Gas Boiler - Maintenance_A_Achievable Technical Potential | F7 | Industrial | Industrial - ID | New | Space Heating | Natural Gas | Gas Boiler - Maintenance | A | Cumulative Energy Savings (MWh or mTherms) | Achievable Technical Potential | 0 | 0 | 3.1503e-05 | 0.00017463 | 0.00035176 | 0.00051813 | 0.00059993 | 0.00065992 | 0.00070115 | 0.00071028 | 0.00070875 | 0.0007075 | 0.00070642 | 0.0007055 | 0.00070467 | 0.00070388 | 0.00070308 | 0.00070226 | 0.00070169 | 0.00070109 | 0.00070046 | 0.00069979 | 0.00069985 | 0.00069986 | 0.00069975 | 0.00069953 | 0.00069934
F8_Industrial_Industrial - ID_New_Space Heating_Natural Gas_Gas Boiler - Maintenance_A_Achievable Technical Potential | F8 | Industrial | Industrial - ID | New | Space Heating | Natural Gas | Gas Boiler - Maintenance | A | Cumulative Summer Peak Savings (MW) | Achievable Technical Potential | 0 | 0 | 0 | 0 | 0 | 0 | 0 | 0 | 0 | 0 | 0 | 0 | 0 | 0 | 0 | 0 | 0 | 0 | 0 | 0 | 0 | 0 | 0 | 0 | 0 | 0 | 0
F9_Industrial_Industrial - ID_New_Space Heating_Natural Gas_Gas Boiler - Maintenance_A_Achievable Technical Potential | F9 | Industrial | Industrial - ID | New | Space Heating | Natural Gas | Gas Boiler - Maintenance | A | Cumulative Winter Peak Savings (MW) | Achievable Technical Potential | 0 | 0 | 0 | 0 | 0 | 0 | 0 | 0 | 0 | 0 | 0 | 0 | 0 | 0 | 0 | 0 | 0 | 0 | 0 | 0 | 0 | 0 | 0 | 0 | 0 | 0 | 0
F10_Industrial_Industrial - ID_New_Space Heating_Natural Gas_Gas Boiler - Maintenance_A_Achievable Technical Potential | F10 | Industrial | Industrial - ID | New | Space Heating | Natural Gas | Gas Boiler - Maintenance | A | Purchases (Incremental) | Achievable Technical Potential | 0 | 0 | 0.056904 | 0.2606 | 0.32558 | 0.30922 | 0.1561 | 0.11657 | 0.081314 | 0.020758 | 0 | 0 | 0 | 0 | 0 | 0 | 0 | 0 | 0 | 0 | 0 | 0 | 0 | 0 | 0 | 0 | 0
F11_Industrial_Industrial - ID_New_Space Heating_Natural Gas_Gas Boiler - Maintenance_A_Achievable Technical Potential | F11 | Industrial | Industrial - ID | New | Space Heating | Natural Gas | Gas Boiler - Maintenance | A | Purchases (Cumulative) | Achievable Technical Potential | 0 | 0 | 0.056904 | 0.3175 | 0.64308 | 0.9523 | 1.1084 | 1.225 | 1.3063 | 1.327 | 1.327 | 1.327 | 1.327 | 1.327 | 1.327 | 1.327 | 1.327 | 1.327 | 1.327 | 1.327 | 1.327 | 1.327 | 1.327 | 1.327 | 1.327 | 1.327 | 1.327
F1_Industrial_Industrial - ID_New_Space Heating_Natural Gas_Gas Furnace - Maintenance_A_Achievable Technical Potential | F1 | Industrial | Industrial - ID | New | Space Heating | Natural Gas | Gas Furnace - Maintenance | A | Integrated Unit Energy Savings (kWh or therms) | Achievable Technical Potential | 0 | 0 | 0.48616 | 0.43753 | 0.43148 | 0.42781 | 0.42488 | 0.42245 | 0.42061 | 0.41921 | 0.41815 | 0.41729 | 0.41655 | 0.41593 | 0.41537 | 0.41485 | 0.41433 | 0.4138 | 0.41343 | 0.41303 | 0.41258 | 0.41212 | 0.4121 | 0.41206 | 0.41195 | 0.41179 | 0.41164
F2_Industrial_Industrial - ID_New_Space Heating_Natural Gas_Gas Furnace - Maintenance_A_Achievable Technical Potential | F2 | Industrial | Industrial - ID | New | Space Heating | Natural Gas | Gas Furnace - Maintenance | A | Integrated Unit Summer Peak Savings (kW) | Achievable Technical Potential | 0 | 0 | 0 | 0 | 0 | 0 | 0 | 0 | 0 | 0 | 0 | 0 | 0 | 0 | 0 | 0 | 0 | 0 | 0 | 0 | 0 | 0 | 0 | 0 | 0 | 0 | 0
F3_Industrial_Industrial - ID_New_Space Heating_Natural Gas_Gas Furnace - Maintenance_A_Achievable Technical Potential | F3 | Industrial | Industrial - ID | New | Space Heating | Natural Gas | Gas Furnace - Maintenance | A | Integrated Unit Winter Peak Savings (kW) | Achievable Technical Potential | 0 | 0 | 0 | 0 | 0 | 0 | 0 | 0 | 0 | 0 | 0 | 0 | 0 | 0 | 0 | 0 | 0 | 0 | 0 | 0 | 0 | 0 | 0 | 0 | 0 | 0 | 0
F4_Industrial_Industrial - ID_New_Space Heating_Natural Gas_Gas Furnace - Maintenance_A_Achievable Technical Potential | F4 | Industrial | Industrial - ID | New | Space Heating | Natural Gas | Gas Furnace - Maintenance | A | Incremental Energy Savings (MWh or mTherms) | Achievable Technical Potential | 0 | 0 | 1.7335e-05 | 7.1446e-05 | 8.8028e-05 | 8.2892e-05 | 4.1559e-05 | 3.0857e-05 | 2.1431e-05 | 5.4529e-06 | 0 | 0 | 0 | 0 | 0 | 0 | 0 | 0 | 0 | 0 | 0 | 0 | 0 | 0 | 0 | 0 | 0
F5_Industrial_Industrial - ID_New_Space Heating_Natural Gas_Gas Furnace - Maintenance_A_Achievable Technical Potential | F5 | Industrial | Industrial - ID | New | Space Heating | Natural Gas | Gas Furnace - Maintenance | A | Incremental Summer Peak Savings (MW) | Achievable Technical Potential | 0 | 0 | 0 | 0 | 0 | 0 | 0 | 0 | 0 | 0 | 0 | 0 | 0 | 0 | 0 | 0 | 0 | 0 | 0 | 0 | 0 | 0 | 0 | 0 | 0 | 0 | 0
F6_Industrial_Industrial - ID_New_Space Heating_Natural Gas_Gas Furnace - Maintenance_A_Achievable Technical Potential | F6 | Industrial | Industrial - ID | New | Space Heating | Natural Gas | Gas Furnace - Maintenance | A | Incremental Winter Peak Savings (MW) | Achievable Technical Potential | 0 | 0 | 0 | 0 | 0 | 0 | 0 | 0 | 0 | 0 | 0 | 0 | 0 | 0 | 0 | 0 | 0 | 0 | 0 | 0 | 0 | 0 | 0 | 0 | 0 | 0 | 0
F7_Industrial_Industrial - ID_New_Space Heating_Natural Gas_Gas Furnace - Maintenance_A_Achievable Technical Potential | F7 | Industrial | Industrial - ID | New | Space Heating | Natural Gas | Gas Furnace - Maintenance | A | Cumulative Energy Savings (MWh or mTherms) | Achievable Technical Potential | 0 | 0 | 1.7335e-05 | 8.7047e-05 | 0.00017387 | 0.00025528 | 0.00029509 | 0.00032426 | 0.00034428 | 0.00034859 | 0.00034771 | 0.00034699 | 0.00034638 | 0.00034586 | 0.0003454 | 0.00034496 | 0.00034453 | 0.00034409 | 0.00034378 | 0.00034345 | 0.00034308 | 0.00034269 | 0.00034268 | 0.00034264 | 0.00034255 | 0.00034242 | 0.00034229
F8_Industrial_Industrial - ID_New_Space Heating_Natural Gas_Gas Furnace - Maintenance_A_Achievable Technical Potential | F8 | Industrial | Industrial - ID | New | Space Heating | Natural Gas | Gas Furnace - Maintenance | A | Cumulative Summer Peak Savings (MW) | Achievable Technical Potential | 0 | 0 | 0 | 0 | 0 | 0 | 0 | 0 | 0 | 0 | 0 | 0 | 0 | 0 | 0 | 0 | 0 | 0 | 0 | 0 | 0 | 0 | 0 | 0 | 0 | 0 | 0
F9_Industrial_Industrial - ID_New_Space Heating_Natural Gas_Gas Furnace - Maintenance_A_Achievable Technical Potential | F9 | Industrial | Industrial - ID | New | Space Heating | Natural Gas | Gas Furnace - Maintenance | A | Cumulative Winter Peak Savings (MW) | Achievable Technical Potential | 0 | 0 | 0 | 0 | 0 | 0 | 0 | 0 | 0 | 0 | 0 | 0 | 0 | 0 | 0 | 0 | 0 | 0 | 0 | 0 | 0 | 0 | 0 | 0 | 0 | 0 | 0
F10_Industrial_Industrial - ID_New_Space Heating_Natural Gas_Gas Furnace - Maintenance_A_Achievable Technical Potential | F10 | Industrial | Industrial - ID | New | Space Heating | Natural Gas | Gas Furnace - Maintenance | A | Purchases (Incremental) | Achievable Technical Potential | 0 | 0 | 0.035657 | 0.16329 | 0.20401 | 0.19376 | 0.097814 | 0.073042 | 0.050952 | 0.013007 | 0 | 0 | 0 | 0 | 0 | 0 | 0 | 0 | 0 | 0 | 0 | 0 | 0 | 0 | 0 | 0 | 0
F11_Industrial_Industrial - ID_New_Space Heating_Natural Gas_Gas Furnace - Maintenance_A_Achievable Technical Potential | F11 | Industrial | Industrial - ID | New | Space Heating | Natural Gas | Gas Furnace - Maintenance | A | Purchases (Cumulative) | Achievable Technical Potential | 0 | 0 | 0.035657 | 0.19895 | 0.40296 | 0.59672 | 0.69453 | 0.76758 | 0.81853 | 0.83154 | 0.83154 | 0.83154 | 0.83154 | 0.83154 | 0.83154 | 0.83154 | 0.83154 | 0.83154 | 0.83154 | 0.83154 | 0.83154 | 0.83154 | 0.83154 | 0.83154 | 0.83154 | 0.83154 | 0.83154
F1_Industrial_Industrial - ID_New_Space Heating_Natural Gas_Gas Furnace - Tube Inserts_A_Achievable Technical Potential | F1 | Industrial | Industrial - ID | New | Space Heating | Natural Gas | Gas Furnace - Tube Inserts | A | Integrated Unit Energy Savings (kWh or therms) | Achievable Technical Potential | 0 | 0 | 0 | 0 | 0 | 0 | 0 | 0 | 0 | 0 | 0 | 0 | 0 | 0 | 0 | 0 | 0 | 0 | 0 | 0 | 0 | 0 | 0 | 0 | 0 | 0 | 0
F2_Industrial_Industrial - ID_New_Space Heating_Natural Gas_Gas Furnace - Tube Inserts_A_Achievable Technical Potential | F2 | Industrial | Industrial - ID | New | Space Heating | Natural Gas | Gas Furnace - Tube Inserts | A | Integrated Unit Summer Peak Savings (kW) | Achievable Technical Potential | 0 | 0 | 0 | 0 | 0 | 0 | 0 | 0 | 0 | 0 | 0 | 0 | 0 | 0 | 0 | 0 | 0 | 0 | 0 | 0 | 0 | 0 | 0 | 0 | 0 | 0 | 0
F3_Industrial_Industrial - ID_New_Space Heating_Natural Gas_Gas Furnace - Tube Inserts_A_Achievable Technical Potential | F3 | Industrial | Industrial - ID | New | Space Heating | Natural Gas | Gas Furnace - Tube Inserts | A | Integrated Unit Winter Peak Savings (kW) | Achievable Technical Potential | 0 | 0 | 0 | 0 | 0 | 0 | 0 | 0 | 0 | 0 | 0 | 0 | 0 | 0 | 0 | 0 | 0 | 0 | 0 | 0 | 0 | 0 | 0 | 0 | 0 | 0 | 0
F4_Industrial_Industrial - ID_New_Space Heating_Natural Gas_Gas Furnace - Tube Inserts_A_Achievable Technical Potential | F4 | Industrial | Industrial - ID | New | Space Heating | Natural Gas | Gas Furnace - Tube Inserts | A | Incremental Energy Savings (MWh or mTherms) | Achievable Technical Potential | 0 | 0 | 0 | 0 | 0 | 0 | 0 | 0 | 0 | 0 | 0 | 0 | 0 | 0 | 0 | 0 | 0 | 0 | 0 | 0 | 0 | 0 | 0 | 0 | 0 | 0 | 0
F5_Industrial_Industrial - ID_New_Space Heating_Natural Gas_Gas Furnace - Tube Inserts_A_Achievable Technical Potential | F5 | Industrial | Industrial - ID | New | Space Heating | Natural Gas | Gas Furnace - Tube Inserts | A | Incremental Summer Peak Savings (MW) | Achievable Technical Potential | 0 | 0 | 0 | 0 | 0 | 0 | 0 | 0 | 0 | 0 | 0 | 0 | 0 | 0 | 0 | 0 | 0 | 0 | 0 | 0 | 0 | 0 | 0 | 0 | 0 | 0 | 0
F6_Industrial_Industrial - ID_New_Space Heating_Natural Gas_Gas Furnace - Tube Inserts_A_Achievable Technical Potential | F6 | Industrial | Industrial - ID | New | Space Heating | Natural Gas | Gas Furnace - Tube Inserts | A | Incremental Winter Peak Savings (MW) | Achievable Technical Potential | 0 | 0 | 0 | 0 | 0 | 0 | 0 | 0 | 0 | 0 | 0 | 0 | 0 | 0 | 0 | 0 | 0 | 0 | 0 | 0 | 0 | 0 | 0 | 0 | 0 | 0 | 0
F7_Industrial_Industrial - ID_New_Space Heating_Natural Gas_Gas Furnace - Tube Inserts_A_Achievable Technical Potential | F7 | Industrial | Industrial - ID | New | Space Heating | Natural Gas | Gas Furnace - Tube Inserts | A | Cumulative Energy Savings (MWh or mTherms) | Achievable Technical Potential | 0 | 0 | 0 | 0 | 0 | 0 | 0 | 0 | 0 | 0 | 0 | 0 | 0 | 0 | 0 | 0 | 0 | 0 | 0 | 0 | 0 | 0 | 0 | 0 | 0 | 0 | 0
F8_Industrial_Industrial - ID_New_Space Heating_Natural Gas_Gas Furnace - Tube Inserts_A_Achievable Technical Potential | F8 | Industrial | Industrial - ID | New | Space Heating | Natural Gas | Gas Furnace - Tube Inserts | A | Cumulative Summer Peak Savings (MW) | Achievable Technical Potential | 0 | 0 | 0 | 0 | 0 | 0 | 0 | 0 | 0 | 0 | 0 | 0 | 0 | 0 | 0 | 0 | 0 | 0 | 0 | 0 | 0 | 0 | 0 | 0 | 0 | 0 | 0
F9_Industrial_Industrial - ID_New_Space Heating_Natural Gas_Gas Furnace - Tube Inserts_A_Achievable Technical Potential | F9 | Industrial | Industrial - ID | New | Space Heating | Natural Gas | Gas Furnace - Tube Inserts | A | Cumulative Winter Peak Savings (MW) | Achievable Technical Potential | 0 | 0 | 0 | 0 | 0 | 0 | 0 | 0 | 0 | 0 | 0 | 0 | 0 | 0 | 0 | 0 | 0 | 0 | 0 | 0 | 0 | 0 | 0 | 0 | 0 | 0 | 0
F10_Industrial_Industrial - ID_New_Space Heating_Natural Gas_Gas Furnace - Tube Inserts_A_Achievable Technical Potential | F10 | Industrial | Industrial - ID | New | Space Heating | Natural Gas | Gas Furnace - Tube Inserts | A | Purchases (Incremental) | Achievable Technical Potential | 0 | 0 | 0 | 0 | 0 | 0 | 0 | 0 | 0 | 0 | 0 | 0 | 0 | 0 | 0 | 0 | 0 | 0 | 0 | 0 | 0 | 0 | 0 | 0 | 0 | 0 | 0
F11_Industrial_Industrial - ID_New_Space Heating_Natural Gas_Gas Furnace - Tube Inserts_A_Achievable Technical Potential | F11 | Industrial | Industrial - ID | New | Space Heating | Natural Gas | Gas Furnace - Tube Inserts | A | Purchases (Cumulative) | Achievable Technical Potential | 0 | 0 | 0 | 0 | 0 | 0 | 0 | 0 | 0 | 0 | 0 | 0 | 0 | 0 | 0 | 0 | 0 | 0 | 0 | 0 | 0 | 0 | 0 | 0 | 0 | 0 | 0
F1_Industrial_Industrial - ID_New_Space Heating_Natural Gas_Gas Boiler - Burner Control Optimization_A_Achievable Technical Potential | F1 | Industrial | Industrial - ID | New | Space Heating | Natural Gas | Gas Boiler - Burner Control Optimization | A | Integrated Unit Energy Savings (kWh or therms) | Achievable Technical Potential | 0 | 0 | 0.26772 | 0.26601 | 0.26463 | 0.26331 | 0.26205 | 0.26091 | 0.26005 | 0.25938 | 0.25889 | 0.25849 | 0.25814 | 0.25783 | 0.25755 | 0.25726 | 0.25696 | 0.25665 | 0.2564 | 0.25615 | 0.25589 | 0.25561 | 0.2556 | 0.25558 | 0.25551 | 0.25541 | 0.25532
F2_Industrial_Industrial - ID_New_Space Heating_Natural Gas_Gas Boiler - Burner Control Optimization_A_Achievable Technical Potential | F2 | Industrial | Industrial - ID | New | Space Heating | Natural Gas | Gas Boiler - Burner Control Optimization | A | Integrated Unit Summer Peak Savings (kW) | Achievable Technical Potential | 0 | 0 | 0 | 0 | 0 | 0 | 0 | 0 | 0 | 0 | 0 | 0 | 0 | 0 | 0 | 0 | 0 | 0 | 0 | 0 | 0 | 0 | 0 | 0 | 0 | 0 | 0
F3_Industrial_Industrial - ID_New_Space Heating_Natural Gas_Gas Boiler - Burner Control Optimization_A_Achievable Technical Potential | F3 | Industrial | Industrial - ID | New | Space Heating | Natural Gas | Gas Boiler - Burner Control Optimization | A | Integrated Unit Winter Peak Savings (kW) | Achievable Technical Potential | 0 | 0 | 0 | 0 | 0 | 0 | 0 | 0 | 0 | 0 | 0 | 0 | 0 | 0 | 0 | 0 | 0 | 0 | 0 | 0 | 0 | 0 | 0 | 0 | 0 | 0 | 0
F4_Industrial_Industrial - ID_New_Space Heating_Natural Gas_Gas Boiler - Burner Control Optimization_A_Achievable Technical Potential | F4 | Industrial | Industrial - ID | New | Space Heating | Natural Gas | Gas Boiler - Burner Control Optimization | A | Incremental Energy Savings (MWh or mTherms) | Achievable Technical Potential | 0 | 0 | 6.0961e-06 | 6.2208e-05 | 0.00022337 | 0.00056162 | 0.0011294 | 0.0019305 | 0.0028926 | 0.0038737 | 0.0046999 | 0.0052185 | 0.0053457 | 0.0050855 | 0.0045177 | 0.0037651 | 0.0029556 | 0.0021932 | 0.0015437 | 0.0010332 | 0.00065343 | 0.00040669 | 0 | 0 | 0 | 0 | 0
F5_Industrial_Industrial - ID_New_Space Heating_Natural Gas_Gas Boiler - Burner Control Optimization_A_Achievable Technical Potential | F5 | Industrial | Industrial - ID | New | Space Heating | Natural Gas | Gas Boiler - Burner Control Optimization | A | Incremental Summer Peak Savings (MW) | Achievable Technical Potential | 0 | 0 | 0 | 0 | 0 | 0 | 0 | 0 | 0 | 0 | 0 | 0 | 0 | 0 | 0 | 0 | 0 | 0 | 0 | 0 | 0 | 0 | 0 | 0 | 0 | 0 | 0
F6_Industrial_Industrial - ID_New_Space Heating_Natural Gas_Gas Boiler - Burner Control Optimization_A_Achievable Technical Potential | F6 | Industrial | Industrial - ID | New | Space Heating | Natural Gas | Gas Boiler - Burner Control Optimization | A | Incremental Winter Peak Savings (MW) | Achievable Technical Potential | 0 | 0 | 0 | 0 | 0 | 0 | 0 | 0 | 0 | 0 | 0 | 0 | 0 | 0 | 0 | 0 | 0 | 0 | 0 | 0 | 0 | 0 | 0 | 0 | 0 | 0 | 0
F7_Industrial_Industrial - ID_New_Space Heating_Natural Gas_Gas Boiler - Burner Control Optimization_A_Achievable Technical Potential | F7 | Industrial | Industrial - ID | New | Space Heating | Natural Gas | Gas Boiler - Burner Control Optimization | A | Cumulative Energy Savings (MWh or mTherms) | Achievable Technical Potential | 0 | 0 | 6.0961e-06 | 6.8265e-05 | 0.00029128 | 0.00085146 | 0.0019768 | 0.0038987 | 0.0067783 | 0.010635 | 0.015315 | 0.020509 | 0.025827 | 0.030882 | 0.035365 | 0.039091 | 0.042001 | 0.044142 | 0.045645 | 0.046633 | 0.047239 | 0.047594 | 0.047593 | 0.047588 | 0.047576 | 0.047557 | 0.04754
F8_Industrial_Industrial - ID_New_Space Heating_Natural Gas_Gas Boiler - Burner Control Optimization_A_Achievable Technical Potential | F8 | Industrial | Industrial - ID | New | Space Heating | Natural Gas | Gas Boiler - Burner Control Optimization | A | Cumulative Summer Peak Savings (MW) | Achievable Technical Potential | 0 | 0 | 0 | 0 | 0 | 0 | 0 | 0 | 0 | 0 | 0 | 0 | 0 | 0 | 0 | 0 | 0 | 0 | 0 | 0 | 0 | 0 | 0 | 0 | 0 | 0 | 0
F9_Industrial_Industrial - ID_New_Space Heating_Natural Gas_Gas Boiler - Burner Control Optimization_A_Achievable Technical Potential | F9 | Industrial | Industrial - ID | New | Space Heating | Natural Gas | Gas Boiler - Burner Control Optimization | A | Cumulative Winter Peak Savings (MW) | Achievable Technical Potential | 0 | 0 | 0 | 0 | 0 | 0 | 0 | 0 | 0 | 0 | 0 | 0 | 0 | 0 | 0 | 0 | 0 | 0 | 0 | 0 | 0 | 0 | 0 | 0 | 0 | 0 | 0
F10_Industrial_Industrial - ID_New_Space Heating_Natural Gas_Gas Boiler - Burner Control Optimization_A_Achievable Technical Potential | F10 | Industrial | Industrial - ID | New | Space Heating | Natural Gas | Gas Boiler - Burner Control Optimization | A | Purchases (Incremental) | Achievable Technical Potential | 0 | 0 | 0.02277 | 0.23386 | 0.8441 | 2.1329 | 4.31 | 7.3988 | 11.1236 | 14.9342 | 18.1535 | 20.1881 | 20.7081 | 19.7238 | 17.5413 | 14.6353 | 11.5022 | 8.5456 | 6.0207 | 4.0337 | 2.5535 | 1.591 | 0 | 0 | 0 | 0 | 0
F11_Industrial_Industrial - ID_New_Space Heating_Natural Gas_Gas Boiler - Burner Control Optimization_A_Achievable Technical Potential | F11 | Industrial | Industrial - ID | New | Space Heating | Natural Gas | Gas Boiler - Burner Control Optimization | A | Purchases (Cumulative) | Achievable Technical Potential | 0 | 0 | 0.02277 | 0.25663 | 1.1007 | 3.2336 | 7.5436 | 14.9424 | 26.066 | 41.0002 | 59.1537 | 79.3418 | 100.0499 | 119.7737 | 137.315 | 151.9503 | 163.4524 | 171.998 | 178.0186 | 182.0523 | 184.6059 | 186.1969 | 186.1969 | 186.1969 | 186.1969 | 186.1969 | 186.1969
F1_Industrial_Industrial - ID_New_Space Heating_Natural Gas_Gas Boiler - High Turndown Burner_A_Achievable Technical Potential | F1 | Industrial | Industrial - ID | New | Space Heating | Natural Gas | Gas Boiler - High Turndown Burner | A | Integrated Unit Energy Savings (kWh or therms) | Achievable Technical Potential | 0 | 0 | 0.92318 | 0.91726 | 0.91251 | 0.90798 | 0.90361 | 0.89971 | 0.89671 | 0.89443 | 0.89274 | 0.89135 | 0.89015 | 0.88908 | 0.88809 | 0.88711 | 0.88607 | 0.88498 | 0.88415 | 0.88328 | 0.88238 | 0.88142 | 0.88139 | 0.88131 | 0.88108 | 0.88073 | 0.88042
F2_Industrial_Industrial - ID_New_Space Heating_Natural Gas_Gas Boiler - High Turndown Burner_A_Achievable Technical Potential | F2 | Industrial | Industrial - ID | New | Space Heating | Natural Gas | Gas Boiler - High Turndown Burner | A | Integrated Unit Summer Peak Savings (kW) | Achievable Technical Potential | 0 | 0 | 0 | 0 | 0 | 0 | 0 | 0 | 0 | 0 | 0 | 0 | 0 | 0 | 0 | 0 | 0 | 0 | 0 | 0 | 0 | 0 | 0 | 0 | 0 | 0 | 0
F3_Industrial_Industrial - ID_New_Space Heating_Natural Gas_Gas Boiler - High Turndown Burner_A_Achievable Technical Potential | F3 | Industrial | Industrial - ID | New | Space Heating | Natural Gas | Gas Boiler - High Turndown Burner | A | Integrated Unit Winter Peak Savings (kW) | Achievable Technical Potential | 0 | 0 | 0 | 0 | 0 | 0 | 0 | 0 | 0 | 0 | 0 | 0 | 0 | 0 | 0 | 0 | 0 | 0 | 0 | 0 | 0 | 0 | 0 | 0 | 0 | 0 | 0
F4_Industrial_Industrial - ID_New_Space Heating_Natural Gas_Gas Boiler - High Turndown Burner_A_Achievable Technical Potential | F4 | Industrial | Industrial - ID | New | Space Heating | Natural Gas | Gas Boiler - High Turndown Burner | A | Incremental Energy Savings (MWh or mTherms) | Achievable Technical Potential | 0 | 0 | 0 | 0 | 0 | 0 | 0 | 0 | 0 | 0 | 0 | 0 | 0 | 0 | 0 | 0 | 0 | 0 | 0 | 0 | 0 | 0 | 0 | 0 | 0 | 0 | 0
F5_Industrial_Industrial - ID_New_Space Heating_Natural Gas_Gas Boiler - High Turndown Burner_A_Achievable Technical Potential | F5 | Industrial | Industrial - ID | New | Space Heating | Natural Gas | Gas Boiler - High Turndown Burner | A | Incremental Summer Peak Savings (MW) | Achievable Technical Potential | 0 | 0 | 0 | 0 | 0 | 0 | 0 | 0 | 0 | 0 | 0 | 0 | 0 | 0 | 0 | 0 | 0 | 0 | 0 | 0 | 0 | 0 | 0 | 0 | 0 | 0 | 0
F6_Industrial_Industrial - ID_New_Space Heating_Natural Gas_Gas Boiler - High Turndown Burner_A_Achievable Technical Potential | F6 | Industrial | Industrial - ID | New | Space Heating | Natural Gas | Gas Boiler - High Turndown Burner | A | Incremental Winter Peak Savings (MW) | Achievable Technical Potential | 0 | 0 | 0 | 0 | 0 | 0 | 0 | 0 | 0 | 0 | 0 | 0 | 0 | 0 | 0 | 0 | 0 | 0 | 0 | 0 | 0 | 0 | 0 | 0 | 0 | 0 | 0
F7_Industrial_Industrial - ID_New_Space Heating_Natural Gas_Gas Boiler - High Turndown Burner_A_Achievable Technical Potential | F7 | Industrial | Industrial - ID | New | Space Heating | Natural Gas | Gas Boiler - High Turndown Burner | A | Cumulative Energy Savings (MWh or mTherms) | Achievable Technical Potential | 0 | 0 | 0 | 0 | 0 | 0 | 0 | 0 | 0 | 0 | 0 | 0 | 0 | 0 | 0 | 0 | 0 | 0 | 0 | 0 | 0 | 0 | 0 | 0 | 0 | 0 | 0
F8_Industrial_Industrial - ID_New_Space Heating_Natural Gas_Gas Boiler - High Turndown Burner_A_Achievable Technical Potential | F8 | Industrial | Industrial - ID | New | Space Heating | Natural Gas | Gas Boiler - High Turndown Burner | A | Cumulative Summer Peak Savings (MW) | Achievable Technical Potential | 0 | 0 | 0 | 0 | 0 | 0 | 0 | 0 | 0 | 0 | 0 | 0 | 0 | 0 | 0 | 0 | 0 | 0 | 0 | 0 | 0 | 0 | 0 | 0 | 0 | 0 | 0
F9_Industrial_Industrial - ID_New_Space Heating_Natural Gas_Gas Boiler - High Turndown Burner_A_Achievable Technical Potential | F9 | Industrial | Industrial - ID | New | Space Heating | Natural Gas | Gas Boiler - High Turndown Burner | A | Cumulative Winter Peak Savings (MW) | Achievable Technical Potential | 0 | 0 | 0 | 0 | 0 | 0 | 0 | 0 | 0 | 0 | 0 | 0 | 0 | 0 | 0 | 0 | 0 | 0 | 0 | 0 | 0 | 0 | 0 | 0 | 0 | 0 | 0
F10_Industrial_Industrial - ID_New_Space Heating_Natural Gas_Gas Boiler - High Turndown Burner_A_Achievable Technical Potential | F10 | Industrial | Industrial - ID | New | Space Heating | Natural Gas | Gas Boiler - High Turndown Burner | A | Purchases (Incremental) | Achievable Technical Potential | 0 | 0 | 0 | 0 | 0 | 0 | 0 | 0 | 0 | 0 | 0 | 0 | 0 | 0 | 0 | 0 | 0 | 0 | 0 | 0 | 0 | 0 | 0 | 0 | 0 | 0 | 0
F11_Industrial_Industrial - ID_New_Space Heating_Natural Gas_Gas Boiler - High Turndown Burner_A_Achievable Technical Potential | F11 | Industrial | Industrial - ID | New | Space Heating | Natural Gas | Gas Boiler - High Turndown Burner | A | Purchases (Cumulative) | Achievable Technical Potential | 0 | 0 | 0 | 0 | 0 | 0 | 0 | 0 | 0 | 0 | 0 | 0 | 0 | 0 | 0 | 0 | 0 | 0 | 0 | 0 | 0 | 0 | 0 | 0 | 0 | 0 | 0
F1_Industrial_Industrial - ID_New_Space Heating_Natural Gas_Gas Boiler - Hot Water Reset_A_Achievable Technical Potential | F1 | Industrial | Industrial - ID | New | Space Heating | Natural Gas | Gas Boiler - Hot Water Reset | A | Integrated Unit Energy Savings (kWh or therms) | Achievable Technical Potential | 0 | 0 | 984.7251 | 978.4157 | 973.344 | 968.5089 | 963.8454 | 959.6853 | 956.4894 | 954.0568 | 952.2554 | 950.775 | 949.4918 | 948.3565 | 947.3013 | 946.2525 | 945.1449 | 943.9819 | 943.0932 | 942.1623 | 941.2053 | 940.1854 | 940.1526 | 940.0683 | 939.822 | 939.4452 | 939.1096
F2_Industrial_Industrial - ID_New_Space Heating_Natural Gas_Gas Boiler - Hot Water Reset_A_Achievable Technical Potential | F2 | Industrial | Industrial - ID | New | Space Heating | Natural Gas | Gas Boiler - Hot Water Reset | A | Integrated Unit Summer Peak Savings (kW) | Achievable Technical Potential | 0 | 0 | 0 | 0 | 0 | 0 | 0 | 0 | 0 | 0 | 0 | 0 | 0 | 0 | 0 | 0 | 0 | 0 | 0 | 0 | 0 | 0 | 0 | 0 | 0 | 0 | 0
F3_Industrial_Industrial - ID_New_Space Heating_Natural Gas_Gas Boiler - Hot Water Reset_A_Achievable Technical Potential | F3 | Industrial | Industrial - ID | New | Space Heating | Natural Gas | Gas Boiler - Hot Water Reset | A | Integrated Unit Winter Peak Savings (kW) | Achievable Technical Potential | 0 | 0 | 0 | 0 | 0 | 0 | 0 | 0 | 0 | 0 | 0 | 0 | 0 | 0 | 0 | 0 | 0 | 0 | 0 | 0 | 0 | 0 | 0 | 0 | 0 | 0 | 0
F4_Industrial_Industrial - ID_New_Space Heating_Natural Gas_Gas Boiler - Hot Water Reset_A_Achievable Technical Potential | F4 | Industrial | Industrial - ID | New | Space Heating | Natural Gas | Gas Boiler - Hot Water Reset | A | Incremental Energy Savings (MWh or mTherms) | Achievable Technical Potential | 0 | 0 | 0 | 0 | 0 | 0 | 0 | 0 | 0 | 0 | 0 | 0 | 0 | 0 | 0 | 0 | 0 | 0 | 0 | 0 | 0 | 0 | 0 | 0 | 0 | 0 | 0
F5_Industrial_Industrial - ID_New_Space Heating_Natural Gas_Gas Boiler - Hot Water Reset_A_Achievable Technical Potential | F5 | Industrial | Industrial - ID | New | Space Heating | Natural Gas | Gas Boiler - Hot Water Reset | A | Incremental Summer Peak Savings (MW) | Achievable Technical Potential | 0 | 0 | 0 | 0 | 0 | 0 | 0 | 0 | 0 | 0 | 0 | 0 | 0 | 0 | 0 | 0 | 0 | 0 | 0 | 0 | 0 | 0 | 0 | 0 | 0 | 0 | 0
F6_Industrial_Industrial - ID_New_Space Heating_Natural Gas_Gas Boiler - Hot Water Reset_A_Achievable Technical Potential | F6 | Industrial | Industrial - ID | New | Space Heating | Natural Gas | Gas Boiler - Hot Water Reset | A | Incremental Winter Peak Savings (MW) | Achievable Technical Potential | 0 | 0 | 0 | 0 | 0 | 0 | 0 | 0 | 0 | 0 | 0 | 0 | 0 | 0 | 0 | 0 | 0 | 0 | 0 | 0 | 0 | 0 | 0 | 0 | 0 | 0 | 0
F7_Industrial_Industrial - ID_New_Space Heating_Natural Gas_Gas Boiler - Hot Water Reset_A_Achievable Technical Potential | F7 | Industrial | Industrial - ID | New | Space Heating | Natural Gas | Gas Boiler - Hot Water Reset | A | Cumulative Energy Savings (MWh or mTherms) | Achievable Technical Potential | 0 | 0 | 0 | 0 | 0 | 0 | 0 | 0 | 0 | 0 | 0 | 0 | 0 | 0 | 0 | 0 | 0 | 0 | 0 | 0 | 0 | 0 | 0 | 0 | 0 | 0 | 0
F8_Industrial_Industrial - ID_New_Space Heating_Natural Gas_Gas Boiler - Hot Water Reset_A_Achievable Technical Potential | F8 | Industrial | Industrial - ID | New | Space Heating | Natural Gas | Gas Boiler - Hot Water Reset | A | Cumulative Summer Peak Savings (MW) | Achievable Technical Potential | 0 | 0 | 0 | 0 | 0 | 0 | 0 | 0 | 0 | 0 | 0 | 0 | 0 | 0 | 0 | 0 | 0 | 0 | 0 | 0 | 0 | 0 | 0 | 0 | 0 | 0 | 0
F9_Industrial_Industrial - ID_New_Space Heating_Natural Gas_Gas Boiler - Hot Water Reset_A_Achievable Technical Potential | F9 | Industrial | Industrial - ID | New | Space Heating | Natural Gas | Gas Boiler - Hot Water Reset | A | Cumulative Winter Peak Savings (MW) | Achievable Technical Potential | 0 | 0 | 0 | 0 | 0 | 0 | 0 | 0 | 0 | 0 | 0 | 0 | 0 | 0 | 0 | 0 | 0 | 0 | 0 | 0 | 0 | 0 | 0 | 0 | 0 | 0 | 0
F10_Industrial_Industrial - ID_New_Space Heating_Natural Gas_Gas Boiler - Hot Water Reset_A_Achievable Technical Potential | F10 | Industrial | Industrial - ID | New | Space Heating | Natural Gas | Gas Boiler - Hot Water Reset | A | Purchases (Incremental) | Achievable Technical Potential | 0 | 0 | 0 | 0 | 0 | 0 | 0 | 0 | 0 | 0 | 0 | 0 | 0 | 0 | 0 | 0 | 0 | 0 | 0 | 0 | 0 | 0 | 0 | 0 | 0 | 0 | 0
F11_Industrial_Industrial - ID_New_Space Heating_Natural Gas_Gas Boiler - Hot Water Reset_A_Achievable Technical Potential | F11 | Industrial | Industrial - ID | New | Space Heating | Natural Gas | Gas Boiler - Hot Water Reset | A | Purchases (Cumulative) | Achievable Technical Potential | 0 | 0 | 0 | 0 | 0 | 0 | 0 | 0 | 0 | 0 | 0 | 0 | 0 | 0 | 0 | 0 | 0 | 0 | 0 | 0 | 0 | 0 | 0 | 0 | 0 | 0 | 0
F1_Industrial_Industrial - ID_New_Space Heating_Natural Gas_Gas Boiler - Insulate Hot Water Lines_A_Achievable Technical Potential | F1 | Industrial | Industrial - ID | New | Space Heating | Natural Gas | Gas Boiler - Insulate Hot Water Lines | A | Integrated Unit Energy Savings (kWh or therms) | Achievable Technical Potential | 0 | 0 | 4.388 | 4.3598 | 4.337 | 4.3152 | 4.2939 | 4.2748 | 4.2597 | 4.248 | 4.239 | 4.2315 | 4.225 | 4.2194 | 4.2143 | 4.2094 | 4.2044 | 4.1993 | 4.1955 | 4.1916 | 4.1875 | 4.1832 | 4.1833 | 4.1832 | 4.1823 | 4.1809 | 4.1795
F2_Industrial_Industrial - ID_New_Space Heating_Natural Gas_Gas Boiler - Insulate Hot Water Lines_A_Achievable Technical Potential | F2 | Industrial | Industrial - ID | New | Space Heating | Natural Gas | Gas Boiler - Insulate Hot Water Lines | A | Integrated Unit Summer Peak Savings (kW) | Achievable Technical Potential | 0 | 0 | 0 | 0 | 0 | 0 | 0 | 0 | 0 | 0 | 0 | 0 | 0 | 0 | 0 | 0 | 0 | 0 | 0 | 0 | 0 | 0 | 0 | 0 | 0 | 0 | 0
F3_Industrial_Industrial - ID_New_Space Heating_Natural Gas_Gas Boiler - Insulate Hot Water Lines_A_Achievable Technical Potential | F3 | Industrial | Industrial - ID | New | Space Heating | Natural Gas | Gas Boiler - Insulate Hot Water Lines | A | Integrated Unit Winter Peak Savings (kW) | Achievable Technical Potential | 0 | 0 | 0 | 0 | 0 | 0 | 0 | 0 | 0 | 0 | 0 | 0 | 0 | 0 | 0 | 0 | 0 | 0 | 0 | 0 | 0 | 0 | 0 | 0 | 0 | 0 | 0
F4_Industrial_Industrial - ID_New_Space Heating_Natural Gas_Gas Boiler - Insulate Hot Water Lines_A_Achievable Technical Potential | F4 | Industrial | Industrial - ID | New | Space Heating | Natural Gas | Gas Boiler - Insulate Hot Water Lines | A | Incremental Energy Savings (MWh or mTherms) | Achievable Technical Potential | 0 | 0 | 0 | 0 | 0 | 0 | 0 | 0 | 0 | 0 | 0 | 0 | 0 | 0 | 0 | 0 | 0 | 0 | 0 | 0 | 0 | 0 | 0 | 0 | 0 | 0 | 0
F5_Industrial_Industrial - ID_New_Space Heating_Natural Gas_Gas Boiler - Insulate Hot Water Lines_A_Achievable Technical Potential | F5 | Industrial | Industrial - ID | New | Space Heating | Natural Gas | Gas Boiler - Insulate Hot Water Lines | A | Incremental Summer Peak Savings (MW) | Achievable Technical Potential | 0 | 0 | 0 | 0 | 0 | 0 | 0 | 0 | 0 | 0 | 0 | 0 | 0 | 0 | 0 | 0 | 0 | 0 | 0 | 0 | 0 | 0 | 0 | 0 | 0 | 0 | 0
F6_Industrial_Industrial - ID_New_Space Heating_Natural Gas_Gas Boiler - Insulate Hot Water Lines_A_Achievable Technical Potential | F6 | Industrial | Industrial - ID | New | Space Heating | Natural Gas | Gas Boiler - Insulate Hot Water Lines | A | Incremental Winter Peak Savings (MW) | Achievable Technical Potential | 0 | 0 | 0 | 0 | 0 | 0 | 0 | 0 | 0 | 0 | 0 | 0 | 0 | 0 | 0 | 0 | 0 | 0 | 0 | 0 | 0 | 0 | 0 | 0 | 0 | 0 | 0
F7_Industrial_Industrial - ID_New_Space Heating_Natural Gas_Gas Boiler - Insulate Hot Water Lines_A_Achievable Technical Potential | F7 | Industrial | Industrial - ID | New | Space Heating | Natural Gas | Gas Boiler - Insulate Hot Water Lines | A | Cumulative Energy Savings (MWh or mTherms) | Achievable Technical Potential | 0 | 0 | 0 | 0 | 0 | 0 | 0 | 0 | 0 | 0 | 0 | 0 | 0 | 0 | 0 | 0 | 0 | 0 | 0 | 0 | 0 | 0 | 0 | 0 | 0 | 0 | 0
F8_Industrial_Industrial - ID_New_Space Heating_Natural Gas_Gas Boiler - Insulate Hot Water Lines_A_Achievable Technical Potential | F8 | Industrial | Industrial - ID | New | Space Heating | Natural Gas | Gas Boiler - Insulate Hot Water Lines | A | Cumulative Summer Peak Savings (MW) | Achievable Technical Potential | 0 | 0 | 0 | 0 | 0 | 0 | 0 | 0 | 0 | 0 | 0 | 0 | 0 | 0 | 0 | 0 | 0 | 0 | 0 | 0 | 0 | 0 | 0 | 0 | 0 | 0 | 0
F9_Industrial_Industrial - ID_New_Space Heating_Natural Gas_Gas Boiler - Insulate Hot Water Lines_A_Achievable Technical Potential | F9 | Industrial | Industrial - ID | New | Space Heating | Natural Gas | Gas Boiler - Insulate Hot Water Lines | A | Cumulative Winter Peak Savings (MW) | Achievable Technical Potential | 0 | 0 | 0 | 0 | 0 | 0 | 0 | 0 | 0 | 0 | 0 | 0 | 0 | 0 | 0 | 0 | 0 | 0 | 0 | 0 | 0 | 0 | 0 | 0 | 0 | 0 | 0
F10_Industrial_Industrial - ID_New_Space Heating_Natural Gas_Gas Boiler - Insulate Hot Water Lines_A_Achievable Technical Potential | F10 | Industrial | Industrial - ID | New | Space Heating | Natural Gas | Gas Boiler - Insulate Hot Water Lines | A | Purchases (Incremental) | Achievable Technical Potential | 0 | 0 | 0 | 0 | 0 | 0 | 0 | 0 | 0 | 0 | 0 | 0 | 0 | 0 | 0 | 0 | 0 | 0 | 0 | 0 | 0 | 0 | 0 | 0 | 0 | 0 | 0
F11_Industrial_Industrial - ID_New_Space Heating_Natural Gas_Gas Boiler - Insulate Hot Water Lines_A_Achievable Technical Potential | F11 | Industrial | Industrial - ID | New | Space Heating | Natural Gas | Gas Boiler - Insulate Hot Water Lines | A | Purchases (Cumulative) | Achievable Technical Potential | 0 | 0 | 0 | 0 | 0 | 0 | 0 | 0 | 0 | 0 | 0 | 0 | 0 | 0 | 0 | 0 | 0 | 0 | 0 | 0 | 0 | 0 | 0 | 0 | 0 | 0 | 0
F1_Industrial_Industrial - ID_New_Space Heating_Natural Gas_Gas Boiler - Insulate Steam Lines/Condensate Tank_A_Achievable Technical Potential | F1 | Industrial | Industrial - ID | New | Space Heating | Natural Gas | Gas Boiler - Insulate Steam Lines/Condensate Tank | A | Integrated Unit Energy Savings (kWh or therms) | Achievable Technical Potential | 0 | 0 | 6.5547 | 6.5127 | 6.4789 | 6.4467 | 6.4157 | 6.388 | 6.3667 | 6.3505 | 6.3386 | 6.3287 | 6.3202 | 6.3126 | 6.3056 | 6.2986 | 6.2912 | 6.2835 | 6.2776 | 6.2714 | 6.265 | 6.2582 | 6.258 | 6.2574 | 6.2558 | 6.2533 | 6.2511
F2_Industrial_Industrial - ID_New_Space Heating_Natural Gas_Gas Boiler - Insulate Steam Lines/Condensate Tank_A_Achievable Technical Potential | F2 | Industrial | Industrial - ID | New | Space Heating | Natural Gas | Gas Boiler - Insulate Steam Lines/Condensate Tank | A | Integrated Unit Summer Peak Savings (kW) | Achievable Technical Potential | 0 | 0 | 0 | 0 | 0 | 0 | 0 | 0 | 0 | 0 | 0 | 0 | 0 | 0 | 0 | 0 | 0 | 0 | 0 | 0 | 0 | 0 | 0 | 0 | 0 | 0 | 0
F3_Industrial_Industrial - ID_New_Space Heating_Natural Gas_Gas Boiler - Insulate Steam Lines/Condensate Tank_A_Achievable Technical Potential | F3 | Industrial | Industrial - ID | New | Space Heating | Natural Gas | Gas Boiler - Insulate Steam Lines/Condensate Tank | A | Integrated Unit Winter Peak Savings (kW) | Achievable Technical Potential | 0 | 0 | 0 | 0 | 0 | 0 | 0 | 0 | 0 | 0 | 0 | 0 | 0 | 0 | 0 | 0 | 0 | 0 | 0 | 0 | 0 | 0 | 0 | 0 | 0 | 0 | 0
F4_Industrial_Industrial - ID_New_Space Heating_Natural Gas_Gas Boiler - Insulate Steam Lines/Condensate Tank_A_Achievable Technical Potential | F4 | Industrial | Industrial - ID | New | Space Heating | Natural Gas | Gas Boiler - Insulate Steam Lines/Condensate Tank | A | Incremental Energy Savings (MWh or mTherms) | Achievable Technical Potential | 0 | 0 | 0 | 0 | 0 | 0 | 0 | 0 | 0 | 0 | 0 | 0 | 0 | 0 | 0 | 0 | 0 | 0 | 0 | 0 | 0 | 0 | 0 | 0 | 0 | 0 | 0
F5_Industrial_Industrial - ID_New_Space Heating_Natural Gas_Gas Boiler - Insulate Steam Lines/Condensate Tank_A_Achievable Technical Potential | F5 | Industrial | Industrial - ID | New | Space Heating | Natural Gas | Gas Boiler - Insulate Steam Lines/Condensate Tank | A | Incremental Summer Peak Savings (MW) | Achievable Technical Potential | 0 | 0 | 0 | 0 | 0 | 0 | 0 | 0 | 0 | 0 | 0 | 0 | 0 | 0 | 0 | 0 | 0 | 0 | 0 | 0 | 0 | 0 | 0 | 0 | 0 | 0 | 0
F6_Industrial_Industrial - ID_New_Space Heating_Natural Gas_Gas Boiler - Insulate Steam Lines/Condensate Tank_A_Achievable Technical Potential | F6 | Industrial | Industrial - ID | New | Space Heating | Natural Gas | Gas Boiler - Insulate Steam Lines/Condensate Tank | A | Incremental Winter Peak Savings (MW) | Achievable Technical Potential | 0 | 0 | 0 | 0 | 0 | 0 | 0 | 0 | 0 | 0 | 0 | 0 | 0 | 0 | 0 | 0 | 0 | 0 | 0 | 0 | 0 | 0 | 0 | 0 | 0 | 0 | 0
F7_Industrial_Industrial - ID_New_Space Heating_Natural Gas_Gas Boiler - Insulate Steam Lines/Condensate Tank_A_Achievable Technical Potential | F7 | Industrial | Industrial - ID | New | Space Heating | Natural Gas | Gas Boiler - Insulate Steam Lines/Condensate Tank | A | Cumulative Energy Savings (MWh or mTherms) | Achievable Technical Potential | 0 | 0 | 0 | 0 | 0 | 0 | 0 | 0 | 0 | 0 | 0 | 0 | 0 | 0 | 0 | 0 | 0 | 0 | 0 | 0 | 0 | 0 | 0 | 0 | 0 | 0 | 0
F8_Industrial_Industrial - ID_New_Space Heating_Natural Gas_Gas Boiler - Insulate Steam Lines/Condensate Tank_A_Achievable Technical Potential | F8 | Industrial | Industrial - ID | New | Space Heating | Natural Gas | Gas Boiler - Insulate Steam Lines/Condensate Tank | A | Cumulative Summer Peak Savings (MW) | Achievable Technical Potential | 0 | 0 | 0 | 0 | 0 | 0 | 0 | 0 | 0 | 0 | 0 | 0 | 0 | 0 | 0 | 0 | 0 | 0 | 0 | 0 | 0 | 0 | 0 | 0 | 0 | 0 | 0
F9_Industrial_Industrial - ID_New_Space Heating_Natural Gas_Gas Boiler - Insulate Steam Lines/Condensate Tank_A_Achievable Technical Potential | F9 | Industrial | Industrial - ID | New | Space Heating | Natural Gas | Gas Boiler - Insulate Steam Lines/Condensate Tank | A | Cumulative Winter Peak Savings (MW) | Achievable Technical Potential | 0 | 0 | 0 | 0 | 0 | 0 | 0 | 0 | 0 | 0 | 0 | 0 | 0 | 0 | 0 | 0 | 0 | 0 | 0 | 0 | 0 | 0 | 0 | 0 | 0 | 0 | 0
F10_Industrial_Industrial - ID_New_Space Heating_Natural Gas_Gas Boiler - Insulate Steam Lines/Condensate Tank_A_Achievable Technical Potential | F10 | Industrial | Industrial - ID | New | Space Heating | Natural Gas | Gas Boiler - Insulate Steam Lines/Condensate Tank | A | Purchases (Incremental) | Achievable Technical Potential | 0 | 0 | 0 | 0 | 0 | 0 | 0 | 0 | 0 | 0 | 0 | 0 | 0 | 0 | 0 | 0 | 0 | 0 | 0 | 0 | 0 | 0 | 0 | 0 | 0 | 0 | 0
F11_Industrial_Industrial - ID_New_Space Heating_Natural Gas_Gas Boiler - Insulate Steam Lines/Condensate Tank_A_Achievable Technical Potential | F11 | Industrial | Industrial - ID | New | Space Heating | Natural Gas | Gas Boiler - Insulate Steam Lines/Condensate Tank | A | Purchases (Cumulative) | Achievable Technical Potential | 0 | 0 | 0 | 0 | 0 | 0 | 0 | 0 | 0 | 0 | 0 | 0 | 0 | 0 | 0 | 0 | 0 | 0 | 0 | 0 | 0 | 0 | 0 | 0 | 0 | 0 | 0
F1_Industrial_Industrial - ID_New_Space Heating_Natural Gas_Gas Boiler - Stack Economizer_A_Achievable Technical Potential | F1 | Industrial | Industrial - ID | New | Space Heating | Natural Gas | Gas Boiler - Stack Economizer | A | Integrated Unit Energy Savings (kWh or therms) | Achievable Technical Potential | 0 | 0 | 0.88624 | 0.88055 | 0.87595 | 0.87154 | 0.86725 | 0.86337 | 0.86034 | 0.85796 | 0.85615 | 0.85464 | 0.85333 | 0.85219 | 0.85116 | 0.85018 | 0.84917 | 0.84814 | 0.84737 | 0.84657 | 0.84576 | 0.84489 | 0.84491 | 0.84488 | 0.84471 | 0.84441 | 0.84414
F2_Industrial_Industrial - ID_New_Space Heating_Natural Gas_Gas Boiler - Stack Economizer_A_Achievable Technical Potential | F2 | Industrial | Industrial - ID | New | Space Heating | Natural Gas | Gas Boiler - Stack Economizer | A | Integrated Unit Summer Peak Savings (kW) | Achievable Technical Potential | 0 | 0 | 0 | 0 | 0 | 0 | 0 | 0 | 0 | 0 | 0 | 0 | 0 | 0 | 0 | 0 | 0 | 0 | 0 | 0 | 0 | 0 | 0 | 0 | 0 | 0 | 0
F3_Industrial_Industrial - ID_New_Space Heating_Natural Gas_Gas Boiler - Stack Economizer_A_Achievable Technical Potential | F3 | Industrial | Industrial - ID | New | Space Heating | Natural Gas | Gas Boiler - Stack Economizer | A | Integrated Unit Winter Peak Savings (kW) | Achievable Technical Potential | 0 | 0 | 0 | 0 | 0 | 0 | 0 | 0 | 0 | 0 | 0 | 0 | 0 | 0 | 0 | 0 | 0 | 0 | 0 | 0 | 0 | 0 | 0 | 0 | 0 | 0 | 0
F4_Industrial_Industrial - ID_New_Space Heating_Natural Gas_Gas Boiler - Stack Economizer_A_Achievable Technical Potential | F4 | Industrial | Industrial - ID | New | Space Heating | Natural Gas | Gas Boiler - Stack Economizer | A | Incremental Energy Savings (MWh or mTherms) | Achievable Technical Potential | 0 | 0 | 0.00019949 | 0.001295 | 0.002325 | 0.0033401 | 0.0043176 | 0.0047435 | 0.0044668 | 0.0041009 | 0.0036953 | 0.0032818 | 0.002881 | 0.0025055 | 0.002162 | 0.0018532 | 0.0015794 | 0.0011485 | 0 | 0 | 0 | 0 | 0 | 0 | 0 | 0 | 0
F5_Industrial_Industrial - ID_New_Space Heating_Natural Gas_Gas Boiler - Stack Economizer_A_Achievable Technical Potential | F5 | Industrial | Industrial - ID | New | Space Heating | Natural Gas | Gas Boiler - Stack Economizer | A | Incremental Summer Peak Savings (MW) | Achievable Technical Potential | 0 | 0 | 0 | 0 | 0 | 0 | 0 | 0 | 0 | 0 | 0 | 0 | 0 | 0 | 0 | 0 | 0 | 0 | 0 | 0 | 0 | 0 | 0 | 0 | 0 | 0 | 0
F6_Industrial_Industrial - ID_New_Space Heating_Natural Gas_Gas Boiler - Stack Economizer_A_Achievable Technical Potential | F6 | Industrial | Industrial - ID | New | Space Heating | Natural Gas | Gas Boiler - Stack Economizer | A | Incremental Winter Peak Savings (MW) | Achievable Technical Potential | 0 | 0 | 0 | 0 | 0 | 0 | 0 | 0 | 0 | 0 | 0 | 0 | 0 | 0 | 0 | 0 | 0 | 0 | 0 | 0 | 0 | 0 | 0 | 0 | 0 | 0 | 0
F7_Industrial_Industrial - ID_New_Space Heating_Natural Gas_Gas Boiler - Stack Economizer_A_Achievable Technical Potential | F7 | Industrial | Industrial - ID | New | Space Heating | Natural Gas | Gas Boiler - Stack Economizer | A | Cumulative Energy Savings (MWh or mTherms) | Achievable Technical Potential | 0 | 0 | 0.00019949 | 0.0014932 | 0.0038104 | 0.0071313 | 0.011414 | 0.016106 | 0.020516 | 0.024561 | 0.028204 | 0.031436 | 0.034269 | 0.036729 | 0.038846 | 0.040655 | 0.042186 | 0.043283 | 0.043244 | 0.043203 | 0.043162 | 0.043117 | 0.043118 | 0.043117 | 0.043108 | 0.043093 | 0.043079
F8_Industrial_Industrial - ID_New_Space Heating_Natural Gas_Gas Boiler - Stack Economizer_A_Achievable Technical Potential | F8 | Industrial | Industrial - ID | New | Space Heating | Natural Gas | Gas Boiler - Stack Economizer | A | Cumulative Summer Peak Savings (MW) | Achievable Technical Potential | 0 | 0 | 0 | 0 | 0 | 0 | 0 | 0 | 0 | 0 | 0 | 0 | 0 | 0 | 0 | 0 | 0 | 0 | 0 | 0 | 0 | 0 | 0 | 0 | 0 | 0 | 0
F9_Industrial_Industrial - ID_New_Space Heating_Natural Gas_Gas Boiler - Stack Economizer_A_Achievable Technical Potential | F9 | Industrial | Industrial - ID | New | Space Heating | Natural Gas | Gas Boiler - Stack Economizer | A | Cumulative Winter Peak Savings (MW) | Achievable Technical Potential | 0 | 0 | 0 | 0 | 0 | 0 | 0 | 0 | 0 | 0 | 0 | 0 | 0 | 0 | 0 | 0 | 0 | 0 | 0 | 0 | 0 | 0 | 0 | 0 | 0 | 0 | 0
F10_Industrial_Industrial - ID_New_Space Heating_Natural Gas_Gas Boiler - Stack Economizer_A_Achievable Technical Potential | F10 | Industrial | Industrial - ID | New | Space Heating | Natural Gas | Gas Boiler - Stack Economizer | A | Purchases (Incremental) | Achievable Technical Potential | 0 | 0 | 0.2251 | 1.4707 | 2.6542 | 3.8324 | 4.9785 | 5.4941 | 5.192 | 4.7798 | 4.3162 | 3.8399 | 3.3761 | 2.94 | 2.54 | 2.1798 | 1.86 | 1.3542 | 0 | 0 | 0 | 0 | 0 | 0 | 0 | 0 | 0
F11_Industrial_Industrial - ID_New_Space Heating_Natural Gas_Gas Boiler - Stack Economizer_A_Achievable Technical Potential | F11 | Industrial | Industrial - ID | New | Space Heating | Natural Gas | Gas Boiler - Stack Economizer | A | Purchases (Cumulative) | Achievable Technical Potential | 0 | 0 | 0.2251 | 1.6958 | 4.35 | 8.1825 | 13.1609 | 18.655 | 23.847 | 28.6269 | 32.943 | 36.783 | 40.1591 | 43.0991 | 45.6392 | 47.8189 | 49.6789 | 51.033 | 51.033 | 51.033 | 51.033 | 51.033 | 51.033 | 51.033 | 51.033 | 51.033 | 51.033
F1_Industrial_Industrial - ID_New_Space Heating_Natural Gas_Gas Boiler - Steam Trap Replacement_A_Achievable Technical Potential | F1 | Industrial | Industrial - ID | New | Space Heating | Natural Gas | Gas Boiler - Steam Trap Replacement | A | Integrated Unit Energy Savings (kWh or therms) | Achievable Technical Potential | 0 | 0 | 39822.8281 | 39588.5402 | 39449.1472 | 39320.5043 | 39200.3901 | 39091.2963 | 38998.3796 | 38922.7285 | 38863.7234 | 38819.6863 | 38788.0613 | 38765.5396 | 38748.3079 | 38732.4811 | 38714.6736 | 38693.7272 | 38679.4053 | 38659.4031 | 38635.6654 | 38607.6891 | 38576.1509 | 38545.4104 | 38510.5514 | 38472.5427 | 38438.1423
F2_Industrial_Industrial - ID_New_Space Heating_Natural Gas_Gas Boiler - Steam Trap Replacement_A_Achievable Technical Potential | F2 | Industrial | Industrial - ID | New | Space Heating | Natural Gas | Gas Boiler - Steam Trap Replacement | A | Integrated Unit Summer Peak Savings (kW) | Achievable Technical Potential | 0 | 0 | 0 | 0 | 0 | 0 | 0 | 0 | 0 | 0 | 0 | 0 | 0 | 0 | 0 | 0 | 0 | 0 | 0 | 0 | 0 | 0 | 0 | 0 | 0 | 0 | 0
F3_Industrial_Industrial - ID_New_Space Heating_Natural Gas_Gas Boiler - Steam Trap Replacement_A_Achievable Technical Potential | F3 | Industrial | Industrial - ID | New | Space Heating | Natural Gas | Gas Boiler - Steam Trap Replacement | A | Integrated Unit Winter Peak Savings (kW) | Achievable Technical Potential | 0 | 0 | 0 | 0 | 0 | 0 | 0 | 0 | 0 | 0 | 0 | 0 | 0 | 0 | 0 | 0 | 0 | 0 | 0 | 0 | 0 | 0 | 0 | 0 | 0 | 0 | 0
F4_Industrial_Industrial - ID_New_Space Heating_Natural Gas_Gas Boiler - Steam Trap Replacement_A_Achievable Technical Potential | F4 | Industrial | Industrial - ID | New | Space Heating | Natural Gas | Gas Boiler - Steam Trap Replacement | A | Incremental Energy Savings (MWh or mTherms) | Achievable Technical Potential | 0 | 0 | 2.6567e-06 | 1.7256e-05 | 3.1032e-05 | 4.4662e-05 | 5.784e-05 | 7.0725e-05 | 8.0745e-05 | 7.8762e-05 | 7.7316e-05 | 7.575e-05 | 7.4372e-05 | 7.3036e-05 | 7.1733e-05 | 7.0456e-05 | 6.9198e-05 | 6.7957e-05 | 6.6749e-05 | 6.5552e-05 | 6.1794e-05 | 4.6376e-05 | 0 | 0 | 0 | 0 | 0
F5_Industrial_Industrial - ID_New_Space Heating_Natural Gas_Gas Boiler - Steam Trap Replacement_A_Achievable Technical Potential | F5 | Industrial | Industrial - ID | New | Space Heating | Natural Gas | Gas Boiler - Steam Trap Replacement | A | Incremental Summer Peak Savings (MW) | Achievable Technical Potential | 0 | 0 | 0 | 0 | 0 | 0 | 0 | 0 | 0 | 0 | 0 | 0 | 0 | 0 | 0 | 0 | 0 | 0 | 0 | 0 | 0 | 0 | 0 | 0 | 0 | 0 | 0
F6_Industrial_Industrial - ID_New_Space Heating_Natural Gas_Gas Boiler - Steam Trap Replacement_A_Achievable Technical Potential | F6 | Industrial | Industrial - ID | New | Space Heating | Natural Gas | Gas Boiler - Steam Trap Replacement | A | Incremental Winter Peak Savings (MW) | Achievable Technical Potential | 0 | 0 | 0 | 0 | 0 | 0 | 0 | 0 | 0 | 0 | 0 | 0 | 0 | 0 | 0 | 0 | 0 | 0 | 0 | 0 | 0 | 0 | 0 | 0 | 0 | 0 | 0
F7_Industrial_Industrial - ID_New_Space Heating_Natural Gas_Gas Boiler - Steam Trap Replacement_A_Achievable Technical Potential | F7 | Industrial | Industrial - ID | New | Space Heating | Natural Gas | Gas Boiler - Steam Trap Replacement | A | Cumulative Energy Savings (MWh or mTherms) | Achievable Technical Potential | 0 | 0 | 2.6567e-06 | 1.9897e-05 | 5.0859e-05 | 9.5355e-05 | 0.0001529 | 0.0002232 | 0.00030342 | 0.00038159 | 0.00045833 | 0.00053356 | 0.0006075 | 0.00068018 | 0.00075161 | 0.00082176 | 0.00089058 | 0.00095805 | 0.0010244 | 0.0010895 | 0.0011506 | 0.0011961 | 0.0011952 | 0.0011942 | 0.0011931 | 0.001192 | 0.0011909
F8_Industrial_Industrial - ID_New_Space Heating_Natural Gas_Gas Boiler - Steam Trap Replacement_A_Achievable Technical Potential | F8 | Industrial | Industrial - ID | New | Space Heating | Natural Gas | Gas Boiler - Steam Trap Replacement | A | Cumulative Summer Peak Savings (MW) | Achievable Technical Potential | 0 | 0 | 0 | 0 | 0 | 0 | 0 | 0 | 0 | 0 | 0 | 0 | 0 | 0 | 0 | 0 | 0 | 0 | 0 | 0 | 0 | 0 | 0 | 0 | 0 | 0 | 0
F9_Industrial_Industrial - ID_New_Space Heating_Natural Gas_Gas Boiler - Steam Trap Replacement_A_Achievable Technical Potential | F9 | Industrial | Industrial - ID | New | Space Heating | Natural Gas | Gas Boiler - Steam Trap Replacement | A | Cumulative Winter Peak Savings (MW) | Achievable Technical Potential | 0 | 0 | 0 | 0 | 0 | 0 | 0 | 0 | 0 | 0 | 0 | 0 | 0 | 0 | 0 | 0 | 0 | 0 | 0 | 0 | 0 | 0 | 0 | 0 | 0 | 0 | 0
F10_Industrial_Industrial - ID_New_Space Heating_Natural Gas_Gas Boiler - Steam Trap Replacement_A_Achievable Technical Potential | F10 | Industrial | Industrial - ID | New | Space Heating | Natural Gas | Gas Boiler - Steam Trap Replacement | A | Purchases (Incremental) | Achievable Technical Potential | 0 | 0 | 6.6713e-08 | 4.3588e-07 | 7.8664e-07 | 1.1358e-06 | 1.4755e-06 | 1.8092e-06 | 2.0705e-06 | 2.0235e-06 | 1.9894e-06 | 1.9513e-06 | 1.9174e-06 | 1.884e-06 | 1.8513e-06 | 1.819e-06 | 1.7874e-06 | 1.7563e-06 | 1.7257e-06 | 1.6956e-06 | 1.5994e-06 | 1.2012e-06 | 0 | 0 | 0 | 0 | 0
F11_Industrial_Industrial - ID_New_Space Heating_Natural Gas_Gas Boiler - Steam Trap Replacement_A_Achievable Technical Potential | F11 | Industrial | Industrial - ID | New | Space Heating | Natural Gas | Gas Boiler - Steam Trap Replacement | A | Purchases (Cumulative) | Achievable Technical Potential | 0 | 0 | 6.6713e-08 | 5.0259e-07 | 1.2892e-06 | 2.4251e-06 | 3.9006e-06 | 5.7098e-06 | 7.7803e-06 | 9.8038e-06 | 1.1793e-05 | 1.3745e-05 | 1.5662e-05 | 1.7546e-05 | 1.9397e-05 | 2.1216e-05 | 2.3004e-05 | 2.476e-05 | 2.6486e-05 | 2.8181e-05 | 2.9781e-05 | 3.0982e-05 | 3.0982e-05 | 3.0982e-05 | 3.0982e-05 | 3.0982e-05 | 3.0982e-05
F1_Industrial_Industrial - ID_New_Process_Natural Gas_Process Boiler - Hot Water Reset_A_Achievable Technical Potential | F1 | Industrial | Industrial - ID | New | Process | Natural Gas | Process Boiler - Hot Water Reset | A | Integrated Unit Energy Savings (kWh or therms) | Achievable Technical Potential | 0 | 0 | 8528.9955 | 8528.9863 | 8528.9571 | 8528.9272 | 8528.8967 | 8528.8659 | 8528.8367 | 8528.8159 | 8528.8002 | 8528.7879 | 8528.7781 | 8528.77 | 8528.7632 | 8528.7575 | 8528.7525 | 8528.7483 | 8528.7445 | 8528.7412 | 8528.739 | 8528.7407 | 8528.7538 | 8528.7656 | 8528.7764 | 8528.7862 | 8528.7952
F2_Industrial_Industrial - ID_New_Process_Natural Gas_Process Boiler - Hot Water Reset_A_Achievable Technical Potential | F2 | Industrial | Industrial - ID | New | Process | Natural Gas | Process Boiler - Hot Water Reset | A | Integrated Unit Summer Peak Savings (kW) | Achievable Technical Potential | 0 | 0 | 0 | 0 | 0 | 0 | 0 | 0 | 0 | 0 | 0 | 0 | 0 | 0 | 0 | 0 | 0 | 0 | 0 | 0 | 0 | 0 | 0 | 0 | 0 | 0 | 0
F3_Industrial_Industrial - ID_New_Process_Natural Gas_Process Boiler - Hot Water Reset_A_Achievable Technical Potential | F3 | Industrial | Industrial - ID | New | Process | Natural Gas | Process Boiler - Hot Water Reset | A | Integrated Unit Winter Peak Savings (kW) | Achievable Technical Potential | 0 | 0 | 0 | 0 | 0 | 0 | 0 | 0 | 0 | 0 | 0 | 0 | 0 | 0 | 0 | 0 | 0 | 0 | 0 | 0 | 0 | 0 | 0 | 0 | 0 | 0 | 0
F4_Industrial_Industrial - ID_New_Process_Natural Gas_Process Boiler - Hot Water Reset_A_Achievable Technical Potential | F4 | Industrial | Industrial - ID | New | Process | Natural Gas | Process Boiler - Hot Water Reset | A | Incremental Energy Savings (MWh or mTherms) | Achievable Technical Potential | 0 | 0 | 0 | 0 | 0 | 0 | 0 | 0 | 0 | 0 | 0 | 0 | 0 | 0 | 0 | 0 | 0 | 0 | 0 | 0 | 0 | 0 | 0 | 0 | 0 | 0 | 0
F5_Industrial_Industrial - ID_New_Process_Natural Gas_Process Boiler - Hot Water Reset_A_Achievable Technical Potential | F5 | Industrial | Industrial - ID | New | Process | Natural Gas | Process Boiler - Hot Water Reset | A | Incremental Summer Peak Savings (MW) | Achievable Technical Potential | 0 | 0 | 0 | 0 | 0 | 0 | 0 | 0 | 0 | 0 | 0 | 0 | 0 | 0 | 0 | 0 | 0 | 0 | 0 | 0 | 0 | 0 | 0 | 0 | 0 | 0 | 0
F6_Industrial_Industrial - ID_New_Process_Natural Gas_Process Boiler - Hot Water Reset_A_Achievable Technical Potential | F6 | Industrial | Industrial - ID | New | Process | Natural Gas | Process Boiler - Hot Water Reset | A | Incremental Winter Peak Savings (MW) | Achievable Technical Potential | 0 | 0 | 0 | 0 | 0 | 0 | 0 | 0 | 0 | 0 | 0 | 0 | 0 | 0 | 0 | 0 | 0 | 0 | 0 | 0 | 0 | 0 | 0 | 0 | 0 | 0 | 0
F7_Industrial_Industrial - ID_New_Process_Natural Gas_Process Boiler - Hot Water Reset_A_Achievable Technical Potential | F7 | Industrial | Industrial - ID | New | Process | Natural Gas | Process Boiler - Hot Water Reset | A | Cumulative Energy Savings (MWh or mTherms) | Achievable Technical Potential | 0 | 0 | 0 | 0 | 0 | 0 | 0 | 0 | 0 | 0 | 0 | 0 | 0 | 0 | 0 | 0 | 0 | 0 | 0 | 0 | 0 | 0 | 0 | 0 | 0 | 0 | 0
F8_Industrial_Industrial - ID_New_Process_Natural Gas_Process Boiler - Hot Water Reset_A_Achievable Technical Potential | F8 | Industrial | Industrial - ID | New | Process | Natural Gas | Process Boiler - Hot Water Reset | A | Cumulative Summer Peak Savings (MW) | Achievable Technical Potential | 0 | 0 | 0 | 0 | 0 | 0 | 0 | 0 | 0 | 0 | 0 | 0 | 0 | 0 | 0 | 0 | 0 | 0 | 0 | 0 | 0 | 0 | 0 | 0 | 0 | 0 | 0
F9_Industrial_Industrial - ID_New_Process_Natural Gas_Process Boiler - Hot Water Reset_A_Achievable Technical Potential | F9 | Industrial | Industrial - ID | New | Process | Natural Gas | Process Boiler - Hot Water Reset | A | Cumulative Winter Peak Savings (MW) | Achievable Technical Potential | 0 | 0 | 0 | 0 | 0 | 0 | 0 | 0 | 0 | 0 | 0 | 0 | 0 | 0 | 0 | 0 | 0 | 0 | 0 | 0 | 0 | 0 | 0 | 0 | 0 | 0 | 0
F10_Industrial_Industrial - ID_New_Process_Natural Gas_Process Boiler - Hot Water Reset_A_Achievable Technical Potential | F10 | Industrial | Industrial - ID | New | Process | Natural Gas | Process Boiler - Hot Water Reset | A | Purchases (Incremental) | Achievable Technical Potential | 0 | 0 | 0 | 0 | 0 | 0 | 0 | 0 | 0 | 0 | 0 | 0 | 0 | 0 | 0 | 0 | 0 | 0 | 0 | 0 | 0 | 0 | 0 | 0 | 0 | 0 | 0
F11_Industrial_Industrial - ID_New_Process_Natural Gas_Process Boiler - Hot Water Reset_A_Achievable Technical Potential | F11 | Industrial | Industrial - ID | New | Process | Natural Gas | Process Boiler - Hot Water Reset | A | Purchases (Cumulative) | Achievable Technical Potential | 0 | 0 | 0 | 0 | 0 | 0 | 0 | 0 | 0 | 0 | 0 | 0 | 0 | 0 | 0 | 0 | 0 | 0 | 0 | 0 | 0 | 0 | 0 | 0 | 0 | 0 | 0
F1_Industrial_Industrial - ID_New_Process_Natural Gas_Process Boiler - Burner Control Optimization_A_Achievable Technical Potential | F1 | Industrial | Industrial - ID | New | Process | Natural Gas | Process Boiler - Burner Control Optimization | A | Integrated Unit Energy Savings (kWh or therms) | Achievable Technical Potential | 0 | 0 | 2.3188 | 2.3188 | 2.3188 | 2.3188 | 2.3188 | 2.3188 | 2.3188 | 2.3188 | 2.3188 | 2.3188 | 2.3188 | 2.3188 | 2.3188 | 2.3188 | 2.3188 | 2.3188 | 2.3188 | 2.3188 | 2.3188 | 2.3188 | 2.3188 | 2.3188 | 2.3188 | 2.3188 | 2.3188
F2_Industrial_Industrial - ID_New_Process_Natural Gas_Process Boiler - Burner Control Optimization_A_Achievable Technical Potential | F2 | Industrial | Industrial - ID | New | Process | Natural Gas | Process Boiler - Burner Control Optimization | A | Integrated Unit Summer Peak Savings (kW) | Achievable Technical Potential | 0 | 0 | 0 | 0 | 0 | 0 | 0 | 0 | 0 | 0 | 0 | 0 | 0 | 0 | 0 | 0 | 0 | 0 | 0 | 0 | 0 | 0 | 0 | 0 | 0 | 0 | 0
F3_Industrial_Industrial - ID_New_Process_Natural Gas_Process Boiler - Burner Control Optimization_A_Achievable Technical Potential | F3 | Industrial | Industrial - ID | New | Process | Natural Gas | Process Boiler - Burner Control Optimization | A | Integrated Unit Winter Peak Savings (kW) | Achievable Technical Potential | 0 | 0 | 0 | 0 | 0 | 0 | 0 | 0 | 0 | 0 | 0 | 0 | 0 | 0 | 0 | 0 | 0 | 0 | 0 | 0 | 0 | 0 | 0 | 0 | 0 | 0 | 0
F4_Industrial_Industrial - ID_New_Process_Natural Gas_Process Boiler - Burner Control Optimization_A_Achievable Technical Potential | F4 | Industrial | Industrial - ID | New | Process | Natural Gas | Process Boiler - Burner Control Optimization | A | Incremental Energy Savings (MWh or mTherms) | Achievable Technical Potential | 0 | 0 | 0.00010243 | 0.001052 | 0.003797 | 0.0095944 | 0.019387 | 0.033282 | 0.050036 | 0.067177 | 0.081659 | 0.09081 | 0.093149 | 0.088722 | 0.078904 | 0.065832 | 0.051739 | 0.03844 | 0.027082 | 0.018144 | 0.011486 | 0.0071568 | 0 | 0 | 0 | 0 | 0
F5_Industrial_Industrial - ID_New_Process_Natural Gas_Process Boiler - Burner Control Optimization_A_Achievable Technical Potential | F5 | Industrial | Industrial - ID | New | Process | Natural Gas | Process Boiler - Burner Control Optimization | A | Incremental Summer Peak Savings (MW) | Achievable Technical Potential | 0 | 0 | 0 | 0 | 0 | 0 | 0 | 0 | 0 | 0 | 0 | 0 | 0 | 0 | 0 | 0 | 0 | 0 | 0 | 0 | 0 | 0 | 0 | 0 | 0 | 0 | 0
F6_Industrial_Industrial - ID_New_Process_Natural Gas_Process Boiler - Burner Control Optimization_A_Achievable Technical Potential | F6 | Industrial | Industrial - ID | New | Process | Natural Gas | Process Boiler - Burner Control Optimization | A | Incremental Winter Peak Savings (MW) | Achievable Technical Potential | 0 | 0 | 0 | 0 | 0 | 0 | 0 | 0 | 0 | 0 | 0 | 0 | 0 | 0 | 0 | 0 | 0 | 0 | 0 | 0 | 0 | 0 | 0 | 0 | 0 | 0 | 0
F7_Industrial_Industrial - ID_New_Process_Natural Gas_Process Boiler - Burner Control Optimization_A_Achievable Technical Potential | F7 | Industrial | Industrial - ID | New | Process | Natural Gas | Process Boiler - Burner Control Optimization | A | Cumulative Energy Savings (MWh or mTherms) | Achievable Technical Potential | 0 | 0 | 0.00010243 | 0.0011544 | 0.0049514 | 0.014546 | 0.033933 | 0.067215 | 0.11725 | 0.18443 | 0.26609 | 0.3569 | 0.45005 | 0.53877 | 0.61767 | 0.6835 | 0.73524 | 0.77368 | 0.80076 | 0.81891 | 0.83039 | 0.83755 | 0.83755 | 0.83755 | 0.83755 | 0.83755 | 0.83755
F8_Industrial_Industrial - ID_New_Process_Natural Gas_Process Boiler - Burner Control Optimization_A_Achievable Technical Potential | F8 | Industrial | Industrial - ID | New | Process | Natural Gas | Process Boiler - Burner Control Optimization | A | Cumulative Summer Peak Savings (MW) | Achievable Technical Potential | 0 | 0 | 0 | 0 | 0 | 0 | 0 | 0 | 0 | 0 | 0 | 0 | 0 | 0 | 0 | 0 | 0 | 0 | 0 | 0 | 0 | 0 | 0 | 0 | 0 | 0 | 0
F9_Industrial_Industrial - ID_New_Process_Natural Gas_Process Boiler - Burner Control Optimization_A_Achievable Technical Potential | F9 | Industrial | Industrial - ID | New | Process | Natural Gas | Process Boiler - Burner Control Optimization | A | Cumulative Winter Peak Savings (MW) | Achievable Technical Potential | 0 | 0 | 0 | 0 | 0 | 0 | 0 | 0 | 0 | 0 | 0 | 0 | 0 | 0 | 0 | 0 | 0 | 0 | 0 | 0 | 0 | 0 | 0 | 0 | 0 | 0 | 0
F10_Industrial_Industrial - ID_New_Process_Natural Gas_Process Boiler - Burner Control Optimization_A_Achievable Technical Potential | F10 | Industrial | Industrial - ID | New | Process | Natural Gas | Process Boiler - Burner Control Optimization | A | Purchases (Incremental) | Achievable Technical Potential | 0 | 0 | 0.044172 | 0.45367 | 1.6375 | 4.1377 | 8.361 | 14.3531 | 21.5788 | 28.9711 | 35.2164 | 39.1633 | 40.172 | 38.2626 | 34.0286 | 28.3912 | 22.3133 | 16.5777 | 11.6796 | 7.825 | 4.9537 | 3.0865 | 0 | 0 | 0 | 0 | 0
F11_Industrial_Industrial - ID_New_Process_Natural Gas_Process Boiler - Burner Control Optimization_A_Achievable Technical Potential | F11 | Industrial | Industrial - ID | New | Process | Natural Gas | Process Boiler - Burner Control Optimization | A | Purchases (Cumulative) | Achievable Technical Potential | 0 | 0 | 0.044172 | 0.49784 | 2.1353 | 6.273 | 14.634 | 28.9871 | 50.5659 | 79.537 | 114.7534 | 153.9167 | 194.0887 | 232.3513 | 266.3799 | 294.7711 | 317.0844 | 333.6621 | 345.3416 | 353.1667 | 358.1203 | 361.2068 | 361.2068 | 361.2068 | 361.2068 | 361.2068 | 361.2068
F1_Industrial_Industrial - ID_New_Process_Natural Gas_Process Boiler - Insulate Hot Water Lines_A_Achievable Technical Potential | F1 | Industrial | Industrial - ID | New | Process | Natural Gas | Process Boiler - Insulate Hot Water Lines | A | Integrated Unit Energy Savings (kWh or therms) | Achievable Technical Potential | 0 | 0 | 38.0054 | 38.0049 | 38.0033 | 38.0006 | 37.9963 | 37.9905 | 37.9833 | 37.9751 | 37.9667 | 37.9587 | 37.9518 | 37.9464 | 37.9428 | 37.9408 | 37.9402 | 37.9408 | 37.9421 | 37.9438 | 37.9459 | 37.948 | 37.9504 | 37.9526 | 37.9546 | 37.9564 | 37.9581
F2_Industrial_Industrial - ID_New_Process_Natural Gas_Process Boiler - Insulate Hot Water Lines_A_Achievable Technical Potential | F2 | Industrial | Industrial - ID | New | Process | Natural Gas | Process Boiler - Insulate Hot Water Lines | A | Integrated Unit Summer Peak Savings (kW) | Achievable Technical Potential | 0 | 0 | 0 | 0 | 0 | 0 | 0 | 0 | 0 | 0 | 0 | 0 | 0 | 0 | 0 | 0 | 0 | 0 | 0 | 0 | 0 | 0 | 0 | 0 | 0 | 0 | 0
F3_Industrial_Industrial - ID_New_Process_Natural Gas_Process Boiler - Insulate Hot Water Lines_A_Achievable Technical Potential | F3 | Industrial | Industrial - ID | New | Process | Natural Gas | Process Boiler - Insulate Hot Water Lines | A | Integrated Unit Winter Peak Savings (kW) | Achievable Technical Potential | 0 | 0 | 0 | 0 | 0 | 0 | 0 | 0 | 0 | 0 | 0 | 0 | 0 | 0 | 0 | 0 | 0 | 0 | 0 | 0 | 0 | 0 | 0 | 0 | 0 | 0 | 0
F4_Industrial_Industrial - ID_New_Process_Natural Gas_Process Boiler - Insulate Hot Water Lines_A_Achievable Technical Potential | F4 | Industrial | Industrial - ID | New | Process | Natural Gas | Process Boiler - Insulate Hot Water Lines | A | Incremental Energy Savings (MWh or mTherms) | Achievable Technical Potential | 0 | 0 | 0 | 0 | 0 | 0 | 0 | 0 | 0 | 0 | 0 | 0 | 0 | 0 | 0 | 0 | 0 | 0 | 0 | 0 | 0 | 0 | 0 | 0 | 0 | 0 | 0
F5_Industrial_Industrial - ID_New_Process_Natural Gas_Process Boiler - Insulate Hot Water Lines_A_Achievable Technical Potential | F5 | Industrial | Industrial - ID | New | Process | Natural Gas | Process Boiler - Insulate Hot Water Lines | A | Incremental Summer Peak Savings (MW) | Achievable Technical Potential | 0 | 0 | 0 | 0 | 0 | 0 | 0 | 0 | 0 | 0 | 0 | 0 | 0 | 0 | 0 | 0 | 0 | 0 | 0 | 0 | 0 | 0 | 0 | 0 | 0 | 0 | 0
F6_Industrial_Industrial - ID_New_Process_Natural Gas_Process Boiler - Insulate Hot Water Lines_A_Achievable Technical Potential | F6 | Industrial | Industrial - ID | New | Process | Natural Gas | Process Boiler - Insulate Hot Water Lines | A | Incremental Winter Peak Savings (MW) | Achievable Technical Potential | 0 | 0 | 0 | 0 | 0 | 0 | 0 | 0 | 0 | 0 | 0 | 0 | 0 | 0 | 0 | 0 | 0 | 0 | 0 | 0 | 0 | 0 | 0 | 0 | 0 | 0 | 0
F7_Industrial_Industrial - ID_New_Process_Natural Gas_Process Boiler - Insulate Hot Water Lines_A_Achievable Technical Potential | F7 | Industrial | Industrial - ID | New | Process | Natural Gas | Process Boiler - Insulate Hot Water Lines | A | Cumulative Energy Savings (MWh or mTherms) | Achievable Technical Potential | 0 | 0 | 0 | 0 | 0 | 0 | 0 | 0 | 0 | 0 | 0 | 0 | 0 | 0 | 0 | 0 | 0 | 0 | 0 | 0 | 0 | 0 | 0 | 0 | 0 | 0 | 0
F8_Industrial_Industrial - ID_New_Process_Natural Gas_Process Boiler - Insulate Hot Water Lines_A_Achievable Technical Potential | F8 | Industrial | Industrial - ID | New | Process | Natural Gas | Process Boiler - Insulate Hot Water Lines | A | Cumulative Summer Peak Savings (MW) | Achievable Technical Potential | 0 | 0 | 0 | 0 | 0 | 0 | 0 | 0 | 0 | 0 | 0 | 0 | 0 | 0 | 0 | 0 | 0 | 0 | 0 | 0 | 0 | 0 | 0 | 0 | 0 | 0 | 0
F9_Industrial_Industrial - ID_New_Process_Natural Gas_Process Boiler - Insulate Hot Water Lines_A_Achievable Technical Potential | F9 | Industrial | Industrial - ID | New | Process | Natural Gas | Process Boiler - Insulate Hot Water Lines | A | Cumulative Winter Peak Savings (MW) | Achievable Technical Potential | 0 | 0 | 0 | 0 | 0 | 0 | 0 | 0 | 0 | 0 | 0 | 0 | 0 | 0 | 0 | 0 | 0 | 0 | 0 | 0 | 0 | 0 | 0 | 0 | 0 | 0 | 0
F10_Industrial_Industrial - ID_New_Process_Natural Gas_Process Boiler - Insulate Hot Water Lines_A_Achievable Technical Potential | F10 | Industrial | Industrial - ID | New | Process | Natural Gas | Process Boiler - Insulate Hot Water Lines | A | Purchases (Incremental) | Achievable Technical Potential | 0 | 0 | 0 | 0 | 0 | 0 | 0 | 0 | 0 | 0 | 0 | 0 | 0 | 0 | 0 | 0 | 0 | 0 | 0 | 0 | 0 | 0 | 0 | 0 | 0 | 0 | 0
F11_Industrial_Industrial - ID_New_Process_Natural Gas_Process Boiler - Insulate Hot Water Lines_A_Achievable Technical Potential | F11 | Industrial | Industrial - ID | New | Process | Natural Gas | Process Boiler - Insulate Hot Water Lines | A | Purchases (Cumulative) | Achievable Technical Potential | 0 | 0 | 0 | 0 | 0 | 0 | 0 | 0 | 0 | 0 | 0 | 0 | 0 | 0 | 0 | 0 | 0 | 0 | 0 | 0 | 0 | 0 | 0 | 0 | 0 | 0 | 0
F1_Industrial_Industrial - ID_New_Process_Natural Gas_Process Boiler - Insulate Steam Lines/Condensate Tank_A_Achievable Technical Potential | F1 | Industrial | Industrial - ID | New | Process | Natural Gas | Process Boiler - Insulate Steam Lines/Condensate Tank | A | Integrated Unit Energy Savings (kWh or therms) | Achievable Technical Potential | 0 | 0 | 56.7721 | 56.772 | 56.7718 | 56.7716 | 56.7714 | 56.7712 | 56.771 | 56.7709 | 56.7708 | 56.7707 | 56.7707 | 56.7706 | 56.7706 | 56.7705 | 56.7705 | 56.7705 | 56.7704 | 56.7704 | 56.7704 | 56.7704 | 56.7705 | 56.7706 | 56.7706 | 56.7707 | 56.7708
F2_Industrial_Industrial - ID_New_Process_Natural Gas_Process Boiler - Insulate Steam Lines/Condensate Tank_A_Achievable Technical Potential | F2 | Industrial | Industrial - ID | New | Process | Natural Gas | Process Boiler - Insulate Steam Lines/Condensate Tank | A | Integrated Unit Summer Peak Savings (kW) | Achievable Technical Potential | 0 | 0 | 0 | 0 | 0 | 0 | 0 | 0 | 0 | 0 | 0 | 0 | 0 | 0 | 0 | 0 | 0 | 0 | 0 | 0 | 0 | 0 | 0 | 0 | 0 | 0 | 0
F3_Industrial_Industrial - ID_New_Process_Natural Gas_Process Boiler - Insulate Steam Lines/Condensate Tank_A_Achievable Technical Potential | F3 | Industrial | Industrial - ID | New | Process | Natural Gas | Process Boiler - Insulate Steam Lines/Condensate Tank | A | Integrated Unit Winter Peak Savings (kW) | Achievable Technical Potential | 0 | 0 | 0 | 0 | 0 | 0 | 0 | 0 | 0 | 0 | 0 | 0 | 0 | 0 | 0 | 0 | 0 | 0 | 0 | 0 | 0 | 0 | 0 | 0 | 0 | 0 | 0
F4_Industrial_Industrial - ID_New_Process_Natural Gas_Process Boiler - Insulate Steam Lines/Condensate Tank_A_Achievable Technical Potential | F4 | Industrial | Industrial - ID | New | Process | Natural Gas | Process Boiler - Insulate Steam Lines/Condensate Tank | A | Incremental Energy Savings (MWh or mTherms) | Achievable Technical Potential | 0 | 0 | 0 | 0 | 0 | 0 | 0 | 0 | 0 | 0 | 0 | 0 | 0 | 0 | 0 | 0 | 0 | 0 | 0 | 0 | 0 | 0 | 0 | 0 | 0 | 0 | 0
F5_Industrial_Industrial - ID_New_Process_Natural Gas_Process Boiler - Insulate Steam Lines/Condensate Tank_A_Achievable Technical Potential | F5 | Industrial | Industrial - ID | New | Process | Natural Gas | Process Boiler - Insulate Steam Lines/Condensate Tank | A | Incremental Summer Peak Savings (MW) | Achievable Technical Potential | 0 | 0 | 0 | 0 | 0 | 0 | 0 | 0 | 0 | 0 | 0 | 0 | 0 | 0 | 0 | 0 | 0 | 0 | 0 | 0 | 0 | 0 | 0 | 0 | 0 | 0 | 0
F6_Industrial_Industrial - ID_New_Process_Natural Gas_Process Boiler - Insulate Steam Lines/Condensate Tank_A_Achievable Technical Potential | F6 | Industrial | Industrial - ID | New | Process | Natural Gas | Process Boiler - Insulate Steam Lines/Condensate Tank | A | Incremental Winter Peak Savings (MW) | Achievable Technical Potential | 0 | 0 | 0 | 0 | 0 | 0 | 0 | 0 | 0 | 0 | 0 | 0 | 0 | 0 | 0 | 0 | 0 | 0 | 0 | 0 | 0 | 0 | 0 | 0 | 0 | 0 | 0
F7_Industrial_Industrial - ID_New_Process_Natural Gas_Process Boiler - Insulate Steam Lines/Condensate Tank_A_Achievable Technical Potential | F7 | Industrial | Industrial - ID | New | Process | Natural Gas | Process Boiler - Insulate Steam Lines/Condensate Tank | A | Cumulative Energy Savings (MWh or mTherms) | Achievable Technical Potential | 0 | 0 | 0 | 0 | 0 | 0 | 0 | 0 | 0 | 0 | 0 | 0 | 0 | 0 | 0 | 0 | 0 | 0 | 0 | 0 | 0 | 0 | 0 | 0 | 0 | 0 | 0
F8_Industrial_Industrial - ID_New_Process_Natural Gas_Process Boiler - Insulate Steam Lines/Condensate Tank_A_Achievable Technical Potential | F8 | Industrial | Industrial - ID | New | Process | Natural Gas | Process Boiler - Insulate Steam Lines/Condensate Tank | A | Cumulative Summer Peak Savings (MW) | Achievable Technical Potential | 0 | 0 | 0 | 0 | 0 | 0 | 0 | 0 | 0 | 0 | 0 | 0 | 0 | 0 | 0 | 0 | 0 | 0 | 0 | 0 | 0 | 0 | 0 | 0 | 0 | 0 | 0
F9_Industrial_Industrial - ID_New_Process_Natural Gas_Process Boiler - Insulate Steam Lines/Condensate Tank_A_Achievable Technical Potential | F9 | Industrial | Industrial - ID | New | Process | Natural Gas | Process Boiler - Insulate Steam Lines/Condensate Tank | A | Cumulative Winter Peak Savings (MW) | Achievable Technical Potential | 0 | 0 | 0 | 0 | 0 | 0 | 0 | 0 | 0 | 0 | 0 | 0 | 0 | 0 | 0 | 0 | 0 | 0 | 0 | 0 | 0 | 0 | 0 | 0 | 0 | 0 | 0
F10_Industrial_Industrial - ID_New_Process_Natural Gas_Process Boiler - Insulate Steam Lines/Condensate Tank_A_Achievable Technical Potential | F10 | Industrial | Industrial - ID | New | Process | Natural Gas | Process Boiler - Insulate Steam Lines/Condensate Tank | A | Purchases (Incremental) | Achievable Technical Potential | 0 | 0 | 0 | 0 | 0 | 0 | 0 | 0 | 0 | 0 | 0 | 0 | 0 | 0 | 0 | 0 | 0 | 0 | 0 | 0 | 0 | 0 | 0 | 0 | 0 | 0 | 0
F11_Industrial_Industrial - ID_New_Process_Natural Gas_Process Boiler - Insulate Steam Lines/Condensate Tank_A_Achievable Technical Potential | F11 | Industrial | Industrial - ID | New | Process | Natural Gas | Process Boiler - Insulate Steam Lines/Condensate Tank | A | Purchases (Cumulative) | Achievable Technical Potential | 0 | 0 | 0 | 0 | 0 | 0 | 0 | 0 | 0 | 0 | 0 | 0 | 0 | 0 | 0 | 0 | 0 | 0 | 0 | 0 | 0 | 0 | 0 | 0 | 0 | 0 | 0
F1_Industrial_Industrial - ID_New_Process_Natural Gas_Process Boiler - Stack Economizer_A_Achievable Technical Potential | F1 | Industrial | Industrial - ID | New | Process | Natural Gas | Process Boiler - Stack Economizer | A | Integrated Unit Energy Savings (kWh or therms) | Achievable Technical Potential | 0 | 0 | 7.6753 | 7.6753 | 7.6749 | 7.6744 | 7.6736 | 7.6725 | 7.671 | 7.6694 | 7.6678 | 7.6662 | 7.6648 | 7.6638 | 7.6631 | 7.6627 | 7.6626 | 7.6627 | 7.663 | 7.6634 | 7.6638 | 7.6642 | 7.6647 | 7.6652 | 7.6656 | 7.6659 | 7.6663
F2_Industrial_Industrial - ID_New_Process_Natural Gas_Process Boiler - Stack Economizer_A_Achievable Technical Potential | F2 | Industrial | Industrial - ID | New | Process | Natural Gas | Process Boiler - Stack Economizer | A | Integrated Unit Summer Peak Savings (kW) | Achievable Technical Potential | 0 | 0 | 0 | 0 | 0 | 0 | 0 | 0 | 0 | 0 | 0 | 0 | 0 | 0 | 0 | 0 | 0 | 0 | 0 | 0 | 0 | 0 | 0 | 0 | 0 | 0 | 0
F3_Industrial_Industrial - ID_New_Process_Natural Gas_Process Boiler - Stack Economizer_A_Achievable Technical Potential | F3 | Industrial | Industrial - ID | New | Process | Natural Gas | Process Boiler - Stack Economizer | A | Integrated Unit Winter Peak Savings (kW) | Achievable Technical Potential | 0 | 0 | 0 | 0 | 0 | 0 | 0 | 0 | 0 | 0 | 0 | 0 | 0 | 0 | 0 | 0 | 0 | 0 | 0 | 0 | 0 | 0 | 0 | 0 | 0 | 0 | 0
F4_Industrial_Industrial - ID_New_Process_Natural Gas_Process Boiler - Stack Economizer_A_Achievable Technical Potential | F4 | Industrial | Industrial - ID | New | Process | Natural Gas | Process Boiler - Stack Economizer | A | Incremental Energy Savings (MWh or mTherms) | Achievable Technical Potential | 0 | 0 | 0.0033516 | 0.021898 | 0.039518 | 0.057056 | 0.07411 | 0.081774 | 0.077263 | 0.071115 | 0.064203 | 0.057107 | 0.0502 | 0.04371 | 0.037759 | 0.032402 | 0.027648 | 0.02013 | 0 | 0 | 0 | 0 | 0 | 0 | 0 | 0 | 0
F5_Industrial_Industrial - ID_New_Process_Natural Gas_Process Boiler - Stack Economizer_A_Achievable Technical Potential | F5 | Industrial | Industrial - ID | New | Process | Natural Gas | Process Boiler - Stack Economizer | A | Incremental Summer Peak Savings (MW) | Achievable Technical Potential | 0 | 0 | 0 | 0 | 0 | 0 | 0 | 0 | 0 | 0 | 0 | 0 | 0 | 0 | 0 | 0 | 0 | 0 | 0 | 0 | 0 | 0 | 0 | 0 | 0 | 0 | 0
F6_Industrial_Industrial - ID_New_Process_Natural Gas_Process Boiler - Stack Economizer_A_Achievable Technical Potential | F6 | Industrial | Industrial - ID | New | Process | Natural Gas | Process Boiler - Stack Economizer | A | Incremental Winter Peak Savings (MW) | Achievable Technical Potential | 0 | 0 | 0 | 0 | 0 | 0 | 0 | 0 | 0 | 0 | 0 | 0 | 0 | 0 | 0 | 0 | 0 | 0 | 0 | 0 | 0 | 0 | 0 | 0 | 0 | 0 | 0
F7_Industrial_Industrial - ID_New_Process_Natural Gas_Process Boiler - Stack Economizer_A_Achievable Technical Potential | F7 | Industrial | Industrial - ID | New | Process | Natural Gas | Process Boiler - Stack Economizer | A | Cumulative Energy Savings (MWh or mTherms) | Achievable Technical Potential | 0 | 0 | 0.0033516 | 0.02525 | 0.064766 | 0.12182 | 0.19592 | 0.27766 | 0.35487 | 0.42591 | 0.49002 | 0.54703 | 0.59713 | 0.64076 | 0.67846 | 0.71083 | 0.73847 | 0.75861 | 0.75863 | 0.75867 | 0.75871 | 0.75876 | 0.75881 | 0.75885 | 0.75889 | 0.75893 | 0.75896
F8_Industrial_Industrial - ID_New_Process_Natural Gas_Process Boiler - Stack Economizer_A_Achievable Technical Potential | F8 | Industrial | Industrial - ID | New | Process | Natural Gas | Process Boiler - Stack Economizer | A | Cumulative Summer Peak Savings (MW) | Achievable Technical Potential | 0 | 0 | 0 | 0 | 0 | 0 | 0 | 0 | 0 | 0 | 0 | 0 | 0 | 0 | 0 | 0 | 0 | 0 | 0 | 0 | 0 | 0 | 0 | 0 | 0 | 0 | 0
F9_Industrial_Industrial - ID_New_Process_Natural Gas_Process Boiler - Stack Economizer_A_Achievable Technical Potential | F9 | Industrial | Industrial - ID | New | Process | Natural Gas | Process Boiler - Stack Economizer | A | Cumulative Winter Peak Savings (MW) | Achievable Technical Potential | 0 | 0 | 0 | 0 | 0 | 0 | 0 | 0 | 0 | 0 | 0 | 0 | 0 | 0 | 0 | 0 | 0 | 0 | 0 | 0 | 0 | 0 | 0 | 0 | 0 | 0 | 0
F10_Industrial_Industrial - ID_New_Process_Natural Gas_Process Boiler - Stack Economizer_A_Achievable Technical Potential | F10 | Industrial | Industrial - ID | New | Process | Natural Gas | Process Boiler - Stack Economizer | A | Purchases (Incremental) | Achievable Technical Potential | 0 | 0 | 0.43667 | 2.853 | 5.1489 | 7.4346 | 9.6578 | 10.6581 | 10.072 | 9.2725 | 8.373 | 7.4491 | 6.5494 | 5.7034 | 4.9274 | 4.2286 | 3.6082 | 2.627 | 0 | 0 | 0 | 0 | 0 | 0 | 0 | 0 | 0
F11_Industrial_Industrial - ID_New_Process_Natural Gas_Process Boiler - Stack Economizer_A_Achievable Technical Potential | F11 | Industrial | Industrial - ID | New | Process | Natural Gas | Process Boiler - Stack Economizer | A | Purchases (Cumulative) | Achievable Technical Potential | 0 | 0 | 0.43667 | 3.2897 | 8.4387 | 15.8733 | 25.5311 | 36.1893 | 46.2613 | 55.5338 | 63.9068 | 71.3559 | 77.9054 | 83.6088 | 88.5362 | 92.7648 | 96.373 | 98.9999 | 98.9999 | 98.9999 | 98.9999 | 98.9999 | 98.9999 | 98.9999 | 98.9999 | 98.9999 | 98.9999
F1_Industrial_Industrial - ID_New_Process_Natural Gas_Process Boiler - Steam Trap Replacement_A_Achievable Technical Potential | F1 | Industrial | Industrial - ID | New | Process | Natural Gas | Process Boiler - Steam Trap Replacement | A | Integrated Unit Energy Savings (kWh or therms) | Achievable Technical Potential | 0 | 0 | 343744.5378 | 343744.5378 | 343744.5378 | 343744.5378 | 343744.5378 | 343744.5378 | 343744.5378 | 343744.5378 | 343744.5378 | 343744.5378 | 343744.5378 | 343744.5378 | 343744.5378 | 343744.5378 | 343744.5378 | 343744.5378 | 343744.5378 | 343744.5378 | 343744.5378 | 343744.5378 | 343744.5378 | 343744.5378 | 343744.5378 | 343744.5378 | 343744.5378
F2_Industrial_Industrial - ID_New_Process_Natural Gas_Process Boiler - Steam Trap Replacement_A_Achievable Technical Potential | F2 | Industrial | Industrial - ID | New | Process | Natural Gas | Process Boiler - Steam Trap Replacement | A | Integrated Unit Summer Peak Savings (kW) | Achievable Technical Potential | 0 | 0 | 0 | 0 | 0 | 0 | 0 | 0 | 0 | 0 | 0 | 0 | 0 | 0 | 0 | 0 | 0 | 0 | 0 | 0 | 0 | 0 | 0 | 0 | 0 | 0 | 0
F3_Industrial_Industrial - ID_New_Process_Natural Gas_Process Boiler - Steam Trap Replacement_A_Achievable Technical Potential | F3 | Industrial | Industrial - ID | New | Process | Natural Gas | Process Boiler - Steam Trap Replacement | A | Integrated Unit Winter Peak Savings (kW) | Achievable Technical Potential | 0 | 0 | 0 | 0 | 0 | 0 | 0 | 0 | 0 | 0 | 0 | 0 | 0 | 0 | 0 | 0 | 0 | 0 | 0 | 0 | 0 | 0 | 0 | 0 | 0 | 0 | 0
F4_Industrial_Industrial - ID_New_Process_Natural Gas_Process Boiler - Steam Trap Replacement_A_Achievable Technical Potential | F4 | Industrial | Industrial - ID | New | Process | Natural Gas | Process Boiler - Steam Trap Replacement | A | Incremental Energy Savings (MWh or mTherms) | Achievable Technical Potential | 0 | 0 | 4.4486e-05 | 0.00029066 | 0.00052456 | 0.00075742 | 0.00098391 | 0.0012065 | 0.0013807 | 0.0013494 | 0.0013266 | 0.0013012 | 0.0012786 | 0.0012563 | 0.0012345 | 0.001213 | 0.0011919 | 0.0011711 | 0.0011508 | 0.0011307 | 0.0010665 | 0.00080101 | 0 | 0 | 0 | 0 | 0
F5_Industrial_Industrial - ID_New_Process_Natural Gas_Process Boiler - Steam Trap Replacement_A_Achievable Technical Potential | F5 | Industrial | Industrial - ID | New | Process | Natural Gas | Process Boiler - Steam Trap Replacement | A | Incremental Summer Peak Savings (MW) | Achievable Technical Potential | 0 | 0 | 0 | 0 | 0 | 0 | 0 | 0 | 0 | 0 | 0 | 0 | 0 | 0 | 0 | 0 | 0 | 0 | 0 | 0 | 0 | 0 | 0 | 0 | 0 | 0 | 0
F6_Industrial_Industrial - ID_New_Process_Natural Gas_Process Boiler - Steam Trap Replacement_A_Achievable Technical Potential | F6 | Industrial | Industrial - ID | New | Process | Natural Gas | Process Boiler - Steam Trap Replacement | A | Incremental Winter Peak Savings (MW) | Achievable Technical Potential | 0 | 0 | 0 | 0 | 0 | 0 | 0 | 0 | 0 | 0 | 0 | 0 | 0 | 0 | 0 | 0 | 0 | 0 | 0 | 0 | 0 | 0 | 0 | 0 | 0 | 0 | 0
F7_Industrial_Industrial - ID_New_Process_Natural Gas_Process Boiler - Steam Trap Replacement_A_Achievable Technical Potential | F7 | Industrial | Industrial - ID | New | Process | Natural Gas | Process Boiler - Steam Trap Replacement | A | Cumulative Energy Savings (MWh or mTherms) | Achievable Technical Potential | 0 | 0 | 4.4486e-05 | 0.00033515 | 0.00085971 | 0.0016171 | 0.002601 | 0.0038075 | 0.0051882 | 0.0065375 | 0.0078641 | 0.0091654 | 0.010444 | 0.0117 | 0.012935 | 0.014148 | 0.01534 | 0.016511 | 0.017662 | 0.018792 | 0.019859 | 0.02066 | 0.02066 | 0.02066 | 0.02066 | 0.02066 | 0.02066
F8_Industrial_Industrial - ID_New_Process_Natural Gas_Process Boiler - Steam Trap Replacement_A_Achievable Technical Potential | F8 | Industrial | Industrial - ID | New | Process | Natural Gas | Process Boiler - Steam Trap Replacement | A | Cumulative Summer Peak Savings (MW) | Achievable Technical Potential | 0 | 0 | 0 | 0 | 0 | 0 | 0 | 0 | 0 | 0 | 0 | 0 | 0 | 0 | 0 | 0 | 0 | 0 | 0 | 0 | 0 | 0 | 0 | 0 | 0 | 0 | 0
F9_Industrial_Industrial - ID_New_Process_Natural Gas_Process Boiler - Steam Trap Replacement_A_Achievable Technical Potential | F9 | Industrial | Industrial - ID | New | Process | Natural Gas | Process Boiler - Steam Trap Replacement | A | Cumulative Winter Peak Savings (MW) | Achievable Technical Potential | 0 | 0 | 0 | 0 | 0 | 0 | 0 | 0 | 0 | 0 | 0 | 0 | 0 | 0 | 0 | 0 | 0 | 0 | 0 | 0 | 0 | 0 | 0 | 0 | 0 | 0 | 0
F10_Industrial_Industrial - ID_New_Process_Natural Gas_Process Boiler - Steam Trap Replacement_A_Achievable Technical Potential | F10 | Industrial | Industrial - ID | New | Process | Natural Gas | Process Boiler - Steam Trap Replacement | A | Purchases (Incremental) | Achievable Technical Potential | 0 | 0 | 1.2942e-07 | 8.4557e-07 | 1.526e-06 | 2.2034e-06 | 2.8623e-06 | 3.5098e-06 | 4.0165e-06 | 3.9255e-06 | 3.8593e-06 | 3.7854e-06 | 3.7196e-06 | 3.6549e-06 | 3.5913e-06 | 3.5288e-06 | 3.4674e-06 | 3.407e-06 | 3.3477e-06 | 3.2894e-06 | 3.1027e-06 | 2.3302e-06 | 0 | 0 | 0 | 0 | 0
F11_Industrial_Industrial - ID_New_Process_Natural Gas_Process Boiler - Steam Trap Replacement_A_Achievable Technical Potential | F11 | Industrial | Industrial - ID | New | Process | Natural Gas | Process Boiler - Steam Trap Replacement | A | Purchases (Cumulative) | Achievable Technical Potential | 0 | 0 | 1.2942e-07 | 9.7499e-07 | 2.501e-06 | 4.7044e-06 | 7.5668e-06 | 1.1077e-05 | 1.5093e-05 | 1.9019e-05 | 2.2878e-05 | 2.6663e-05 | 3.0383e-05 | 3.4038e-05 | 3.7629e-05 | 4.1158e-05 | 4.4625e-05 | 4.8032e-05 | 5.138e-05 | 5.4669e-05 | 5.7772e-05 | 6.0102e-05 | 6.0102e-05 | 6.0102e-05 | 6.0102e-05 | 6.0102e-05 | 6.0102e-05
F1_Industrial_Industrial - ID_New_Process_Natural Gas_Process Boiler - Maintenance_A_Achievable Technical Potential | F1 | Industrial | Industrial - ID | New | Process | Natural Gas | Process Boiler - Maintenance | A | Integrated Unit Energy Savings (kWh or therms) | Achievable Technical Potential | 0 | 0 | 4.7975 | 4.7974 | 4.7972 | 4.7969 | 4.7963 | 4.7956 | 4.7947 | 4.7937 | 4.7926 | 4.7916 | 4.7907 | 4.79 | 4.7896 | 4.7893 | 4.7893 | 4.7893 | 4.7895 | 4.7897 | 4.79 | 4.7902 | 4.7905 | 4.7908 | 4.7911 | 4.7913 | 4.7915
F2_Industrial_Industrial - ID_New_Process_Natural Gas_Process Boiler - Maintenance_A_Achievable Technical Potential | F2 | Industrial | Industrial - ID | New | Process | Natural Gas | Process Boiler - Maintenance | A | Integrated Unit Summer Peak Savings (kW) | Achievable Technical Potential | 0 | 0 | 0 | 0 | 0 | 0 | 0 | 0 | 0 | 0 | 0 | 0 | 0 | 0 | 0 | 0 | 0 | 0 | 0 | 0 | 0 | 0 | 0 | 0 | 0 | 0 | 0
F3_Industrial_Industrial - ID_New_Process_Natural Gas_Process Boiler - Maintenance_A_Achievable Technical Potential | F3 | Industrial | Industrial - ID | New | Process | Natural Gas | Process Boiler - Maintenance | A | Integrated Unit Winter Peak Savings (kW) | Achievable Technical Potential | 0 | 0 | 0 | 0 | 0 | 0 | 0 | 0 | 0 | 0 | 0 | 0 | 0 | 0 | 0 | 0 | 0 | 0 | 0 | 0 | 0 | 0 | 0 | 0 | 0 | 0 | 0
F4_Industrial_Industrial - ID_New_Process_Natural Gas_Process Boiler - Maintenance_A_Achievable Technical Potential | F4 | Industrial | Industrial - ID | New | Process | Natural Gas | Process Boiler - Maintenance | A | Incremental Energy Savings (MWh or mTherms) | Achievable Technical Potential | 0 | 0 | 0.00052959 | 0.0024253 | 0.0030299 | 0.0028774 | 0.0014524 | 0.0010844 | 0.00075633 | 0.00019304 | 0 | 0 | 0 | 0 | 0 | 0 | 0 | 0 | 0 | 0 | 0 | 0 | 0 | 0 | 0 | 0 | 0
F5_Industrial_Industrial - ID_New_Process_Natural Gas_Process Boiler - Maintenance_A_Achievable Technical Potential | F5 | Industrial | Industrial - ID | New | Process | Natural Gas | Process Boiler - Maintenance | A | Incremental Summer Peak Savings (MW) | Achievable Technical Potential | 0 | 0 | 0 | 0 | 0 | 0 | 0 | 0 | 0 | 0 | 0 | 0 | 0 | 0 | 0 | 0 | 0 | 0 | 0 | 0 | 0 | 0 | 0 | 0 | 0 | 0 | 0
F6_Industrial_Industrial - ID_New_Process_Natural Gas_Process Boiler - Maintenance_A_Achievable Technical Potential | F6 | Industrial | Industrial - ID | New | Process | Natural Gas | Process Boiler - Maintenance | A | Incremental Winter Peak Savings (MW) | Achievable Technical Potential | 0 | 0 | 0 | 0 | 0 | 0 | 0 | 0 | 0 | 0 | 0 | 0 | 0 | 0 | 0 | 0 | 0 | 0 | 0 | 0 | 0 | 0 | 0 | 0 | 0 | 0 | 0
F7_Industrial_Industrial - ID_New_Process_Natural Gas_Process Boiler - Maintenance_A_Achievable Technical Potential | F7 | Industrial | Industrial - ID | New | Process | Natural Gas | Process Boiler - Maintenance | A | Cumulative Energy Savings (MWh or mTherms) | Achievable Technical Potential | 0 | 0 | 0.00052959 | 0.0029549 | 0.0059846 | 0.0088616 | 0.010313 | 0.011396 | 0.01215 | 0.01234 | 0.012338 | 0.012335 | 0.012333 | 0.012331 | 0.01233 | 0.012329 | 0.012329 | 0.012329 | 0.01233 | 0.01233 | 0.012331 | 0.012332 | 0.012332 | 0.012333 | 0.012334 | 0.012334 | 0.012335
F8_Industrial_Industrial - ID_New_Process_Natural Gas_Process Boiler - Maintenance_A_Achievable Technical Potential | F8 | Industrial | Industrial - ID | New | Process | Natural Gas | Process Boiler - Maintenance | A | Cumulative Summer Peak Savings (MW) | Achievable Technical Potential | 0 | 0 | 0 | 0 | 0 | 0 | 0 | 0 | 0 | 0 | 0 | 0 | 0 | 0 | 0 | 0 | 0 | 0 | 0 | 0 | 0 | 0 | 0 | 0 | 0 | 0 | 0
F9_Industrial_Industrial - ID_New_Process_Natural Gas_Process Boiler - Maintenance_A_Achievable Technical Potential | F9 | Industrial | Industrial - ID | New | Process | Natural Gas | Process Boiler - Maintenance | A | Cumulative Winter Peak Savings (MW) | Achievable Technical Potential | 0 | 0 | 0 | 0 | 0 | 0 | 0 | 0 | 0 | 0 | 0 | 0 | 0 | 0 | 0 | 0 | 0 | 0 | 0 | 0 | 0 | 0 | 0 | 0 | 0 | 0 | 0
F10_Industrial_Industrial - ID_New_Process_Natural Gas_Process Boiler - Maintenance_A_Achievable Technical Potential | F10 | Industrial | Industrial - ID | New | Process | Natural Gas | Process Boiler - Maintenance | A | Purchases (Incremental) | Achievable Technical Potential | 0 | 0 | 0.11039 | 0.50554 | 0.63159 | 0.59985 | 0.30282 | 0.22613 | 0.15774 | 0.04027 | 0 | 0 | 0 | 0 | 0 | 0 | 0 | 0 | 0 | 0 | 0 | 0 | 0 | 0 | 0 | 0 | 0
F11_Industrial_Industrial - ID_New_Process_Natural Gas_Process Boiler - Maintenance_A_Achievable Technical Potential | F11 | Industrial | Industrial - ID | New | Process | Natural Gas | Process Boiler - Maintenance | A | Purchases (Cumulative) | Achievable Technical Potential | 0 | 0 | 0.11039 | 0.61593 | 1.2475 | 1.8474 | 2.1502 | 2.3763 | 2.5341 | 2.5743 | 2.5743 | 2.5743 | 2.5743 | 2.5743 | 2.5743 | 2.5743 | 2.5743 | 2.5743 | 2.5743 | 2.5743 | 2.5743 | 2.5743 | 2.5743 | 2.5743 | 2.5743 | 2.5743 | 2.5743
F1_Industrial_Industrial - ID_New_Process_Natural Gas_Process - Heat Recovery_A_Achievable Technical Potential | F1 | Industrial | Industrial - ID | New | Process | Natural Gas | Process - Heat Recovery | A | Integrated Unit Energy Savings (kWh or therms) | Achievable Technical Potential | 0 | 0 | 0.7162 | 0.71615 | 0.71592 | 0.71568 | 0.71542 | 0.71515 | 0.71493 | 0.71472 | 0.71454 | 0.71439 | 0.71427 | 0.71419 | 0.71415 | 0.71415 | 0.71417 | 0.71422 | 0.71431 | 0.7144 | 0.71449 | 0.71458 | 0.71466 | 0.71474 | 0.71481 | 0.71488 | 0.71494
F2_Industrial_Industrial - ID_New_Process_Natural Gas_Process - Heat Recovery_A_Achievable Technical Potential | F2 | Industrial | Industrial - ID | New | Process | Natural Gas | Process - Heat Recovery | A | Integrated Unit Summer Peak Savings (kW) | Achievable Technical Potential | 0 | 0 | 0 | 0 | 0 | 0 | 0 | 0 | 0 | 0 | 0 | 0 | 0 | 0 | 0 | 0 | 0 | 0 | 0 | 0 | 0 | 0 | 0 | 0 | 0 | 0 | 0
F3_Industrial_Industrial - ID_New_Process_Natural Gas_Process - Heat Recovery_A_Achievable Technical Potential | F3 | Industrial | Industrial - ID | New | Process | Natural Gas | Process - Heat Recovery | A | Integrated Unit Winter Peak Savings (kW) | Achievable Technical Potential | 0 | 0 | 0 | 0 | 0 | 0 | 0 | 0 | 0 | 0 | 0 | 0 | 0 | 0 | 0 | 0 | 0 | 0 | 0 | 0 | 0 | 0 | 0 | 0 | 0 | 0 | 0
F4_Industrial_Industrial - ID_New_Process_Natural Gas_Process - Heat Recovery_A_Achievable Technical Potential | F4 | Industrial | Industrial - ID | New | Process | Natural Gas | Process - Heat Recovery | A | Incremental Energy Savings (MWh or mTherms) | Achievable Technical Potential | 0 | 0 | 0.036189 | 0.23643 | 0.42655 | 0.6157 | 0.79952 | 0.98 | 1.1573 | 1.3314 | 1.5024 | 1.6704 | 1.8355 | 1.9978 | 2.1574 | 2.3142 | 2.4685 | 2.6201 | 2.7693 | 2.9159 | 3.06 | 3.2017 | 0 | 0 | 0 | 0 | 0
F5_Industrial_Industrial - ID_New_Process_Natural Gas_Process - Heat Recovery_A_Achievable Technical Potential | F5 | Industrial | Industrial - ID | New | Process | Natural Gas | Process - Heat Recovery | A | Incremental Summer Peak Savings (MW) | Achievable Technical Potential | 0 | 0 | 0 | 0 | 0 | 0 | 0 | 0 | 0 | 0 | 0 | 0 | 0 | 0 | 0 | 0 | 0 | 0 | 0 | 0 | 0 | 0 | 0 | 0 | 0 | 0 | 0
F6_Industrial_Industrial - ID_New_Process_Natural Gas_Process - Heat Recovery_A_Achievable Technical Potential | F6 | Industrial | Industrial - ID | New | Process | Natural Gas | Process - Heat Recovery | A | Incremental Winter Peak Savings (MW) | Achievable Technical Potential | 0 | 0 | 0 | 0 | 0 | 0 | 0 | 0 | 0 | 0 | 0 | 0 | 0 | 0 | 0 | 0 | 0 | 0 | 0 | 0 | 0 | 0 | 0 | 0 | 0 | 0 | 0
F7_Industrial_Industrial - ID_New_Process_Natural Gas_Process - Heat Recovery_A_Achievable Technical Potential | F7 | Industrial | Industrial - ID | New | Process | Natural Gas | Process - Heat Recovery | A | Cumulative Energy Savings (MWh or mTherms) | Achievable Technical Potential | 0 | 0 | 0.036189 | 0.27261 | 0.69908 | 1.3145 | 2.1136 | 3.0928 | 4.2491 | 5.5793 | 7.0803 | 8.7492 | 10.5833 | 12.5799 | 14.7366 | 17.0507 | 19.5197 | 22.1412 | 24.9132 | 27.8323 | 30.8958 | 34.1012 | 34.1053 | 34.109 | 34.1124 | 34.1156 | 34.1184
F8_Industrial_Industrial - ID_New_Process_Natural Gas_Process - Heat Recovery_A_Achievable Technical Potential | F8 | Industrial | Industrial - ID | New | Process | Natural Gas | Process - Heat Recovery | A | Cumulative Summer Peak Savings (MW) | Achievable Technical Potential | 0 | 0 | 0 | 0 | 0 | 0 | 0 | 0 | 0 | 0 | 0 | 0 | 0 | 0 | 0 | 0 | 0 | 0 | 0 | 0 | 0 | 0 | 0 | 0 | 0 | 0 | 0
F9_Industrial_Industrial - ID_New_Process_Natural Gas_Process - Heat Recovery_A_Achievable Technical Potential | F9 | Industrial | Industrial - ID | New | Process | Natural Gas | Process - Heat Recovery | A | Cumulative Winter Peak Savings (MW) | Achievable Technical Potential | 0 | 0 | 0 | 0 | 0 | 0 | 0 | 0 | 0 | 0 | 0 | 0 | 0 | 0 | 0 | 0 | 0 | 0 | 0 | 0 | 0 | 0 | 0 | 0 | 0 | 0 | 0
F10_Industrial_Industrial - ID_New_Process_Natural Gas_Process - Heat Recovery_A_Achievable Technical Potential | F10 | Industrial | Industrial - ID | New | Process | Natural Gas | Process - Heat Recovery | A | Purchases (Incremental) | Achievable Technical Potential | 0 | 0 | 50.5288 | 330.1398 | 595.8088 | 860.2972 | 1117.5527 | 1370.3353 | 1618.722 | 1862.7886 | 2102.6096 | 2338.2582 | 2569.8064 | 2797.3249 | 3020.8832 | 3240.5494 | 3456.3909 | 3668.4734 | 3876.8618 | 4081.6199 | 4282.8101 | 4480.4941 | 0 | 0 | 0 | 0 | 0
F11_Industrial_Industrial - ID_New_Process_Natural Gas_Process - Heat Recovery_A_Achievable Technical Potential | F11 | Industrial | Industrial - ID | New | Process | Natural Gas | Process - Heat Recovery | A | Purchases (Cumulative) | Achievable Technical Potential | 0 | 0 | 50.5288 | 380.6686 | 976.4774 | 1836.7746 | 2954.3274 | 4324.6627 | 5943.3846 | 7806.1732 | 9908.7827 | 12247.041 | 14816.8474 | 17614.1723 | 20635.0555 | 23875.6049 | 27331.9958 | 31000.4692 | 34877.331 | 38958.9508 | 43241.761 | 47722.255 | 47722.255 | 47722.255 | 47722.255 | 47722.255 | 47722.255
F1_Industrial_Industrial - ID_New_Space Heating_Natural Gas_Strategic Energy Management_A_Achievable Technical Potential | F1 | Industrial | Industrial - ID | New | Space Heating | Natural Gas | Strategic Energy Management | A | Integrated Unit Energy Savings (kWh or therms) | Achievable Technical Potential | 0 | 0 | 0.028424 | 0.027476 | 0.027265 | 0.027097 | 0.026944 | 0.02681 | 0.026707 | 0.026628 | 0.026568 | 0.026519 | 0.026477 | 0.026441 | 0.026409 | 0.026378 | 0.026347 | 0.026316 | 0.026294 | 0.026271 | 0.026246 | 0.02622 | 0.026221 | 0.026221 | 0.026216 | 0.026207 | 0.026199
F2_Industrial_Industrial - ID_New_Space Heating_Natural Gas_Strategic Energy Management_A_Achievable Technical Potential | F2 | Industrial | Industrial - ID | New | Space Heating | Natural Gas | Strategic Energy Management | A | Integrated Unit Summer Peak Savings (kW) | Achievable Technical Potential | 0 | 0 | 0 | 0 | 0 | 0 | 0 | 0 | 0 | 0 | 0 | 0 | 0 | 0 | 0 | 0 | 0 | 0 | 0 | 0 | 0 | 0 | 0 | 0 | 0 | 0 | 0
F3_Industrial_Industrial - ID_New_Space Heating_Natural Gas_Strategic Energy Management_A_Achievable Technical Potential | F3 | Industrial | Industrial - ID | New | Space Heating | Natural Gas | Strategic Energy Management | A | Integrated Unit Winter Peak Savings (kW) | Achievable Technical Potential | 0 | 0 | 0 | 0 | 0 | 0 | 0 | 0 | 0 | 0 | 0 | 0 | 0 | 0 | 0 | 0 | 0 | 0 | 0 | 0 | 0 | 0 | 0 | 0 | 0 | 0 | 0
F4_Industrial_Industrial - ID_New_Space Heating_Natural Gas_Strategic Energy Management_A_Achievable Technical Potential | F4 | Industrial | Industrial - ID | New | Space Heating | Natural Gas | Strategic Energy Management | A | Incremental Energy Savings (MWh or mTherms) | Achievable Technical Potential | 0 | 0 | 0 | 0 | 0 | 0 | 0 | 0 | 0 | 0 | 0 | 0 | 0 | 0 | 0 | 0 | 0 | 0 | 0 | 0 | 0 | 0 | 0 | 0 | 0 | 0 | 0
F5_Industrial_Industrial - ID_New_Space Heating_Natural Gas_Strategic Energy Management_A_Achievable Technical Potential | F5 | Industrial | Industrial - ID | New | Space Heating | Natural Gas | Strategic Energy Management | A | Incremental Summer Peak Savings (MW) | Achievable Technical Potential | 0 | 0 | 0 | 0 | 0 | 0 | 0 | 0 | 0 | 0 | 0 | 0 | 0 | 0 | 0 | 0 | 0 | 0 | 0 | 0 | 0 | 0 | 0 | 0 | 0 | 0 | 0
F6_Industrial_Industrial - ID_New_Space Heating_Natural Gas_Strategic Energy Management_A_Achievable Technical Potential | F6 | Industrial | Industrial - ID | New | Space Heating | Natural Gas | Strategic Energy Management | A | Incremental Winter Peak Savings (MW) | Achievable Technical Potential | 0 | 0 | 0 | 0 | 0 | 0 | 0 | 0 | 0 | 0 | 0 | 0 | 0 | 0 | 0 | 0 | 0 | 0 | 0 | 0 | 0 | 0 | 0 | 0 | 0 | 0 | 0
F7_Industrial_Industrial - ID_New_Space Heating_Natural Gas_Strategic Energy Management_A_Achievable Technical Potential | F7 | Industrial | Industrial - ID | New | Space Heating | Natural Gas | Strategic Energy Management | A | Cumulative Energy Savings (MWh or mTherms) | Achievable Technical Potential | 0 | 0 | 0 | 0 | 0 | 0 | 0 | 0 | 0 | 0 | 0 | 0 | 0 | 0 | 0 | 0 | 0 | 0 | 0 | 0 | 0 | 0 | 0 | 0 | 0 | 0 | 0
F8_Industrial_Industrial - ID_New_Space Heating_Natural Gas_Strategic Energy Management_A_Achievable Technical Potential | F8 | Industrial | Industrial - ID | New | Space Heating | Natural Gas | Strategic Energy Management | A | Cumulative Summer Peak Savings (MW) | Achievable Technical Potential | 0 | 0 | 0 | 0 | 0 | 0 | 0 | 0 | 0 | 0 | 0 | 0 | 0 | 0 | 0 | 0 | 0 | 0 | 0 | 0 | 0 | 0 | 0 | 0 | 0 | 0 | 0
F9_Industrial_Industrial - ID_New_Space Heating_Natural Gas_Strategic Energy Management_A_Achievable Technical Potential | F9 | Industrial | Industrial - ID | New | Space Heating | Natural Gas | Strategic Energy Management | A | Cumulative Winter Peak Savings (MW) | Achievable Technical Potential | 0 | 0 | 0 | 0 | 0 | 0 | 0 | 0 | 0 | 0 | 0 | 0 | 0 | 0 | 0 | 0 | 0 | 0 | 0 | 0 | 0 | 0 | 0 | 0 | 0 | 0 | 0
F10_Industrial_Industrial - ID_New_Space Heating_Natural Gas_Strategic Energy Management_A_Achievable Technical Potential | F10 | Industrial | Industrial - ID | New | Space Heating | Natural Gas | Strategic Energy Management | A | Purchases (Incremental) | Achievable Technical Potential | 0 | 0 | 0 | 0 | 0 | 0 | 0 | 0 | 0 | 0 | 0 | 0 | 0 | 0 | 0 | 0 | 0 | 0 | 0 | 0 | 0 | 0 | 0 | 0 | 0 | 0 | 0
F11_Industrial_Industrial - ID_New_Space Heating_Natural Gas_Strategic Energy Management_A_Achievable Technical Potential | F11 | Industrial | Industrial - ID | New | Space Heating | Natural Gas | Strategic Energy Management | A | Purchases (Cumulative) | Achievable Technical Potential | 0 | 0 | 0 | 0 | 0 | 0 | 0 | 0 | 0 | 0 | 0 | 0 | 0 | 0 | 0 | 0 | 0 | 0 | 0 | 0 | 0 | 0 | 0 | 0 | 0 | 0 | 0
F1_Industrial_Industrial - ID_New_Process_Natural Gas_Strategic Energy Management_A_Achievable Technical Potential | F1 | Industrial | Industrial - ID | New | Process | Natural Gas | Strategic Energy Management | A | Integrated Unit Energy Savings (kWh or therms) | Achievable Technical Potential | 0 | 0 | 0.11599 | 0.11587 | 0.11551 | 0.11514 | 0.11476 | 0.11437 | 0.11399 | 0.11361 | 0.11324 | 0.11286 | 0.11249 | 0.11212 | 0.11176 | 0.1114 | 0.11105 | 0.11069 | 0.11034 | 0.10999 | 0.10963 | 0.10928 | 0.10959 | 0.10986 | 0.11012 | 0.11035 | 0.11056
F2_Industrial_Industrial - ID_New_Process_Natural Gas_Strategic Energy Management_A_Achievable Technical Potential | F2 | Industrial | Industrial - ID | New | Process | Natural Gas | Strategic Energy Management | A | Integrated Unit Summer Peak Savings (kW) | Achievable Technical Potential | 0 | 0 | 0 | 0 | 0 | 0 | 0 | 0 | 0 | 0 | 0 | 0 | 0 | 0 | 0 | 0 | 0 | 0 | 0 | 0 | 0 | 0 | 0 | 0 | 0 | 0 | 0
F3_Industrial_Industrial - ID_New_Process_Natural Gas_Strategic Energy Management_A_Achievable Technical Potential | F3 | Industrial | Industrial - ID | New | Process | Natural Gas | Strategic Energy Management | A | Integrated Unit Winter Peak Savings (kW) | Achievable Technical Potential | 0 | 0 | 0 | 0 | 0 | 0 | 0 | 0 | 0 | 0 | 0 | 0 | 0 | 0 | 0 | 0 | 0 | 0 | 0 | 0 | 0 | 0 | 0 | 0 | 0 | 0 | 0
F4_Industrial_Industrial - ID_New_Process_Natural Gas_Strategic Energy Management_A_Achievable Technical Potential | F4 | Industrial | Industrial - ID | New | Process | Natural Gas | Strategic Energy Management | A | Incremental Energy Savings (MWh or mTherms) | Achievable Technical Potential | 0 | 0 | 0 | 0 | 0 | 0 | 0 | 0 | 0 | 0 | 0 | 0 | 0 | 0 | 0 | 0 | 0 | 0 | 0 | 0 | 0 | 0 | 0 | 0 | 0 | 0 | 0
F5_Industrial_Industrial - ID_New_Process_Natural Gas_Strategic Energy Management_A_Achievable Technical Potential | F5 | Industrial | Industrial - ID | New | Process | Natural Gas | Strategic Energy Management | A | Incremental Summer Peak Savings (MW) | Achievable Technical Potential | 0 | 0 | 0 | 0 | 0 | 0 | 0 | 0 | 0 | 0 | 0 | 0 | 0 | 0 | 0 | 0 | 0 | 0 | 0 | 0 | 0 | 0 | 0 | 0 | 0 | 0 | 0
F6_Industrial_Industrial - ID_New_Process_Natural Gas_Strategic Energy Management_A_Achievable Technical Potential | F6 | Industrial | Industrial - ID | New | Process | Natural Gas | Strategic Energy Management | A | Incremental Winter Peak Savings (MW) | Achievable Technical Potential | 0 | 0 | 0 | 0 | 0 | 0 | 0 | 0 | 0 | 0 | 0 | 0 | 0 | 0 | 0 | 0 | 0 | 0 | 0 | 0 | 0 | 0 | 0 | 0 | 0 | 0 | 0
F7_Industrial_Industrial - ID_New_Process_Natural Gas_Strategic Energy Management_A_Achievable Technical Potential | F7 | Industrial | Industrial - ID | New | Process | Natural Gas | Strategic Energy Management | A | Cumulative Energy Savings (MWh or mTherms) | Achievable Technical Potential | 0 | 0 | 0 | 0 | 0 | 0 | 0 | 0 | 0 | 0 | 0 | 0 | 0 | 0 | 0 | 0 | 0 | 0 | 0 | 0 | 0 | 0 | 0 | 0 | 0 | 0 | 0
F8_Industrial_Industrial - ID_New_Process_Natural Gas_Strategic Energy Management_A_Achievable Technical Potential | F8 | Industrial | Industrial - ID | New | Process | Natural Gas | Strategic Energy Management | A | Cumulative Summer Peak Savings (MW) | Achievable Technical Potential | 0 | 0 | 0 | 0 | 0 | 0 | 0 | 0 | 0 | 0 | 0 | 0 | 0 | 0 | 0 | 0 | 0 | 0 | 0 | 0 | 0 | 0 | 0 | 0 | 0 | 0 | 0
F9_Industrial_Industrial - ID_New_Process_Natural Gas_Strategic Energy Management_A_Achievable Technical Potential | F9 | Industrial | Industrial - ID | New | Process | Natural Gas | Strategic Energy Management | A | Cumulative Winter Peak Savings (MW) | Achievable Technical Potential | 0 | 0 | 0 | 0 | 0 | 0 | 0 | 0 | 0 | 0 | 0 | 0 | 0 | 0 | 0 | 0 | 0 | 0 | 0 | 0 | 0 | 0 | 0 | 0 | 0 | 0 | 0
F10_Industrial_Industrial - ID_New_Process_Natural Gas_Strategic Energy Management_A_Achievable Technical Potential | F10 | Industrial | Industrial - ID | New | Process | Natural Gas | Strategic Energy Management | A | Purchases (Incremental) | Achievable Technical Potential | 0 | 0 | 0 | 0 | 0 | 0 | 0 | 0 | 0 | 0 | 0 | 0 | 0 | 0 | 0 | 0 | 0 | 0 | 0 | 0 | 0 | 0 | 0 | 0 | 0 | 0 | 0
F11_Industrial_Industrial - ID_New_Process_Natural Gas_Strategic Energy Management_A_Achievable Technical Potential | F11 | Industrial | Industrial - ID | New | Process | Natural Gas | Strategic Energy Management | A | Purchases (Cumulative) | Achievable Technical Potential | 0 | 0 | 0 | 0 | 0 | 0 | 0 | 0 | 0 | 0 | 0 | 0 | 0 | 0 | 0 | 0 | 0 | 0 | 0 | 0 | 0 | 0 | 0 | 0 | 0 | 0 | 0
F1_Industrial_Industrial - ID_New_Miscellaneous_Natural Gas_Strategic Energy Management_A_Achievable Technical Potential | F1 | Industrial | Industrial - ID | New | Miscellaneous | Natural Gas | Strategic Energy Management | A | Integrated Unit Energy Savings (kWh or therms) | Achievable Technical Potential | 0 | 0 | 0.025488 | 0.025488 | 0.025488 | 0.025488 | 0.025488 | 0.025488 | 0.025488 | 0.025488 | 0.025488 | 0.025488 | 0.025488 | 0.025488 | 0.025488 | 0.025488 | 0.025488 | 0.025488 | 0.025488 | 0.025488 | 0.025488 | 0.025488 | 0.025488 | 0.025488 | 0.025488 | 0.025488 | 0.025488
F2_Industrial_Industrial - ID_New_Miscellaneous_Natural Gas_Strategic Energy Management_A_Achievable Technical Potential | F2 | Industrial | Industrial - ID | New | Miscellaneous | Natural Gas | Strategic Energy Management | A | Integrated Unit Summer Peak Savings (kW) | Achievable Technical Potential | 0 | 0 | 0 | 0 | 0 | 0 | 0 | 0 | 0 | 0 | 0 | 0 | 0 | 0 | 0 | 0 | 0 | 0 | 0 | 0 | 0 | 0 | 0 | 0 | 0 | 0 | 0
F3_Industrial_Industrial - ID_New_Miscellaneous_Natural Gas_Strategic Energy Management_A_Achievable Technical Potential | F3 | Industrial | Industrial - ID | New | Miscellaneous | Natural Gas | Strategic Energy Management | A | Integrated Unit Winter Peak Savings (kW) | Achievable Technical Potential | 0 | 0 | 0 | 0 | 0 | 0 | 0 | 0 | 0 | 0 | 0 | 0 | 0 | 0 | 0 | 0 | 0 | 0 | 0 | 0 | 0 | 0 | 0 | 0 | 0 | 0 | 0
F4_Industrial_Industrial - ID_New_Miscellaneous_Natural Gas_Strategic Energy Management_A_Achievable Technical Potential | F4 | Industrial | Industrial - ID | New | Miscellaneous | Natural Gas | Strategic Energy Management | A | Incremental Energy Savings (MWh or mTherms) | Achievable Technical Potential | 0 | 0 | 0 | 0 | 0 | 0 | 0 | 0 | 0 | 0 | 0 | 0 | 0 | 0 | 0 | 0 | 0 | 0 | 0 | 0 | 0 | 0 | 0 | 0 | 0 | 0 | 0
F5_Industrial_Industrial - ID_New_Miscellaneous_Natural Gas_Strategic Energy Management_A_Achievable Technical Potential | F5 | Industrial | Industrial - ID | New | Miscellaneous | Natural Gas | Strategic Energy Management | A | Incremental Summer Peak Savings (MW) | Achievable Technical Potential | 0 | 0 | 0 | 0 | 0 | 0 | 0 | 0 | 0 | 0 | 0 | 0 | 0 | 0 | 0 | 0 | 0 | 0 | 0 | 0 | 0 | 0 | 0 | 0 | 0 | 0 | 0
F6_Industrial_Industrial - ID_New_Miscellaneous_Natural Gas_Strategic Energy Management_A_Achievable Technical Potential | F6 | Industrial | Industrial - ID | New | Miscellaneous | Natural Gas | Strategic Energy Management | A | Incremental Winter Peak Savings (MW) | Achievable Technical Potential | 0 | 0 | 0 | 0 | 0 | 0 | 0 | 0 | 0 | 0 | 0 | 0 | 0 | 0 | 0 | 0 | 0 | 0 | 0 | 0 | 0 | 0 | 0 | 0 | 0 | 0 | 0
F7_Industrial_Industrial - ID_New_Miscellaneous_Natural Gas_Strategic Energy Management_A_Achievable Technical Potential | F7 | Industrial | Industrial - ID | New | Miscellaneous | Natural Gas | Strategic Energy Management | A | Cumulative Energy Savings (MWh or mTherms) | Achievable Technical Potential | 0 | 0 | 0 | 0 | 0 | 0 | 0 | 0 | 0 | 0 | 0 | 0 | 0 | 0 | 0 | 0 | 0 | 0 | 0 | 0 | 0 | 0 | 0 | 0 | 0 | 0 | 0
F8_Industrial_Industrial - ID_New_Miscellaneous_Natural Gas_Strategic Energy Management_A_Achievable Technical Potential | F8 | Industrial | Industrial - ID | New | Miscellaneous | Natural Gas | Strategic Energy Management | A | Cumulative Summer Peak Savings (MW) | Achievable Technical Potential | 0 | 0 | 0 | 0 | 0 | 0 | 0 | 0 | 0 | 0 | 0 | 0 | 0 | 0 | 0 | 0 | 0 | 0 | 0 | 0 | 0 | 0 | 0 | 0 | 0 | 0 | 0
F9_Industrial_Industrial - ID_New_Miscellaneous_Natural Gas_Strategic Energy Management_A_Achievable Technical Potential | F9 | Industrial | Industrial - ID | New | Miscellaneous | Natural Gas | Strategic Energy Management | A | Cumulative Winter Peak Savings (MW) | Achievable Technical Potential | 0 | 0 | 0 | 0 | 0 | 0 | 0 | 0 | 0 | 0 | 0 | 0 | 0 | 0 | 0 | 0 | 0 | 0 | 0 | 0 | 0 | 0 | 0 | 0 | 0 | 0 | 0
F10_Industrial_Industrial - ID_New_Miscellaneous_Natural Gas_Strategic Energy Management_A_Achievable Technical Potential | F10 | Industrial | Industrial - ID | New | Miscellaneous | Natural Gas | Strategic Energy Management | A | Purchases (Incremental) | Achievable Technical Potential | 0 | 0 | 0 | 0 | 0 | 0 | 0 | 0 | 0 | 0 | 0 | 0 | 0 | 0 | 0 | 0 | 0 | 0 | 0 | 0 | 0 | 0 | 0 | 0 | 0 | 0 | 0
F11_Industrial_Industrial - ID_New_Miscellaneous_Natural Gas_Strategic Energy Management_A_Achievable Technical Potential | F11 | Industrial | Industrial - ID | New | Miscellaneous | Natural Gas | Strategic Energy Management | A | Purchases (Cumulative) | Achievable Technical Potential | 0 | 0 | 0 | 0 | 0 | 0 | 0 | 0 | 0 | 0 | 0 | 0 | 0 | 0 | 0 | 0 | 0 | 0 | 0 | 0 | 0 | 0 | 0 | 0 | 0 | 0 | 0
F1_Industrial_Industrial - ID_New_Space Heating_Natural Gas_Retrocommissioning_A_Achievable Technical Potential | F1 | Industrial | Industrial - ID | New | Space Heating | Natural Gas | Retrocommissioning | A | Integrated Unit Energy Savings (kWh or therms) | Achievable Technical Potential | 0 | 0 | 0.034898 | 0.033735 | 0.033474 | 0.033268 | 0.033081 | 0.032917 | 0.032791 | 0.032694 | 0.032621 | 0.032561 | 0.03251 | 0.032465 | 0.032426 | 0.032389 | 0.032351 | 0.032313 | 0.032285 | 0.032257 | 0.032227 | 0.032194 | 0.032196 | 0.032195 | 0.032189 | 0.032179 | 0.032169
F2_Industrial_Industrial - ID_New_Space Heating_Natural Gas_Retrocommissioning_A_Achievable Technical Potential | F2 | Industrial | Industrial - ID | New | Space Heating | Natural Gas | Retrocommissioning | A | Integrated Unit Summer Peak Savings (kW) | Achievable Technical Potential | 0 | 0 | 0 | 0 | 0 | 0 | 0 | 0 | 0 | 0 | 0 | 0 | 0 | 0 | 0 | 0 | 0 | 0 | 0 | 0 | 0 | 0 | 0 | 0 | 0 | 0 | 0
F3_Industrial_Industrial - ID_New_Space Heating_Natural Gas_Retrocommissioning_A_Achievable Technical Potential | F3 | Industrial | Industrial - ID | New | Space Heating | Natural Gas | Retrocommissioning | A | Integrated Unit Winter Peak Savings (kW) | Achievable Technical Potential | 0 | 0 | 0 | 0 | 0 | 0 | 0 | 0 | 0 | 0 | 0 | 0 | 0 | 0 | 0 | 0 | 0 | 0 | 0 | 0 | 0 | 0 | 0 | 0 | 0 | 0 | 0
F4_Industrial_Industrial - ID_New_Space Heating_Natural Gas_Retrocommissioning_A_Achievable Technical Potential | F4 | Industrial | Industrial - ID | New | Space Heating | Natural Gas | Retrocommissioning | A | Incremental Energy Savings (MWh or mTherms) | Achievable Technical Potential | 0 | 0 | 0 | 0 | 0 | 0 | 0 | 0 | 0 | 0 | 0 | 0 | 0 | 0 | 0 | 0 | 0 | 0 | 0 | 0 | 0 | 0 | 0 | 0 | 0 | 0 | 0
F5_Industrial_Industrial - ID_New_Space Heating_Natural Gas_Retrocommissioning_A_Achievable Technical Potential | F5 | Industrial | Industrial - ID | New | Space Heating | Natural Gas | Retrocommissioning | A | Incremental Summer Peak Savings (MW) | Achievable Technical Potential | 0 | 0 | 0 | 0 | 0 | 0 | 0 | 0 | 0 | 0 | 0 | 0 | 0 | 0 | 0 | 0 | 0 | 0 | 0 | 0 | 0 | 0 | 0 | 0 | 0 | 0 | 0
F6_Industrial_Industrial - ID_New_Space Heating_Natural Gas_Retrocommissioning_A_Achievable Technical Potential | F6 | Industrial | Industrial - ID | New | Space Heating | Natural Gas | Retrocommissioning | A | Incremental Winter Peak Savings (MW) | Achievable Technical Potential | 0 | 0 | 0 | 0 | 0 | 0 | 0 | 0 | 0 | 0 | 0 | 0 | 0 | 0 | 0 | 0 | 0 | 0 | 0 | 0 | 0 | 0 | 0 | 0 | 0 | 0 | 0
F7_Industrial_Industrial - ID_New_Space Heating_Natural Gas_Retrocommissioning_A_Achievable Technical Potential | F7 | Industrial | Industrial - ID | New | Space Heating | Natural Gas | Retrocommissioning | A | Cumulative Energy Savings (MWh or mTherms) | Achievable Technical Potential | 0 | 0 | 0 | 0 | 0 | 0 | 0 | 0 | 0 | 0 | 0 | 0 | 0 | 0 | 0 | 0 | 0 | 0 | 0 | 0 | 0 | 0 | 0 | 0 | 0 | 0 | 0
F8_Industrial_Industrial - ID_New_Space Heating_Natural Gas_Retrocommissioning_A_Achievable Technical Potential | F8 | Industrial | Industrial - ID | New | Space Heating | Natural Gas | Retrocommissioning | A | Cumulative Summer Peak Savings (MW) | Achievable Technical Potential | 0 | 0 | 0 | 0 | 0 | 0 | 0 | 0 | 0 | 0 | 0 | 0 | 0 | 0 | 0 | 0 | 0 | 0 | 0 | 0 | 0 | 0 | 0 | 0 | 0 | 0 | 0
F9_Industrial_Industrial - ID_New_Space Heating_Natural Gas_Retrocommissioning_A_Achievable Technical Potential | F9 | Industrial | Industrial - ID | New | Space Heating | Natural Gas | Retrocommissioning | A | Cumulative Winter Peak Savings (MW) | Achievable Technical Potential | 0 | 0 | 0 | 0 | 0 | 0 | 0 | 0 | 0 | 0 | 0 | 0 | 0 | 0 | 0 | 0 | 0 | 0 | 0 | 0 | 0 | 0 | 0 | 0 | 0 | 0 | 0
F10_Industrial_Industrial - ID_New_Space Heating_Natural Gas_Retrocommissioning_A_Achievable Technical Potential | F10 | Industrial | Industrial - ID | New | Space Heating | Natural Gas | Retrocommissioning | A | Purchases (Incremental) | Achievable Technical Potential | 0 | 0 | 0 | 0 | 0 | 0 | 0 | 0 | 0 | 0 | 0 | 0 | 0 | 0 | 0 | 0 | 0 | 0 | 0 | 0 | 0 | 0 | 0 | 0 | 0 | 0 | 0
F11_Industrial_Industrial - ID_New_Space Heating_Natural Gas_Retrocommissioning_A_Achievable Technical Potential | F11 | Industrial | Industrial - ID | New | Space Heating | Natural Gas | Retrocommissioning | A | Purchases (Cumulative) | Achievable Technical Potential | 0 | 0 | 0 | 0 | 0 | 0 | 0 | 0 | 0 | 0 | 0 | 0 | 0 | 0 | 0 | 0 | 0 | 0 | 0 | 0 | 0 | 0 | 0 | 0 | 0 | 0 | 0
F1_Industrial_Industrial - ID_New_Process_Natural Gas_Retrocommissioning_A_Achievable Technical Potential | F1 | Industrial | Industrial - ID | New | Process | Natural Gas | Retrocommissioning | A | Integrated Unit Energy Savings (kWh or therms) | Achievable Technical Potential | 0 | 0 | 0 | 0 | 0 | 0 | 0 | 0 | 0 | 0 | 0 | 0 | 0 | 0 | 0 | 0 | 0 | 0 | 0 | 0 | 0 | 0 | 0 | 0 | 0 | 0 | 0
F2_Industrial_Industrial - ID_New_Process_Natural Gas_Retrocommissioning_A_Achievable Technical Potential | F2 | Industrial | Industrial - ID | New | Process | Natural Gas | Retrocommissioning | A | Integrated Unit Summer Peak Savings (kW) | Achievable Technical Potential | 0 | 0 | 0 | 0 | 0 | 0 | 0 | 0 | 0 | 0 | 0 | 0 | 0 | 0 | 0 | 0 | 0 | 0 | 0 | 0 | 0 | 0 | 0 | 0 | 0 | 0 | 0
F3_Industrial_Industrial - ID_New_Process_Natural Gas_Retrocommissioning_A_Achievable Technical Potential | F3 | Industrial | Industrial - ID | New | Process | Natural Gas | Retrocommissioning | A | Integrated Unit Winter Peak Savings (kW) | Achievable Technical Potential | 0 | 0 | 0 | 0 | 0 | 0 | 0 | 0 | 0 | 0 | 0 | 0 | 0 | 0 | 0 | 0 | 0 | 0 | 0 | 0 | 0 | 0 | 0 | 0 | 0 | 0 | 0
F4_Industrial_Industrial - ID_New_Process_Natural Gas_Retrocommissioning_A_Achievable Technical Potential | F4 | Industrial | Industrial - ID | New | Process | Natural Gas | Retrocommissioning | A | Incremental Energy Savings (MWh or mTherms) | Achievable Technical Potential | 0 | 0 | 0 | 0 | 0 | 0 | 0 | 0 | 0 | 0 | 0 | 0 | 0 | 0 | 0 | 0 | 0 | 0 | 0 | 0 | 0 | 0 | 0 | 0 | 0 | 0 | 0
F5_Industrial_Industrial - ID_New_Process_Natural Gas_Retrocommissioning_A_Achievable Technical Potential | F5 | Industrial | Industrial - ID | New | Process | Natural Gas | Retrocommissioning | A | Incremental Summer Peak Savings (MW) | Achievable Technical Potential | 0 | 0 | 0 | 0 | 0 | 0 | 0 | 0 | 0 | 0 | 0 | 0 | 0 | 0 | 0 | 0 | 0 | 0 | 0 | 0 | 0 | 0 | 0 | 0 | 0 | 0 | 0
F6_Industrial_Industrial - ID_New_Process_Natural Gas_Retrocommissioning_A_Achievable Technical Potential | F6 | Industrial | Industrial - ID | New | Process | Natural Gas | Retrocommissioning | A | Incremental Winter Peak Savings (MW) | Achievable Technical Potential | 0 | 0 | 0 | 0 | 0 | 0 | 0 | 0 | 0 | 0 | 0 | 0 | 0 | 0 | 0 | 0 | 0 | 0 | 0 | 0 | 0 | 0 | 0 | 0 | 0 | 0 | 0
F7_Industrial_Industrial - ID_New_Process_Natural Gas_Retrocommissioning_A_Achievable Technical Potential | F7 | Industrial | Industrial - ID | New | Process | Natural Gas | Retrocommissioning | A | Cumulative Energy Savings (MWh or mTherms) | Achievable Technical Potential | 0 | 0 | 0 | 0 | 0 | 0 | 0 | 0 | 0 | 0 | 0 | 0 | 0 | 0 | 0 | 0 | 0 | 0 | 0 | 0 | 0 | 0 | 0 | 0 | 0 | 0 | 0
F8_Industrial_Industrial - ID_New_Process_Natural Gas_Retrocommissioning_A_Achievable Technical Potential | F8 | Industrial | Industrial - ID | New | Process | Natural Gas | Retrocommissioning | A | Cumulative Summer Peak Savings (MW) | Achievable Technical Potential | 0 | 0 | 0 | 0 | 0 | 0 | 0 | 0 | 0 | 0 | 0 | 0 | 0 | 0 | 0 | 0 | 0 | 0 | 0 | 0 | 0 | 0 | 0 | 0 | 0 | 0 | 0
F9_Industrial_Industrial - ID_New_Process_Natural Gas_Retrocommissioning_A_Achievable Technical Potential | F9 | Industrial | Industrial - ID | New | Process | Natural Gas | Retrocommissioning | A | Cumulative Winter Peak Savings (MW) | Achievable Technical Potential | 0 | 0 | 0 | 0 | 0 | 0 | 0 | 0 | 0 | 0 | 0 | 0 | 0 | 0 | 0 | 0 | 0 | 0 | 0 | 0 | 0 | 0 | 0 | 0 | 0 | 0 | 0
F10_Industrial_Industrial - ID_New_Process_Natural Gas_Retrocommissioning_A_Achievable Technical Potential | F10 | Industrial | Industrial - ID | New | Process | Natural Gas | Retrocommissioning | A | Purchases (Incremental) | Achievable Technical Potential | 0 | 0 | 0 | 0 | 0 | 0 | 0 | 0 | 0 | 0 | 0 | 0 | 0 | 0 | 0 | 0 | 0 | 0 | 0 | 0 | 0 | 0 | 0 | 0 | 0 | 0 | 0
F11_Industrial_Industrial - ID_New_Process_Natural Gas_Retrocommissioning_A_Achievable Technical Potential | F11 | Industrial | Industrial - ID | New | Process | Natural Gas | Retrocommissioning | A | Purchases (Cumulative) | Achievable Technical Potential | 0 | 0 | 0 | 0 | 0 | 0 | 0 | 0 | 0 | 0 | 0 | 0 | 0 | 0 | 0 | 0 | 0 | 0 | 0 | 0 | 0 | 0 | 0 | 0 | 0 | 0 | 0
F1_Industrial_Industrial - WA_Existing_Space Heating_Natural Gas_Furnace_A_Achievable Economic TRC Potential | F1 | Industrial | Industrial - WA | Existing | Space Heating | Natural Gas | Furnace | A | Integrated Unit Energy Savings (kWh or therms) | Achievable Economic TRC Potential | 0 | 47.696 | 47.5111 | 23.7555 | 23.7555 | 23.7555 | 23.7555 | 23.7555 | 23.7555 | 23.7555 | 23.7555 | 23.7555 | 23.7555 | 23.7555 | 23.7555 | 23.7555 | 23.7555 | 23.7555 | 23.7555 | 23.7555 | 23.7555 | 23.7555 | 23.7555 | 23.7555 | 23.7555 | 23.7555 | 23.7555
F2_Industrial_Industrial - WA_Existing_Space Heating_Natural Gas_Furnace_A_Achievable Economic TRC Potential | F2 | Industrial | Industrial - WA | Existing | Space Heating | Natural Gas | Furnace | A | Integrated Unit Summer Peak Savings (kW) | Achievable Economic TRC Potential | 0 | 0 | 0 | 0 | 0 | 0 | 0 | 0 | 0 | 0 | 0 | 0 | 0 | 0 | 0 | 0 | 0 | 0 | 0 | 0 | 0 | 0 | 0 | 0 | 0 | 0 | 0
F3_Industrial_Industrial - WA_Existing_Space Heating_Natural Gas_Furnace_A_Achievable Economic TRC Potential | F3 | Industrial | Industrial - WA | Existing | Space Heating | Natural Gas | Furnace | A | Integrated Unit Winter Peak Savings (kW) | Achievable Economic TRC Potential | 0 | 0 | 0 | 0 | 0 | 0 | 0 | 0 | 0 | 0 | 0 | 0 | 0 | 0 | 0 | 0 | 0 | 0 | 0 | 0 | 0 | 0 | 0 | 0 | 0 | 0 | 0
F4_Industrial_Industrial - WA_Existing_Space Heating_Natural Gas_Furnace_A_Achievable Economic TRC Potential | F4 | Industrial | Industrial - WA | Existing | Space Heating | Natural Gas | Furnace | A | Incremental Energy Savings (MWh or mTherms) | Achievable Economic TRC Potential | 0 | 0 | 0 | 0 | 0 | 0 | 0 | 0 | 0 | 0 | 0 | 0 | 0 | 0 | 0 | 0 | 0 | 0 | 0 | 0 | 0 | 0 | 0 | 0 | 0 | 0 | 0
F5_Industrial_Industrial - WA_Existing_Space Heating_Natural Gas_Furnace_A_Achievable Economic TRC Potential | F5 | Industrial | Industrial - WA | Existing | Space Heating | Natural Gas | Furnace | A | Incremental Summer Peak Savings (MW) | Achievable Economic TRC Potential | 0 | 0 | 0 | 0 | 0 | 0 | 0 | 0 | 0 | 0 | 0 | 0 | 0 | 0 | 0 | 0 | 0 | 0 | 0 | 0 | 0 | 0 | 0 | 0 | 0 | 0 | 0
F6_Industrial_Industrial - WA_Existing_Space Heating_Natural Gas_Furnace_A_Achievable Economic TRC Potential | F6 | Industrial | Industrial - WA | Existing | Space Heating | Natural Gas | Furnace | A | Incremental Winter Peak Savings (MW) | Achievable Economic TRC Potential | 0 | 0 | 0 | 0 | 0 | 0 | 0 | 0 | 0 | 0 | 0 | 0 | 0 | 0 | 0 | 0 | 0 | 0 | 0 | 0 | 0 | 0 | 0 | 0 | 0 | 0 | 0
F7_Industrial_Industrial - WA_Existing_Space Heating_Natural Gas_Furnace_A_Achievable Economic TRC Potential | F7 | Industrial | Industrial - WA | Existing | Space Heating | Natural Gas | Furnace | A | Cumulative Energy Savings (MWh or mTherms) | Achievable Economic TRC Potential | 0 | 0 | 0 | 0 | 0 | 0 | 0 | 0 | 0 | 0 | 0 | 0 | 0 | 0 | 0 | 0 | 0 | 0 | 0 | 0 | 0 | 0 | 0 | 0 | 0 | 0 | 0
F8_Industrial_Industrial - WA_Existing_Space Heating_Natural Gas_Furnace_A_Achievable Economic TRC Potential | F8 | Industrial | Industrial - WA | Existing | Space Heating | Natural Gas | Furnace | A | Cumulative Summer Peak Savings (MW) | Achievable Economic TRC Potential | 0 | 0 | 0 | 0 | 0 | 0 | 0 | 0 | 0 | 0 | 0 | 0 | 0 | 0 | 0 | 0 | 0 | 0 | 0 | 0 | 0 | 0 | 0 | 0 | 0 | 0 | 0
F9_Industrial_Industrial - WA_Existing_Space Heating_Natural Gas_Furnace_A_Achievable Economic TRC Potential | F9 | Industrial | Industrial - WA | Existing | Space Heating | Natural Gas | Furnace | A | Cumulative Winter Peak Savings (MW) | Achievable Economic TRC Potential | 0 | 0 | 0 | 0 | 0 | 0 | 0 | 0 | 0 | 0 | 0 | 0 | 0 | 0 | 0 | 0 | 0 | 0 | 0 | 0 | 0 | 0 | 0 | 0 | 0 | 0 | 0
F10_Industrial_Industrial - WA_Existing_Space Heating_Natural Gas_Furnace_A_Achievable Economic TRC Potential | F10 | Industrial | Industrial - WA | Existing | Space Heating | Natural Gas | Furnace | A | Purchases (Incremental) | Achievable Economic TRC Potential | 0 | 0 | 0 | 0 | 0 | 0 | 0 | 0 | 0 | 0 | 0 | 0 | 0 | 0 | 0 | 0 | 0 | 0 | 0 | 0 | 0 | 0 | 0 | 0 | 0 | 0 | 0
F11_Industrial_Industrial - WA_Existing_Space Heating_Natural Gas_Furnace_A_Achievable Economic TRC Potential | F11 | Industrial | Industrial - WA | Existing | Space Heating | Natural Gas | Furnace | A | Purchases (Cumulative) | Achievable Economic TRC Potential | 0 | 0 | 0 | 0 | 0 | 0 | 0 | 0 | 0 | 0 | 0 | 0 | 0 | 0 | 0 | 0 | 0 | 0 | 0 | 0 | 0 | 0 | 0 | 0 | 0 | 0 | 0
F1_Industrial_Industrial - WA_Existing_Space Heating_Natural Gas_Boiler_A_Achievable Economic TRC Potential | F1 | Industrial | Industrial - WA | Existing | Space Heating | Natural Gas | Boiler | A | Integrated Unit Energy Savings (kWh or therms) | Achievable Economic TRC Potential | 0 | 49.1964 | 49.0056 | 49.0056 | 49.0056 | 49.0056 | 49.0056 | 49.0056 | 49.0056 | 49.0056 | 49.0056 | 49.0056 | 49.0056 | 49.0056 | 49.0056 | 49.0056 | 49.0056 | 49.0056 | 49.0056 | 49.0056 | 49.0056 | 49.0056 | 49.0056 | 49.0056 | 49.0056 | 49.0056 | 49.0056
F2_Industrial_Industrial - WA_Existing_Space Heating_Natural Gas_Boiler_A_Achievable Economic TRC Potential | F2 | Industrial | Industrial - WA | Existing | Space Heating | Natural Gas | Boiler | A | Integrated Unit Summer Peak Savings (kW) | Achievable Economic TRC Potential | 0 | 0 | 0 | 0 | 0 | 0 | 0 | 0 | 0 | 0 | 0 | 0 | 0 | 0 | 0 | 0 | 0 | 0 | 0 | 0 | 0 | 0 | 0 | 0 | 0 | 0 | 0
F3_Industrial_Industrial - WA_Existing_Space Heating_Natural Gas_Boiler_A_Achievable Economic TRC Potential | F3 | Industrial | Industrial - WA | Existing | Space Heating | Natural Gas | Boiler | A | Integrated Unit Winter Peak Savings (kW) | Achievable Economic TRC Potential | 0 | 0 | 0 | 0 | 0 | 0 | 0 | 0 | 0 | 0 | 0 | 0 | 0 | 0 | 0 | 0 | 0 | 0 | 0 | 0 | 0 | 0 | 0 | 0 | 0 | 0 | 0
F4_Industrial_Industrial - WA_Existing_Space Heating_Natural Gas_Boiler_A_Achievable Economic TRC Potential | F4 | Industrial | Industrial - WA | Existing | Space Heating | Natural Gas | Boiler | A | Incremental Energy Savings (MWh or mTherms) | Achievable Economic TRC Potential | 0 | 0 | 0 | 0 | 0 | 0 | 0 | 0 | 0 | 0 | 0 | 0 | 0 | 0 | 0 | 0 | 0 | 0 | 0 | 0 | 0 | 0 | 0 | 0 | 0 | 0 | 0
F5_Industrial_Industrial - WA_Existing_Space Heating_Natural Gas_Boiler_A_Achievable Economic TRC Potential | F5 | Industrial | Industrial - WA | Existing | Space Heating | Natural Gas | Boiler | A | Incremental Summer Peak Savings (MW) | Achievable Economic TRC Potential | 0 | 0 | 0 | 0 | 0 | 0 | 0 | 0 | 0 | 0 | 0 | 0 | 0 | 0 | 0 | 0 | 0 | 0 | 0 | 0 | 0 | 0 | 0 | 0 | 0 | 0 | 0
F6_Industrial_Industrial - WA_Existing_Space Heating_Natural Gas_Boiler_A_Achievable Economic TRC Potential | F6 | Industrial | Industrial - WA | Existing | Space Heating | Natural Gas | Boiler | A | Incremental Winter Peak Savings (MW) | Achievable Economic TRC Potential | 0 | 0 | 0 | 0 | 0 | 0 | 0 | 0 | 0 | 0 | 0 | 0 | 0 | 0 | 0 | 0 | 0 | 0 | 0 | 0 | 0 | 0 | 0 | 0 | 0 | 0 | 0
F7_Industrial_Industrial - WA_Existing_Space Heating_Natural Gas_Boiler_A_Achievable Economic TRC Potential | F7 | Industrial | Industrial - WA | Existing | Space Heating | Natural Gas | Boiler | A | Cumulative Energy Savings (MWh or mTherms) | Achievable Economic TRC Potential | 0 | 0 | 0 | 0 | 0 | 0 | 0 | 0 | 0 | 0 | 0 | 0 | 0 | 0 | 0 | 0 | 0 | 0 | 0 | 0 | 0 | 0 | 0 | 0 | 0 | 0 | 0
F8_Industrial_Industrial - WA_Existing_Space Heating_Natural Gas_Boiler_A_Achievable Economic TRC Potential | F8 | Industrial | Industrial - WA | Existing | Space Heating | Natural Gas | Boiler | A | Cumulative Summer Peak Savings (MW) | Achievable Economic TRC Potential | 0 | 0 | 0 | 0 | 0 | 0 | 0 | 0 | 0 | 0 | 0 | 0 | 0 | 0 | 0 | 0 | 0 | 0 | 0 | 0 | 0 | 0 | 0 | 0 | 0 | 0 | 0
F9_Industrial_Industrial - WA_Existing_Space Heating_Natural Gas_Boiler_A_Achievable Economic TRC Potential | F9 | Industrial | Industrial - WA | Existing | Space Heating | Natural Gas | Boiler | A | Cumulative Winter Peak Savings (MW) | Achievable Economic TRC Potential | 0 | 0 | 0 | 0 | 0 | 0 | 0 | 0 | 0 | 0 | 0 | 0 | 0 | 0 | 0 | 0 | 0 | 0 | 0 | 0 | 0 | 0 | 0 | 0 | 0 | 0 | 0
F10_Industrial_Industrial - WA_Existing_Space Heating_Natural Gas_Boiler_A_Achievable Economic TRC Potential | F10 | Industrial | Industrial - WA | Existing | Space Heating | Natural Gas | Boiler | A | Purchases (Incremental) | Achievable Economic TRC Potential | 0 | 0 | 0 | 0 | 0 | 0 | 0 | 0 | 0 | 0 | 0 | 0 | 0 | 0 | 0 | 0 | 0 | 0 | 0 | 0 | 0 | 0 | 0 | 0 | 0 | 0 | 0
F11_Industrial_Industrial - WA_Existing_Space Heating_Natural Gas_Boiler_A_Achievable Economic TRC Potential | F11 | Industrial | Industrial - WA | Existing | Space Heating | Natural Gas | Boiler | A | Purchases (Cumulative) | Achievable Economic TRC Potential | 0 | 0 | 0 | 0 | 0 | 0 | 0 | 0 | 0 | 0 | 0 | 0 | 0 | 0 | 0 | 0 | 0 | 0 | 0 | 0 | 0 | 0 | 0 | 0 | 0 | 0 | 0
F1_Industrial_Industrial - WA_Existing_Space Heating_Natural Gas_Unit Heater_A_Achievable Economic TRC Potential | F1 | Industrial | Industrial - WA | Existing | Space Heating | Natural Gas | Unit Heater | A | Integrated Unit Energy Savings (kWh or therms) | Achievable Economic TRC Potential | 0 | 191840.798 | 191096.8947 | 191096.8947 | 191096.8947 | 191096.8947 | 191096.8947 | 191096.8947 | 191096.8947 | 191096.8947 | 191096.8947 | 191096.8947 | 191096.8947 | 191096.8947 | 191096.8947 | 191096.8947 | 191096.8947 | 191096.8947 | 191096.8947 | 191096.8947 | 191096.8947 | 191096.8947 | 191096.8947 | 191096.8947 | 191096.8947 | 191096.8947 | 191096.8947
F2_Industrial_Industrial - WA_Existing_Space Heating_Natural Gas_Unit Heater_A_Achievable Economic TRC Potential | F2 | Industrial | Industrial - WA | Existing | Space Heating | Natural Gas | Unit Heater | A | Integrated Unit Summer Peak Savings (kW) | Achievable Economic TRC Potential | 0 | 0 | 0 | 0 | 0 | 0 | 0 | 0 | 0 | 0 | 0 | 0 | 0 | 0 | 0 | 0 | 0 | 0 | 0 | 0 | 0 | 0 | 0 | 0 | 0 | 0 | 0
F3_Industrial_Industrial - WA_Existing_Space Heating_Natural Gas_Unit Heater_A_Achievable Economic TRC Potential | F3 | Industrial | Industrial - WA | Existing | Space Heating | Natural Gas | Unit Heater | A | Integrated Unit Winter Peak Savings (kW) | Achievable Economic TRC Potential | 0 | 0 | 0 | 0 | 0 | 0 | 0 | 0 | 0 | 0 | 0 | 0 | 0 | 0 | 0 | 0 | 0 | 0 | 0 | 0 | 0 | 0 | 0 | 0 | 0 | 0 | 0
F4_Industrial_Industrial - WA_Existing_Space Heating_Natural Gas_Unit Heater_A_Achievable Economic TRC Potential | F4 | Industrial | Industrial - WA | Existing | Space Heating | Natural Gas | Unit Heater | A | Incremental Energy Savings (MWh or mTherms) | Achievable Economic TRC Potential | 0 | 0 | 0.0073182 | 0.01567 | 0.024824 | 0.034581 | 0.044774 | 0.05434 | 0.062344 | 0.068953 | 0.074341 | 0.078671 | 0.082097 | 0.084752 | 0.086756 | 0.088212 | 0.089208 | 0.077447 | 0.064657 | 0.051858 | 0.03912 | 0.026495 | 0.01495 | 0.0053395 | 0 | 0 | 0
F5_Industrial_Industrial - WA_Existing_Space Heating_Natural Gas_Unit Heater_A_Achievable Economic TRC Potential | F5 | Industrial | Industrial - WA | Existing | Space Heating | Natural Gas | Unit Heater | A | Incremental Summer Peak Savings (MW) | Achievable Economic TRC Potential | 0 | 0 | 0 | 0 | 0 | 0 | 0 | 0 | 0 | 0 | 0 | 0 | 0 | 0 | 0 | 0 | 0 | 0 | 0 | 0 | 0 | 0 | 0 | 0 | 0 | 0 | 0
F6_Industrial_Industrial - WA_Existing_Space Heating_Natural Gas_Unit Heater_A_Achievable Economic TRC Potential | F6 | Industrial | Industrial - WA | Existing | Space Heating | Natural Gas | Unit Heater | A | Incremental Winter Peak Savings (MW) | Achievable Economic TRC Potential | 0 | 0 | 0 | 0 | 0 | 0 | 0 | 0 | 0 | 0 | 0 | 0 | 0 | 0 | 0 | 0 | 0 | 0 | 0 | 0 | 0 | 0 | 0 | 0 | 0 | 0 | 0
F7_Industrial_Industrial - WA_Existing_Space Heating_Natural Gas_Unit Heater_A_Achievable Economic TRC Potential | F7 | Industrial | Industrial - WA | Existing | Space Heating | Natural Gas | Unit Heater | A | Cumulative Energy Savings (MWh or mTherms) | Achievable Economic TRC Potential | 0 | 0 | 0.0073182 | 0.022989 | 0.047813 | 0.082394 | 0.12717 | 0.18151 | 0.24385 | 0.3128 | 0.38715 | 0.46582 | 0.54791 | 0.63267 | 0.71942 | 0.80763 | 0.89684 | 0.97429 | 1.0389 | 1.0908 | 1.1299 | 1.1564 | 1.1714 | 1.1767 | 1.1767 | 1.1767 | 1.1767
F8_Industrial_Industrial - WA_Existing_Space Heating_Natural Gas_Unit Heater_A_Achievable Economic TRC Potential | F8 | Industrial | Industrial - WA | Existing | Space Heating | Natural Gas | Unit Heater | A | Cumulative Summer Peak Savings (MW) | Achievable Economic TRC Potential | 0 | 0 | 0 | 0 | 0 | 0 | 0 | 0 | 0 | 0 | 0 | 0 | 0 | 0 | 0 | 0 | 0 | 0 | 0 | 0 | 0 | 0 | 0 | 0 | 0 | 0 | 0
F9_Industrial_Industrial - WA_Existing_Space Heating_Natural Gas_Unit Heater_A_Achievable Economic TRC Potential | F9 | Industrial | Industrial - WA | Existing | Space Heating | Natural Gas | Unit Heater | A | Cumulative Winter Peak Savings (MW) | Achievable Economic TRC Potential | 0 | 0 | 0 | 0 | 0 | 0 | 0 | 0 | 0 | 0 | 0 | 0 | 0 | 0 | 0 | 0 | 0 | 0 | 0 | 0 | 0 | 0 | 0 | 0 | 0 | 0 | 0
F10_Industrial_Industrial - WA_Existing_Space Heating_Natural Gas_Unit Heater_A_Achievable Economic TRC Potential | F10 | Industrial | Industrial - WA | Existing | Space Heating | Natural Gas | Unit Heater | A | Purchases (Incremental) | Achievable Economic TRC Potential | 0 | 0 | 3.8296e-05 | 8.2002e-05 | 0.0001299 | 0.00018096 | 0.0002343 | 0.00028436 | 0.00032624 | 0.00036083 | 0.00038902 | 0.00041168 | 0.00042961 | 0.0004435 | 0.00045399 | 0.00046161 | 0.00046682 | 0.00040528 | 0.00033834 | 0.00027137 | 0.00020471 | 0.00013865 | 7.8235e-05 | 2.7941e-05 | 0 | 0 | 0
F11_Industrial_Industrial - WA_Existing_Space Heating_Natural Gas_Unit Heater_A_Achievable Economic TRC Potential | F11 | Industrial | Industrial - WA | Existing | Space Heating | Natural Gas | Unit Heater | A | Purchases (Cumulative) | Achievable Economic TRC Potential | 0 | 0 | 3.8296e-05 | 0.0001203 | 0.0002502 | 0.00043116 | 0.00066546 | 0.00094982 | 0.0012761 | 0.0016369 | 0.0020259 | 0.0024376 | 0.0028672 | 0.0033107 | 0.0037647 | 0.0042263 | 0.0046931 | 0.0050984 | 0.0054367 | 0.0057081 | 0.0059128 | 0.0060515 | 0.0061297 | 0.0061576 | 0.0061576 | 0.0061576 | 0.0061576
F1_Industrial_Industrial - WA_New_Space Heating_Natural Gas_Furnace_A_Achievable Economic TRC Potential | F1 | Industrial | Industrial - WA | New | Space Heating | Natural Gas | Furnace | A | Integrated Unit Energy Savings (kWh or therms) | Achievable Economic TRC Potential | 0 | 36.5821 | 36.4403 | 18.2201 | 18.2201 | 18.2201 | 18.2201 | 18.2201 | 18.2201 | 18.2201 | 18.2201 | 18.2201 | 18.2201 | 18.2201 | 18.2201 | 18.2201 | 18.2201 | 18.2201 | 18.2201 | 18.2201 | 18.2201 | 18.2201 | 18.2201 | 18.2201 | 18.2201 | 18.2201 | 18.2201
F2_Industrial_Industrial - WA_New_Space Heating_Natural Gas_Furnace_A_Achievable Economic TRC Potential | F2 | Industrial | Industrial - WA | New | Space Heating | Natural Gas | Furnace | A | Integrated Unit Summer Peak Savings (kW) | Achievable Economic TRC Potential | 0 | 0 | 0 | 0 | 0 | 0 | 0 | 0 | 0 | 0 | 0 | 0 | 0 | 0 | 0 | 0 | 0 | 0 | 0 | 0 | 0 | 0 | 0 | 0 | 0 | 0 | 0
F3_Industrial_Industrial - WA_New_Space Heating_Natural Gas_Furnace_A_Achievable Economic TRC Potential | F3 | Industrial | Industrial - WA | New | Space Heating | Natural Gas | Furnace | A | Integrated Unit Winter Peak Savings (kW) | Achievable Economic TRC Potential | 0 | 0 | 0 | 0 | 0 | 0 | 0 | 0 | 0 | 0 | 0 | 0 | 0 | 0 | 0 | 0 | 0 | 0 | 0 | 0 | 0 | 0 | 0 | 0 | 0 | 0 | 0
F4_Industrial_Industrial - WA_New_Space Heating_Natural Gas_Furnace_A_Achievable Economic TRC Potential | F4 | Industrial | Industrial - WA | New | Space Heating | Natural Gas | Furnace | A | Incremental Energy Savings (MWh or mTherms) | Achievable Economic TRC Potential | 0 | 0 | 0 | 0 | 0 | 0 | 0 | 0 | 0 | 0 | 0 | 0 | 0 | 0 | 0 | 0 | 0 | 0 | 0 | 0 | 0 | 0 | 0 | 0 | 0 | 0 | 0
F5_Industrial_Industrial - WA_New_Space Heating_Natural Gas_Furnace_A_Achievable Economic TRC Potential | F5 | Industrial | Industrial - WA | New | Space Heating | Natural Gas | Furnace | A | Incremental Summer Peak Savings (MW) | Achievable Economic TRC Potential | 0 | 0 | 0 | 0 | 0 | 0 | 0 | 0 | 0 | 0 | 0 | 0 | 0 | 0 | 0 | 0 | 0 | 0 | 0 | 0 | 0 | 0 | 0 | 0 | 0 | 0 | 0
F6_Industrial_Industrial - WA_New_Space Heating_Natural Gas_Furnace_A_Achievable Economic TRC Potential | F6 | Industrial | Industrial - WA | New | Space Heating | Natural Gas | Furnace | A | Incremental Winter Peak Savings (MW) | Achievable Economic TRC Potential | 0 | 0 | 0 | 0 | 0 | 0 | 0 | 0 | 0 | 0 | 0 | 0 | 0 | 0 | 0 | 0 | 0 | 0 | 0 | 0 | 0 | 0 | 0 | 0 | 0 | 0 | 0
F7_Industrial_Industrial - WA_New_Space Heating_Natural Gas_Furnace_A_Achievable Economic TRC Potential | F7 | Industrial | Industrial - WA | New | Space Heating | Natural Gas | Furnace | A | Cumulative Energy Savings (MWh or mTherms) | Achievable Economic TRC Potential | 0 | 0 | 0 | 0 | 0 | 0 | 0 | 0 | 0 | 0 | 0 | 0 | 0 | 0 | 0 | 0 | 0 | 0 | 0 | 0 | 0 | 0 | 0 | 0 | 0 | 0 | 0
F8_Industrial_Industrial - WA_New_Space Heating_Natural Gas_Furnace_A_Achievable Economic TRC Potential | F8 | Industrial | Industrial - WA | New | Space Heating | Natural Gas | Furnace | A | Cumulative Summer Peak Savings (MW) | Achievable Economic TRC Potential | 0 | 0 | 0 | 0 | 0 | 0 | 0 | 0 | 0 | 0 | 0 | 0 | 0 | 0 | 0 | 0 | 0 | 0 | 0 | 0 | 0 | 0 | 0 | 0 | 0 | 0 | 0
F9_Industrial_Industrial - WA_New_Space Heating_Natural Gas_Furnace_A_Achievable Economic TRC Potential | F9 | Industrial | Industrial - WA | New | Space Heating | Natural Gas | Furnace | A | Cumulative Winter Peak Savings (MW) | Achievable Economic TRC Potential | 0 | 0 | 0 | 0 | 0 | 0 | 0 | 0 | 0 | 0 | 0 | 0 | 0 | 0 | 0 | 0 | 0 | 0 | 0 | 0 | 0 | 0 | 0 | 0 | 0 | 0 | 0
F10_Industrial_Industrial - WA_New_Space Heating_Natural Gas_Furnace_A_Achievable Economic TRC Potential | F10 | Industrial | Industrial - WA | New | Space Heating | Natural Gas | Furnace | A | Purchases (Incremental) | Achievable Economic TRC Potential | 0 | 0 | 0 | 0 | 0 | 0 | 0 | 0 | 0 | 0 | 0 | 0 | 0 | 0 | 0 | 0 | 0 | 0 | 0 | 0 | 0 | 0 | 0 | 0 | 0 | 0 | 0
F11_Industrial_Industrial - WA_New_Space Heating_Natural Gas_Furnace_A_Achievable Economic TRC Potential | F11 | Industrial | Industrial - WA | New | Space Heating | Natural Gas | Furnace | A | Purchases (Cumulative) | Achievable Economic TRC Potential | 0 | 0 | 0 | 0 | 0 | 0 | 0 | 0 | 0 | 0 | 0 | 0 | 0 | 0 | 0 | 0 | 0 | 0 | 0 | 0 | 0 | 0 | 0 | 0 | 0 | 0 | 0
F1_Industrial_Industrial - WA_New_Space Heating_Natural Gas_Boiler_A_Achievable Economic TRC Potential | F1 | Industrial | Industrial - WA | New | Space Heating | Natural Gas | Boiler | A | Integrated Unit Energy Savings (kWh or therms) | Achievable Economic TRC Potential | 0 | 44.0904 | 43.9194 | 43.9194 | 43.9194 | 43.9194 | 43.9194 | 43.9194 | 43.9194 | 43.9194 | 43.9194 | 43.9194 | 43.9194 | 43.9194 | 43.9194 | 43.9194 | 43.9194 | 43.9194 | 43.9194 | 43.9194 | 43.9194 | 43.9194 | 43.9194 | 43.9194 | 43.9194 | 43.9194 | 43.9194
F2_Industrial_Industrial - WA_New_Space Heating_Natural Gas_Boiler_A_Achievable Economic TRC Potential | F2 | Industrial | Industrial - WA | New | Space Heating | Natural Gas | Boiler | A | Integrated Unit Summer Peak Savings (kW) | Achievable Economic TRC Potential | 0 | 0 | 0 | 0 | 0 | 0 | 0 | 0 | 0 | 0 | 0 | 0 | 0 | 0 | 0 | 0 | 0 | 0 | 0 | 0 | 0 | 0 | 0 | 0 | 0 | 0 | 0
F3_Industrial_Industrial - WA_New_Space Heating_Natural Gas_Boiler_A_Achievable Economic TRC Potential | F3 | Industrial | Industrial - WA | New | Space Heating | Natural Gas | Boiler | A | Integrated Unit Winter Peak Savings (kW) | Achievable Economic TRC Potential | 0 | 0 | 0 | 0 | 0 | 0 | 0 | 0 | 0 | 0 | 0 | 0 | 0 | 0 | 0 | 0 | 0 | 0 | 0 | 0 | 0 | 0 | 0 | 0 | 0 | 0 | 0
F4_Industrial_Industrial - WA_New_Space Heating_Natural Gas_Boiler_A_Achievable Economic TRC Potential | F4 | Industrial | Industrial - WA | New | Space Heating | Natural Gas | Boiler | A | Incremental Energy Savings (MWh or mTherms) | Achievable Economic TRC Potential | 0 | 0 | 0 | 0 | 0 | 0 | 0 | 0 | 0 | 0 | 0 | 0 | 0 | 0 | 0 | 0 | 0 | 0 | 0 | 0 | 0 | 0 | 0 | 0 | 0 | 0 | 0
F5_Industrial_Industrial - WA_New_Space Heating_Natural Gas_Boiler_A_Achievable Economic TRC Potential | F5 | Industrial | Industrial - WA | New | Space Heating | Natural Gas | Boiler | A | Incremental Summer Peak Savings (MW) | Achievable Economic TRC Potential | 0 | 0 | 0 | 0 | 0 | 0 | 0 | 0 | 0 | 0 | 0 | 0 | 0 | 0 | 0 | 0 | 0 | 0 | 0 | 0 | 0 | 0 | 0 | 0 | 0 | 0 | 0
F6_Industrial_Industrial - WA_New_Space Heating_Natural Gas_Boiler_A_Achievable Economic TRC Potential | F6 | Industrial | Industrial - WA | New | Space Heating | Natural Gas | Boiler | A | Incremental Winter Peak Savings (MW) | Achievable Economic TRC Potential | 0 | 0 | 0 | 0 | 0 | 0 | 0 | 0 | 0 | 0 | 0 | 0 | 0 | 0 | 0 | 0 | 0 | 0 | 0 | 0 | 0 | 0 | 0 | 0 | 0 | 0 | 0
F7_Industrial_Industrial - WA_New_Space Heating_Natural Gas_Boiler_A_Achievable Economic TRC Potential | F7 | Industrial | Industrial - WA | New | Space Heating | Natural Gas | Boiler | A | Cumulative Energy Savings (MWh or mTherms) | Achievable Economic TRC Potential | 0 | 0 | 0 | 0 | 0 | 0 | 0 | 0 | 0 | 0 | 0 | 0 | 0 | 0 | 0 | 0 | 0 | 0 | 0 | 0 | 0 | 0 | 0 | 0 | 0 | 0 | 0
F8_Industrial_Industrial - WA_New_Space Heating_Natural Gas_Boiler_A_Achievable Economic TRC Potential | F8 | Industrial | Industrial - WA | New | Space Heating | Natural Gas | Boiler | A | Cumulative Summer Peak Savings (MW) | Achievable Economic TRC Potential | 0 | 0 | 0 | 0 | 0 | 0 | 0 | 0 | 0 | 0 | 0 | 0 | 0 | 0 | 0 | 0 | 0 | 0 | 0 | 0 | 0 | 0 | 0 | 0 | 0 | 0 | 0
F9_Industrial_Industrial - WA_New_Space Heating_Natural Gas_Boiler_A_Achievable Economic TRC Potential | F9 | Industrial | Industrial - WA | New | Space Heating | Natural Gas | Boiler | A | Cumulative Winter Peak Savings (MW) | Achievable Economic TRC Potential | 0 | 0 | 0 | 0 | 0 | 0 | 0 | 0 | 0 | 0 | 0 | 0 | 0 | 0 | 0 | 0 | 0 | 0 | 0 | 0 | 0 | 0 | 0 | 0 | 0 | 0 | 0
F10_Industrial_Industrial - WA_New_Space Heating_Natural Gas_Boiler_A_Achievable Economic TRC Potential | F10 | Industrial | Industrial - WA | New | Space Heating | Natural Gas | Boiler | A | Purchases (Incremental) | Achievable Economic TRC Potential | 0 | 0 | 0 | 0 | 0 | 0 | 0 | 0 | 0 | 0 | 0 | 0 | 0 | 0 | 0 | 0 | 0 | 0 | 0 | 0 | 0 | 0 | 0 | 0 | 0 | 0 | 0
F11_Industrial_Industrial - WA_New_Space Heating_Natural Gas_Boiler_A_Achievable Economic TRC Potential | F11 | Industrial | Industrial - WA | New | Space Heating | Natural Gas | Boiler | A | Purchases (Cumulative) | Achievable Economic TRC Potential | 0 | 0 | 0 | 0 | 0 | 0 | 0 | 0 | 0 | 0 | 0 | 0 | 0 | 0 | 0 | 0 | 0 | 0 | 0 | 0 | 0 | 0 | 0 | 0 | 0 | 0 | 0
F1_Industrial_Industrial - WA_New_Space Heating_Natural Gas_Unit Heater_A_Achievable Economic TRC Potential | F1 | Industrial | Industrial - WA | New | Space Heating | Natural Gas | Unit Heater | A | Integrated Unit Energy Savings (kWh or therms) | Achievable Economic TRC Potential | 0 | 191840.798 | 191096.8947 | 191096.8947 | 191096.8947 | 191096.8947 | 191096.8947 | 191096.8947 | 191096.8947 | 191096.8947 | 191096.8947 | 191096.8947 | 191096.8947 | 191096.8947 | 191096.8947 | 191096.8947 | 191096.8947 | 191096.8947 | 191096.8947 | 191096.8947 | 191096.8947 | 191096.8947 | 191096.8947 | 191096.8947 | 191096.8947 | 191096.8947 | 191096.8947
F2_Industrial_Industrial - WA_New_Space Heating_Natural Gas_Unit Heater_A_Achievable Economic TRC Potential | F2 | Industrial | Industrial - WA | New | Space Heating | Natural Gas | Unit Heater | A | Integrated Unit Summer Peak Savings (kW) | Achievable Economic TRC Potential | 0 | 0 | 0 | 0 | 0 | 0 | 0 | 0 | 0 | 0 | 0 | 0 | 0 | 0 | 0 | 0 | 0 | 0 | 0 | 0 | 0 | 0 | 0 | 0 | 0 | 0 | 0
F3_Industrial_Industrial - WA_New_Space Heating_Natural Gas_Unit Heater_A_Achievable Economic TRC Potential | F3 | Industrial | Industrial - WA | New | Space Heating | Natural Gas | Unit Heater | A | Integrated Unit Winter Peak Savings (kW) | Achievable Economic TRC Potential | 0 | 0 | 0 | 0 | 0 | 0 | 0 | 0 | 0 | 0 | 0 | 0 | 0 | 0 | 0 | 0 | 0 | 0 | 0 | 0 | 0 | 0 | 0 | 0 | 0 | 0 | 0
F4_Industrial_Industrial - WA_New_Space Heating_Natural Gas_Unit Heater_A_Achievable Economic TRC Potential | F4 | Industrial | Industrial - WA | New | Space Heating | Natural Gas | Unit Heater | A | Incremental Energy Savings (MWh or mTherms) | Achievable Economic TRC Potential | 0 | 0 | 0.01519 | 0.021993 | 0.025925 | 0.028049 | 0.024169 | 0.028037 | 0.030925 | 0.033047 | 0.034568 | 0.035619 | 0.036303 | 0.036701 | 0.036877 | 0.03688 | 0.036749 | 0.036203 | 0.04002 | 0.042221 | 0.043677 | 0.049415 | 0.04539 | 0.042248 | 0.039788 | 0.037852 | 0.03632
F5_Industrial_Industrial - WA_New_Space Heating_Natural Gas_Unit Heater_A_Achievable Economic TRC Potential | F5 | Industrial | Industrial - WA | New | Space Heating | Natural Gas | Unit Heater | A | Incremental Summer Peak Savings (MW) | Achievable Economic TRC Potential | 0 | 0 | 0 | 0 | 0 | 0 | 0 | 0 | 0 | 0 | 0 | 0 | 0 | 0 | 0 | 0 | 0 | 0 | 0 | 0 | 0 | 0 | 0 | 0 | 0 | 0 | 0
F6_Industrial_Industrial - WA_New_Space Heating_Natural Gas_Unit Heater_A_Achievable Economic TRC Potential | F6 | Industrial | Industrial - WA | New | Space Heating | Natural Gas | Unit Heater | A | Incremental Winter Peak Savings (MW) | Achievable Economic TRC Potential | 0 | 0 | 0 | 0 | 0 | 0 | 0 | 0 | 0 | 0 | 0 | 0 | 0 | 0 | 0 | 0 | 0 | 0 | 0 | 0 | 0 | 0 | 0 | 0 | 0 | 0 | 0
F7_Industrial_Industrial - WA_New_Space Heating_Natural Gas_Unit Heater_A_Achievable Economic TRC Potential | F7 | Industrial | Industrial - WA | New | Space Heating | Natural Gas | Unit Heater | A | Cumulative Energy Savings (MWh or mTherms) | Achievable Economic TRC Potential | 0 | 0 | 0.01519 | 0.037182 | 0.063108 | 0.091156 | 0.11533 | 0.14336 | 0.17429 | 0.20733 | 0.2419 | 0.27752 | 0.31382 | 0.35053 | 0.3874 | 0.42428 | 0.46103 | 0.49723 | 0.53725 | 0.57948 | 0.62315 | 0.67257 | 0.71796 | 0.76021 | 0.79999 | 0.83785 | 0.87417
F8_Industrial_Industrial - WA_New_Space Heating_Natural Gas_Unit Heater_A_Achievable Economic TRC Potential | F8 | Industrial | Industrial - WA | New | Space Heating | Natural Gas | Unit Heater | A | Cumulative Summer Peak Savings (MW) | Achievable Economic TRC Potential | 0 | 0 | 0 | 0 | 0 | 0 | 0 | 0 | 0 | 0 | 0 | 0 | 0 | 0 | 0 | 0 | 0 | 0 | 0 | 0 | 0 | 0 | 0 | 0 | 0 | 0 | 0
F9_Industrial_Industrial - WA_New_Space Heating_Natural Gas_Unit Heater_A_Achievable Economic TRC Potential | F9 | Industrial | Industrial - WA | New | Space Heating | Natural Gas | Unit Heater | A | Cumulative Winter Peak Savings (MW) | Achievable Economic TRC Potential | 0 | 0 | 0 | 0 | 0 | 0 | 0 | 0 | 0 | 0 | 0 | 0 | 0 | 0 | 0 | 0 | 0 | 0 | 0 | 0 | 0 | 0 | 0 | 0 | 0 | 0 | 0
F10_Industrial_Industrial - WA_New_Space Heating_Natural Gas_Unit Heater_A_Achievable Economic TRC Potential | F10 | Industrial | Industrial - WA | New | Space Heating | Natural Gas | Unit Heater | A | Purchases (Incremental) | Achievable Economic TRC Potential | 0 | 0 | 7.9487e-05 | 0.00011509 | 0.00013567 | 0.00014678 | 0.00012648 | 0.00014671 | 0.00016183 | 0.00017293 | 0.00018089 | 0.00018639 | 0.00018997 | 0.00019206 | 0.00019298 | 0.00019299 | 0.00019231 | 0.00018945 | 0.00020942 | 0.00022094 | 0.00022856 | 0.00025859 | 0.00023753 | 0.00022108 | 0.00020821 | 0.00019808 | 0.00019006
F11_Industrial_Industrial - WA_New_Space Heating_Natural Gas_Unit Heater_A_Achievable Economic TRC Potential | F11 | Industrial | Industrial - WA | New | Space Heating | Natural Gas | Unit Heater | A | Purchases (Cumulative) | Achievable Economic TRC Potential | 0 | 0 | 7.9487e-05 | 0.00019457 | 0.00033024 | 0.00047702 | 0.00060349 | 0.00075021 | 0.00091204 | 0.001085 | 0.0012659 | 0.0014523 | 0.0016422 | 0.0018343 | 0.0020273 | 0.0022203 | 0.0024126 | 0.002602 | 0.0028114 | 0.0030324 | 0.0032609 | 0.0035195 | 0.003757 | 0.0039781 | 0.0041863 | 0.0043844 | 0.0045745
F1_Industrial_Industrial - ID_Existing_Space Heating_Natural Gas_Furnace_A_Achievable Economic TRC Potential | F1 | Industrial | Industrial - ID | Existing | Space Heating | Natural Gas | Furnace | A | Integrated Unit Energy Savings (kWh or therms) | Achievable Economic TRC Potential | 0 | 55.8014 | 55.585 | 27.7925 | 27.7925 | 27.7925 | 27.7925 | 27.7925 | 27.7925 | 27.7925 | 27.7925 | 27.7925 | 27.7925 | 27.7925 | 27.7925 | 27.7925 | 27.7925 | 27.7925 | 27.7925 | 27.7925 | 27.7925 | 27.7925 | 27.7925 | 27.7925 | 27.7925 | 27.7925 | 27.7925
F2_Industrial_Industrial - ID_Existing_Space Heating_Natural Gas_Furnace_A_Achievable Economic TRC Potential | F2 | Industrial | Industrial - ID | Existing | Space Heating | Natural Gas | Furnace | A | Integrated Unit Summer Peak Savings (kW) | Achievable Economic TRC Potential | 0 | 0 | 0 | 0 | 0 | 0 | 0 | 0 | 0 | 0 | 0 | 0 | 0 | 0 | 0 | 0 | 0 | 0 | 0 | 0 | 0 | 0 | 0 | 0 | 0 | 0 | 0
F3_Industrial_Industrial - ID_Existing_Space Heating_Natural Gas_Furnace_A_Achievable Economic TRC Potential | F3 | Industrial | Industrial - ID | Existing | Space Heating | Natural Gas | Furnace | A | Integrated Unit Winter Peak Savings (kW) | Achievable Economic TRC Potential | 0 | 0 | 0 | 0 | 0 | 0 | 0 | 0 | 0 | 0 | 0 | 0 | 0 | 0 | 0 | 0 | 0 | 0 | 0 | 0 | 0 | 0 | 0 | 0 | 0 | 0 | 0
F4_Industrial_Industrial - ID_Existing_Space Heating_Natural Gas_Furnace_A_Achievable Economic TRC Potential | F4 | Industrial | Industrial - ID | Existing | Space Heating | Natural Gas | Furnace | A | Incremental Energy Savings (MWh or mTherms) | Achievable Economic TRC Potential | 0 | 0 | 0 | 0 | 0 | 0 | 0 | 0 | 0 | 0 | 0 | 0 | 0 | 0 | 0 | 0 | 0 | 0 | 0 | 0 | 0 | 0 | 0 | 0 | 0 | 0 | 0
F5_Industrial_Industrial - ID_Existing_Space Heating_Natural Gas_Furnace_A_Achievable Economic TRC Potential | F5 | Industrial | Industrial - ID | Existing | Space Heating | Natural Gas | Furnace | A | Incremental Summer Peak Savings (MW) | Achievable Economic TRC Potential | 0 | 0 | 0 | 0 | 0 | 0 | 0 | 0 | 0 | 0 | 0 | 0 | 0 | 0 | 0 | 0 | 0 | 0 | 0 | 0 | 0 | 0 | 0 | 0 | 0 | 0 | 0
F6_Industrial_Industrial - ID_Existing_Space Heating_Natural Gas_Furnace_A_Achievable Economic TRC Potential | F6 | Industrial | Industrial - ID | Existing | Space Heating | Natural Gas | Furnace | A | Incremental Winter Peak Savings (MW) | Achievable Economic TRC Potential | 0 | 0 | 0 | 0 | 0 | 0 | 0 | 0 | 0 | 0 | 0 | 0 | 0 | 0 | 0 | 0 | 0 | 0 | 0 | 0 | 0 | 0 | 0 | 0 | 0 | 0 | 0
F7_Industrial_Industrial - ID_Existing_Space Heating_Natural Gas_Furnace_A_Achievable Economic TRC Potential | F7 | Industrial | Industrial - ID | Existing | Space Heating | Natural Gas | Furnace | A | Cumulative Energy Savings (MWh or mTherms) | Achievable Economic TRC Potential | 0 | 0 | 0 | 0 | 0 | 0 | 0 | 0 | 0 | 0 | 0 | 0 | 0 | 0 | 0 | 0 | 0 | 0 | 0 | 0 | 0 | 0 | 0 | 0 | 0 | 0 | 0
F8_Industrial_Industrial - ID_Existing_Space Heating_Natural Gas_Furnace_A_Achievable Economic TRC Potential | F8 | Industrial | Industrial - ID | Existing | Space Heating | Natural Gas | Furnace | A | Cumulative Summer Peak Savings (MW) | Achievable Economic TRC Potential | 0 | 0 | 0 | 0 | 0 | 0 | 0 | 0 | 0 | 0 | 0 | 0 | 0 | 0 | 0 | 0 | 0 | 0 | 0 | 0 | 0 | 0 | 0 | 0 | 0 | 0 | 0
F9_Industrial_Industrial - ID_Existing_Space Heating_Natural Gas_Furnace_A_Achievable Economic TRC Potential | F9 | Industrial | Industrial - ID | Existing | Space Heating | Natural Gas | Furnace | A | Cumulative Winter Peak Savings (MW) | Achievable Economic TRC Potential | 0 | 0 | 0 | 0 | 0 | 0 | 0 | 0 | 0 | 0 | 0 | 0 | 0 | 0 | 0 | 0 | 0 | 0 | 0 | 0 | 0 | 0 | 0 | 0 | 0 | 0 | 0
F10_Industrial_Industrial - ID_Existing_Space Heating_Natural Gas_Furnace_A_Achievable Economic TRC Potential | F10 | Industrial | Industrial - ID | Existing | Space Heating | Natural Gas | Furnace | A | Purchases (Incremental) | Achievable Economic TRC Potential | 0 | 0 | 0 | 0 | 0 | 0 | 0 | 0 | 0 | 0 | 0 | 0 | 0 | 0 | 0 | 0 | 0 | 0 | 0 | 0 | 0 | 0 | 0 | 0 | 0 | 0 | 0
F11_Industrial_Industrial - ID_Existing_Space Heating_Natural Gas_Furnace_A_Achievable Economic TRC Potential | F11 | Industrial | Industrial - ID | Existing | Space Heating | Natural Gas | Furnace | A | Purchases (Cumulative) | Achievable Economic TRC Potential | 0 | 0 | 0 | 0 | 0 | 0 | 0 | 0 | 0 | 0 | 0 | 0 | 0 | 0 | 0 | 0 | 0 | 0 | 0 | 0 | 0 | 0 | 0 | 0 | 0 | 0 | 0
F1_Industrial_Industrial - ID_Existing_Space Heating_Natural Gas_Boiler_A_Achievable Economic TRC Potential | F1 | Industrial | Industrial - ID | Existing | Space Heating | Natural Gas | Boiler | A | Integrated Unit Energy Savings (kWh or therms) | Achievable Economic TRC Potential | 0 | 57.5568 | 57.3336 | 57.3336 | 57.3336 | 57.3336 | 57.3336 | 57.3336 | 57.3336 | 57.3336 | 57.3336 | 57.3336 | 57.3336 | 57.3336 | 57.3336 | 57.3336 | 57.3336 | 57.3336 | 57.3336 | 57.3336 | 57.3336 | 57.3336 | 57.3336 | 57.3336 | 57.3336 | 57.3336 | 57.3336
F2_Industrial_Industrial - ID_Existing_Space Heating_Natural Gas_Boiler_A_Achievable Economic TRC Potential | F2 | Industrial | Industrial - ID | Existing | Space Heating | Natural Gas | Boiler | A | Integrated Unit Summer Peak Savings (kW) | Achievable Economic TRC Potential | 0 | 0 | 0 | 0 | 0 | 0 | 0 | 0 | 0 | 0 | 0 | 0 | 0 | 0 | 0 | 0 | 0 | 0 | 0 | 0 | 0 | 0 | 0 | 0 | 0 | 0 | 0
F3_Industrial_Industrial - ID_Existing_Space Heating_Natural Gas_Boiler_A_Achievable Economic TRC Potential | F3 | Industrial | Industrial - ID | Existing | Space Heating | Natural Gas | Boiler | A | Integrated Unit Winter Peak Savings (kW) | Achievable Economic TRC Potential | 0 | 0 | 0 | 0 | 0 | 0 | 0 | 0 | 0 | 0 | 0 | 0 | 0 | 0 | 0 | 0 | 0 | 0 | 0 | 0 | 0 | 0 | 0 | 0 | 0 | 0 | 0
F4_Industrial_Industrial - ID_Existing_Space Heating_Natural Gas_Boiler_A_Achievable Economic TRC Potential | F4 | Industrial | Industrial - ID | Existing | Space Heating | Natural Gas | Boiler | A | Incremental Energy Savings (MWh or mTherms) | Achievable Economic TRC Potential | 0 | 0 | 0 | 0 | 0 | 0 | 0 | 0 | 0 | 0 | 0 | 0 | 0 | 0 | 0 | 0 | 0 | 0 | 0 | 0 | 0 | 0 | 0 | 0 | 0 | 0 | 0
F5_Industrial_Industrial - ID_Existing_Space Heating_Natural Gas_Boiler_A_Achievable Economic TRC Potential | F5 | Industrial | Industrial - ID | Existing | Space Heating | Natural Gas | Boiler | A | Incremental Summer Peak Savings (MW) | Achievable Economic TRC Potential | 0 | 0 | 0 | 0 | 0 | 0 | 0 | 0 | 0 | 0 | 0 | 0 | 0 | 0 | 0 | 0 | 0 | 0 | 0 | 0 | 0 | 0 | 0 | 0 | 0 | 0 | 0
F6_Industrial_Industrial - ID_Existing_Space Heating_Natural Gas_Boiler_A_Achievable Economic TRC Potential | F6 | Industrial | Industrial - ID | Existing | Space Heating | Natural Gas | Boiler | A | Incremental Winter Peak Savings (MW) | Achievable Economic TRC Potential | 0 | 0 | 0 | 0 | 0 | 0 | 0 | 0 | 0 | 0 | 0 | 0 | 0 | 0 | 0 | 0 | 0 | 0 | 0 | 0 | 0 | 0 | 0 | 0 | 0 | 0 | 0
F7_Industrial_Industrial - ID_Existing_Space Heating_Natural Gas_Boiler_A_Achievable Economic TRC Potential | F7 | Industrial | Industrial - ID | Existing | Space Heating | Natural Gas | Boiler | A | Cumulative Energy Savings (MWh or mTherms) | Achievable Economic TRC Potential | 0 | 0 | 0 | 0 | 0 | 0 | 0 | 0 | 0 | 0 | 0 | 0 | 0 | 0 | 0 | 0 | 0 | 0 | 0 | 0 | 0 | 0 | 0 | 0 | 0 | 0 | 0
F8_Industrial_Industrial - ID_Existing_Space Heating_Natural Gas_Boiler_A_Achievable Economic TRC Potential | F8 | Industrial | Industrial - ID | Existing | Space Heating | Natural Gas | Boiler | A | Cumulative Summer Peak Savings (MW) | Achievable Economic TRC Potential | 0 | 0 | 0 | 0 | 0 | 0 | 0 | 0 | 0 | 0 | 0 | 0 | 0 | 0 | 0 | 0 | 0 | 0 | 0 | 0 | 0 | 0 | 0 | 0 | 0 | 0 | 0
F9_Industrial_Industrial - ID_Existing_Space Heating_Natural Gas_Boiler_A_Achievable Economic TRC Potential | F9 | Industrial | Industrial - ID | Existing | Space Heating | Natural Gas | Boiler | A | Cumulative Winter Peak Savings (MW) | Achievable Economic TRC Potential | 0 | 0 | 0 | 0 | 0 | 0 | 0 | 0 | 0 | 0 | 0 | 0 | 0 | 0 | 0 | 0 | 0 | 0 | 0 | 0 | 0 | 0 | 0 | 0 | 0 | 0 | 0
F10_Industrial_Industrial - ID_Existing_Space Heating_Natural Gas_Boiler_A_Achievable Economic TRC Potential | F10 | Industrial | Industrial - ID | Existing | Space Heating | Natural Gas | Boiler | A | Purchases (Incremental) | Achievable Economic TRC Potential | 0 | 0 | 0 | 0 | 0 | 0 | 0 | 0 | 0 | 0 | 0 | 0 | 0 | 0 | 0 | 0 | 0 | 0 | 0 | 0 | 0 | 0 | 0 | 0 | 0 | 0 | 0
F11_Industrial_Industrial - ID_Existing_Space Heating_Natural Gas_Boiler_A_Achievable Economic TRC Potential | F11 | Industrial | Industrial - ID | Existing | Space Heating | Natural Gas | Boiler | A | Purchases (Cumulative) | Achievable Economic TRC Potential | 0 | 0 | 0 | 0 | 0 | 0 | 0 | 0 | 0 | 0 | 0 | 0 | 0 | 0 | 0 | 0 | 0 | 0 | 0 | 0 | 0 | 0 | 0 | 0 | 0 | 0 | 0
F1_Industrial_Industrial - ID_Existing_Space Heating_Natural Gas_Unit Heater_A_Achievable Economic TRC Potential | F1 | Industrial | Industrial - ID | Existing | Space Heating | Natural Gas | Unit Heater | A | Integrated Unit Energy Savings (kWh or therms) | Achievable Economic TRC Potential | 0 | 191840.798 | 191096.8947 | 191096.8947 | 191096.8947 | 191096.8947 | 191096.8947 | 191096.8947 | 191096.8947 | 191096.8947 | 191096.8947 | 191096.8947 | 191096.8947 | 191096.8947 | 191096.8947 | 191096.8947 | 191096.8947 | 191096.8947 | 191096.8947 | 191096.8947 | 191096.8947 | 191096.8947 | 191096.8947 | 191096.8947 | 191096.8947 | 191096.8947 | 191096.8947
F2_Industrial_Industrial - ID_Existing_Space Heating_Natural Gas_Unit Heater_A_Achievable Economic TRC Potential | F2 | Industrial | Industrial - ID | Existing | Space Heating | Natural Gas | Unit Heater | A | Integrated Unit Summer Peak Savings (kW) | Achievable Economic TRC Potential | 0 | 0 | 0 | 0 | 0 | 0 | 0 | 0 | 0 | 0 | 0 | 0 | 0 | 0 | 0 | 0 | 0 | 0 | 0 | 0 | 0 | 0 | 0 | 0 | 0 | 0 | 0
F3_Industrial_Industrial - ID_Existing_Space Heating_Natural Gas_Unit Heater_A_Achievable Economic TRC Potential | F3 | Industrial | Industrial - ID | Existing | Space Heating | Natural Gas | Unit Heater | A | Integrated Unit Winter Peak Savings (kW) | Achievable Economic TRC Potential | 0 | 0 | 0 | 0 | 0 | 0 | 0 | 0 | 0 | 0 | 0 | 0 | 0 | 0 | 0 | 0 | 0 | 0 | 0 | 0 | 0 | 0 | 0 | 0 | 0 | 0 | 0
F4_Industrial_Industrial - ID_Existing_Space Heating_Natural Gas_Unit Heater_A_Achievable Economic TRC Potential | F4 | Industrial | Industrial - ID | Existing | Space Heating | Natural Gas | Unit Heater | A | Incremental Energy Savings (MWh or mTherms) | Achievable Economic TRC Potential | 0 | 0 | 0.0063153 | 0.013523 | 0.021422 | 0.029842 | 0.038638 | 0.046893 | 0.0538 | 0.059503 | 0.064153 | 0.06789 | 0.070846 | 0.073137 | 0.074866 | 0.076123 | 0.076982 | 0.066833 | 0.055796 | 0.044751 | 0.033758 | 0.022864 | 0.012901 | 0.0046077 | 0 | 0 | 0
F5_Industrial_Industrial - ID_Existing_Space Heating_Natural Gas_Unit Heater_A_Achievable Economic TRC Potential | F5 | Industrial | Industrial - ID | Existing | Space Heating | Natural Gas | Unit Heater | A | Incremental Summer Peak Savings (MW) | Achievable Economic TRC Potential | 0 | 0 | 0 | 0 | 0 | 0 | 0 | 0 | 0 | 0 | 0 | 0 | 0 | 0 | 0 | 0 | 0 | 0 | 0 | 0 | 0 | 0 | 0 | 0 | 0 | 0 | 0
F6_Industrial_Industrial - ID_Existing_Space Heating_Natural Gas_Unit Heater_A_Achievable Economic TRC Potential | F6 | Industrial | Industrial - ID | Existing | Space Heating | Natural Gas | Unit Heater | A | Incremental Winter Peak Savings (MW) | Achievable Economic TRC Potential | 0 | 0 | 0 | 0 | 0 | 0 | 0 | 0 | 0 | 0 | 0 | 0 | 0 | 0 | 0 | 0 | 0 | 0 | 0 | 0 | 0 | 0 | 0 | 0 | 0 | 0 | 0
F7_Industrial_Industrial - ID_Existing_Space Heating_Natural Gas_Unit Heater_A_Achievable Economic TRC Potential | F7 | Industrial | Industrial - ID | Existing | Space Heating | Natural Gas | Unit Heater | A | Cumulative Energy Savings (MWh or mTherms) | Achievable Economic TRC Potential | 0 | 0 | 0.0063153 | 0.019838 | 0.04126 | 0.071102 | 0.10974 | 0.15663 | 0.21043 | 0.26994 | 0.33409 | 0.40198 | 0.47282 | 0.54596 | 0.62083 | 0.69695 | 0.77393 | 0.84076 | 0.89656 | 0.94131 | 0.97507 | 0.99793 | 1.0108 | 1.0154 | 1.0154 | 1.0154 | 1.0154
F8_Industrial_Industrial - ID_Existing_Space Heating_Natural Gas_Unit Heater_A_Achievable Economic TRC Potential | F8 | Industrial | Industrial - ID | Existing | Space Heating | Natural Gas | Unit Heater | A | Cumulative Summer Peak Savings (MW) | Achievable Economic TRC Potential | 0 | 0 | 0 | 0 | 0 | 0 | 0 | 0 | 0 | 0 | 0 | 0 | 0 | 0 | 0 | 0 | 0 | 0 | 0 | 0 | 0 | 0 | 0 | 0 | 0 | 0 | 0
F9_Industrial_Industrial - ID_Existing_Space Heating_Natural Gas_Unit Heater_A_Achievable Economic TRC Potential | F9 | Industrial | Industrial - ID | Existing | Space Heating | Natural Gas | Unit Heater | A | Cumulative Winter Peak Savings (MW) | Achievable Economic TRC Potential | 0 | 0 | 0 | 0 | 0 | 0 | 0 | 0 | 0 | 0 | 0 | 0 | 0 | 0 | 0 | 0 | 0 | 0 | 0 | 0 | 0 | 0 | 0 | 0 | 0 | 0 | 0
F10_Industrial_Industrial - ID_Existing_Space Heating_Natural Gas_Unit Heater_A_Achievable Economic TRC Potential | F10 | Industrial | Industrial - ID | Existing | Space Heating | Natural Gas | Unit Heater | A | Purchases (Incremental) | Achievable Economic TRC Potential | 0 | 0 | 3.3048e-05 | 7.0764e-05 | 0.0001121 | 0.00015616 | 0.00020219 | 0.00024539 | 0.00028153 | 0.00031138 | 0.00033571 | 0.00035526 | 0.00037073 | 0.00038272 | 0.00039177 | 0.00039835 | 0.00040284 | 0.00034973 | 0.00029198 | 0.00023418 | 0.00017666 | 0.00011964 | 6.7513e-05 | 2.4112e-05 | 0 | 0 | 0
F11_Industrial_Industrial - ID_Existing_Space Heating_Natural Gas_Unit Heater_A_Achievable Economic TRC Potential | F11 | Industrial | Industrial - ID | Existing | Space Heating | Natural Gas | Unit Heater | A | Purchases (Cumulative) | Achievable Economic TRC Potential | 0 | 0 | 3.3048e-05 | 0.00010381 | 0.00021591 | 0.00037207 | 0.00057426 | 0.00081965 | 0.0011012 | 0.0014126 | 0.0017483 | 0.0021035 | 0.0024743 | 0.002857 | 0.0032488 | 0.0036471 | 0.0040499 | 0.0043997 | 0.0046917 | 0.0049258 | 0.0051025 | 0.0052221 | 0.0052897 | 0.0053138 | 0.0053138 | 0.0053138 | 0.0053138
F1_Industrial_Industrial - ID_New_Space Heating_Natural Gas_Furnace_A_Achievable Economic TRC Potential | F1 | Industrial | Industrial - ID | New | Space Heating | Natural Gas | Furnace | A | Integrated Unit Energy Savings (kWh or therms) | Achievable Economic TRC Potential | 0 | 42.7988 | 42.6329 | 21.3164 | 21.3164 | 21.3164 | 21.3164 | 21.3164 | 21.3164 | 21.3164 | 21.3164 | 21.3164 | 21.3164 | 21.3164 | 21.3164 | 21.3164 | 21.3164 | 21.3164 | 21.3164 | 21.3164 | 21.3164 | 21.3164 | 21.3164 | 21.3164 | 21.3164 | 21.3164 | 21.3164
F2_Industrial_Industrial - ID_New_Space Heating_Natural Gas_Furnace_A_Achievable Economic TRC Potential | F2 | Industrial | Industrial - ID | New | Space Heating | Natural Gas | Furnace | A | Integrated Unit Summer Peak Savings (kW) | Achievable Economic TRC Potential | 0 | 0 | 0 | 0 | 0 | 0 | 0 | 0 | 0 | 0 | 0 | 0 | 0 | 0 | 0 | 0 | 0 | 0 | 0 | 0 | 0 | 0 | 0 | 0 | 0 | 0 | 0
F3_Industrial_Industrial - ID_New_Space Heating_Natural Gas_Furnace_A_Achievable Economic TRC Potential | F3 | Industrial | Industrial - ID | New | Space Heating | Natural Gas | Furnace | A | Integrated Unit Winter Peak Savings (kW) | Achievable Economic TRC Potential | 0 | 0 | 0 | 0 | 0 | 0 | 0 | 0 | 0 | 0 | 0 | 0 | 0 | 0 | 0 | 0 | 0 | 0 | 0 | 0 | 0 | 0 | 0 | 0 | 0 | 0 | 0
F4_Industrial_Industrial - ID_New_Space Heating_Natural Gas_Furnace_A_Achievable Economic TRC Potential | F4 | Industrial | Industrial - ID | New | Space Heating | Natural Gas | Furnace | A | Incremental Energy Savings (MWh or mTherms) | Achievable Economic TRC Potential | 0 | 0 | 0 | 0 | 0 | 0 | 0 | 0 | 0 | 0 | 0 | 0 | 0 | 0 | 0 | 0 | 0 | 0 | 0 | 0 | 0 | 0 | 0 | 0 | 0 | 0 | 0
F5_Industrial_Industrial - ID_New_Space Heating_Natural Gas_Furnace_A_Achievable Economic TRC Potential | F5 | Industrial | Industrial - ID | New | Space Heating | Natural Gas | Furnace | A | Incremental Summer Peak Savings (MW) | Achievable Economic TRC Potential | 0 | 0 | 0 | 0 | 0 | 0 | 0 | 0 | 0 | 0 | 0 | 0 | 0 | 0 | 0 | 0 | 0 | 0 | 0 | 0 | 0 | 0 | 0 | 0 | 0 | 0 | 0
F6_Industrial_Industrial - ID_New_Space Heating_Natural Gas_Furnace_A_Achievable Economic TRC Potential | F6 | Industrial | Industrial - ID | New | Space Heating | Natural Gas | Furnace | A | Incremental Winter Peak Savings (MW) | Achievable Economic TRC Potential | 0 | 0 | 0 | 0 | 0 | 0 | 0 | 0 | 0 | 0 | 0 | 0 | 0 | 0 | 0 | 0 | 0 | 0 | 0 | 0 | 0 | 0 | 0 | 0 | 0 | 0 | 0
F7_Industrial_Industrial - ID_New_Space Heating_Natural Gas_Furnace_A_Achievable Economic TRC Potential | F7 | Industrial | Industrial - ID | New | Space Heating | Natural Gas | Furnace | A | Cumulative Energy Savings (MWh or mTherms) | Achievable Economic TRC Potential | 0 | 0 | 0 | 0 | 0 | 0 | 0 | 0 | 0 | 0 | 0 | 0 | 0 | 0 | 0 | 0 | 0 | 0 | 0 | 0 | 0 | 0 | 0 | 0 | 0 | 0 | 0
F8_Industrial_Industrial - ID_New_Space Heating_Natural Gas_Furnace_A_Achievable Economic TRC Potential | F8 | Industrial | Industrial - ID | New | Space Heating | Natural Gas | Furnace | A | Cumulative Summer Peak Savings (MW) | Achievable Economic TRC Potential | 0 | 0 | 0 | 0 | 0 | 0 | 0 | 0 | 0 | 0 | 0 | 0 | 0 | 0 | 0 | 0 | 0 | 0 | 0 | 0 | 0 | 0 | 0 | 0 | 0 | 0 | 0
F9_Industrial_Industrial - ID_New_Space Heating_Natural Gas_Furnace_A_Achievable Economic TRC Potential | F9 | Industrial | Industrial - ID | New | Space Heating | Natural Gas | Furnace | A | Cumulative Winter Peak Savings (MW) | Achievable Economic TRC Potential | 0 | 0 | 0 | 0 | 0 | 0 | 0 | 0 | 0 | 0 | 0 | 0 | 0 | 0 | 0 | 0 | 0 | 0 | 0 | 0 | 0 | 0 | 0 | 0 | 0 | 0 | 0
F10_Industrial_Industrial - ID_New_Space Heating_Natural Gas_Furnace_A_Achievable Economic TRC Potential | F10 | Industrial | Industrial - ID | New | Space Heating | Natural Gas | Furnace | A | Purchases (Incremental) | Achievable Economic TRC Potential | 0 | 0 | 0 | 0 | 0 | 0 | 0 | 0 | 0 | 0 | 0 | 0 | 0 | 0 | 0 | 0 | 0 | 0 | 0 | 0 | 0 | 0 | 0 | 0 | 0 | 0 | 0
F11_Industrial_Industrial - ID_New_Space Heating_Natural Gas_Furnace_A_Achievable Economic TRC Potential | F11 | Industrial | Industrial - ID | New | Space Heating | Natural Gas | Furnace | A | Purchases (Cumulative) | Achievable Economic TRC Potential | 0 | 0 | 0 | 0 | 0 | 0 | 0 | 0 | 0 | 0 | 0 | 0 | 0 | 0 | 0 | 0 | 0 | 0 | 0 | 0 | 0 | 0 | 0 | 0 | 0 | 0 | 0
F1_Industrial_Industrial - ID_New_Space Heating_Natural Gas_Boiler_A_Achievable Economic TRC Potential | F1 | Industrial | Industrial - ID | New | Space Heating | Natural Gas | Boiler | A | Integrated Unit Energy Savings (kWh or therms) | Achievable Economic TRC Potential | 0 | 51.583 | 51.383 | 51.383 | 51.383 | 51.383 | 51.383 | 51.383 | 51.383 | 51.383 | 51.383 | 51.383 | 51.383 | 51.383 | 51.383 | 51.383 | 51.383 | 51.383 | 51.383 | 51.383 | 51.383 | 51.383 | 51.383 | 51.383 | 51.383 | 51.383 | 51.383
F2_Industrial_Industrial - ID_New_Space Heating_Natural Gas_Boiler_A_Achievable Economic TRC Potential | F2 | Industrial | Industrial - ID | New | Space Heating | Natural Gas | Boiler | A | Integrated Unit Summer Peak Savings (kW) | Achievable Economic TRC Potential | 0 | 0 | 0 | 0 | 0 | 0 | 0 | 0 | 0 | 0 | 0 | 0 | 0 | 0 | 0 | 0 | 0 | 0 | 0 | 0 | 0 | 0 | 0 | 0 | 0 | 0 | 0
F3_Industrial_Industrial - ID_New_Space Heating_Natural Gas_Boiler_A_Achievable Economic TRC Potential | F3 | Industrial | Industrial - ID | New | Space Heating | Natural Gas | Boiler | A | Integrated Unit Winter Peak Savings (kW) | Achievable Economic TRC Potential | 0 | 0 | 0 | 0 | 0 | 0 | 0 | 0 | 0 | 0 | 0 | 0 | 0 | 0 | 0 | 0 | 0 | 0 | 0 | 0 | 0 | 0 | 0 | 0 | 0 | 0 | 0
F4_Industrial_Industrial - ID_New_Space Heating_Natural Gas_Boiler_A_Achievable Economic TRC Potential | F4 | Industrial | Industrial - ID | New | Space Heating | Natural Gas | Boiler | A | Incremental Energy Savings (MWh or mTherms) | Achievable Economic TRC Potential | 0 | 0 | 0 | 0 | 0 | 0 | 0 | 0 | 0 | 0 | 0 | 0 | 0 | 0 | 0 | 0 | 0 | 0 | 0 | 0 | 0 | 0 | 0 | 0 | 0 | 0 | 0
F5_Industrial_Industrial - ID_New_Space Heating_Natural Gas_Boiler_A_Achievable Economic TRC Potential | F5 | Industrial | Industrial - ID | New | Space Heating | Natural Gas | Boiler | A | Incremental Summer Peak Savings (MW) | Achievable Economic TRC Potential | 0 | 0 | 0 | 0 | 0 | 0 | 0 | 0 | 0 | 0 | 0 | 0 | 0 | 0 | 0 | 0 | 0 | 0 | 0 | 0 | 0 | 0 | 0 | 0 | 0 | 0 | 0
F6_Industrial_Industrial - ID_New_Space Heating_Natural Gas_Boiler_A_Achievable Economic TRC Potential | F6 | Industrial | Industrial - ID | New | Space Heating | Natural Gas | Boiler | A | Incremental Winter Peak Savings (MW) | Achievable Economic TRC Potential | 0 | 0 | 0 | 0 | 0 | 0 | 0 | 0 | 0 | 0 | 0 | 0 | 0 | 0 | 0 | 0 | 0 | 0 | 0 | 0 | 0 | 0 | 0 | 0 | 0 | 0 | 0
F7_Industrial_Industrial - ID_New_Space Heating_Natural Gas_Boiler_A_Achievable Economic TRC Potential | F7 | Industrial | Industrial - ID | New | Space Heating | Natural Gas | Boiler | A | Cumulative Energy Savings (MWh or mTherms) | Achievable Economic TRC Potential | 0 | 0 | 0 | 0 | 0 | 0 | 0 | 0 | 0 | 0 | 0 | 0 | 0 | 0 | 0 | 0 | 0 | 0 | 0 | 0 | 0 | 0 | 0 | 0 | 0 | 0 | 0
F8_Industrial_Industrial - ID_New_Space Heating_Natural Gas_Boiler_A_Achievable Economic TRC Potential | F8 | Industrial | Industrial - ID | New | Space Heating | Natural Gas | Boiler | A | Cumulative Summer Peak Savings (MW) | Achievable Economic TRC Potential | 0 | 0 | 0 | 0 | 0 | 0 | 0 | 0 | 0 | 0 | 0 | 0 | 0 | 0 | 0 | 0 | 0 | 0 | 0 | 0 | 0 | 0 | 0 | 0 | 0 | 0 | 0
F9_Industrial_Industrial - ID_New_Space Heating_Natural Gas_Boiler_A_Achievable Economic TRC Potential | F9 | Industrial | Industrial - ID | New | Space Heating | Natural Gas | Boiler | A | Cumulative Winter Peak Savings (MW) | Achievable Economic TRC Potential | 0 | 0 | 0 | 0 | 0 | 0 | 0 | 0 | 0 | 0 | 0 | 0 | 0 | 0 | 0 | 0 | 0 | 0 | 0 | 0 | 0 | 0 | 0 | 0 | 0 | 0 | 0
F10_Industrial_Industrial - ID_New_Space Heating_Natural Gas_Boiler_A_Achievable Economic TRC Potential | F10 | Industrial | Industrial - ID | New | Space Heating | Natural Gas | Boiler | A | Purchases (Incremental) | Achievable Economic TRC Potential | 0 | 0 | 0 | 0 | 0 | 0 | 0 | 0 | 0 | 0 | 0 | 0 | 0 | 0 | 0 | 0 | 0 | 0 | 0 | 0 | 0 | 0 | 0 | 0 | 0 | 0 | 0
F11_Industrial_Industrial - ID_New_Space Heating_Natural Gas_Boiler_A_Achievable Economic TRC Potential | F11 | Industrial | Industrial - ID | New | Space Heating | Natural Gas | Boiler | A | Purchases (Cumulative) | Achievable Economic TRC Potential | 0 | 0 | 0 | 0 | 0 | 0 | 0 | 0 | 0 | 0 | 0 | 0 | 0 | 0 | 0 | 0 | 0 | 0 | 0 | 0 | 0 | 0 | 0 | 0 | 0 | 0 | 0
F1_Industrial_Industrial - ID_New_Space Heating_Natural Gas_Unit Heater_A_Achievable Economic TRC Potential | F1 | Industrial | Industrial - ID | New | Space Heating | Natural Gas | Unit Heater | A | Integrated Unit Energy Savings (kWh or therms) | Achievable Economic TRC Potential | 0 | 191840.798 | 191096.8947 | 191096.8947 | 191096.8947 | 191096.8947 | 191096.8947 | 191096.8947 | 191096.8947 | 191096.8947 | 191096.8947 | 191096.8947 | 191096.8947 | 191096.8947 | 191096.8947 | 191096.8947 | 191096.8947 | 191096.8947 | 191096.8947 | 191096.8947 | 191096.8947 | 191096.8947 | 191096.8947 | 191096.8947 | 191096.8947 | 191096.8947 | 191096.8947
F2_Industrial_Industrial - ID_New_Space Heating_Natural Gas_Unit Heater_A_Achievable Economic TRC Potential | F2 | Industrial | Industrial - ID | New | Space Heating | Natural Gas | Unit Heater | A | Integrated Unit Summer Peak Savings (kW) | Achievable Economic TRC Potential | 0 | 0 | 0 | 0 | 0 | 0 | 0 | 0 | 0 | 0 | 0 | 0 | 0 | 0 | 0 | 0 | 0 | 0 | 0 | 0 | 0 | 0 | 0 | 0 | 0 | 0 | 0
F3_Industrial_Industrial - ID_New_Space Heating_Natural Gas_Unit Heater_A_Achievable Economic TRC Potential | F3 | Industrial | Industrial - ID | New | Space Heating | Natural Gas | Unit Heater | A | Integrated Unit Winter Peak Savings (kW) | Achievable Economic TRC Potential | 0 | 0 | 0 | 0 | 0 | 0 | 0 | 0 | 0 | 0 | 0 | 0 | 0 | 0 | 0 | 0 | 0 | 0 | 0 | 0 | 0 | 0 | 0 | 0 | 0 | 0 | 0
F4_Industrial_Industrial - ID_New_Space Heating_Natural Gas_Unit Heater_A_Achievable Economic TRC Potential | F4 | Industrial | Industrial - ID | New | Space Heating | Natural Gas | Unit Heater | A | Incremental Energy Savings (MWh or mTherms) | Achievable Economic TRC Potential | 0 | 0 | 0.0005849 | 0.0088373 | 0.012595 | 0.016719 | 0.020327 | 0.023569 | 0.025985 | 0.027755 | 0.029018 | 0.029886 | 0.030445 | 0.030764 | 0.030895 | 0.030881 | 0.030756 | 0.030136 | 0.021822 | 0.021145 | 0.0196 | 0.018283 | 0.016992 | 0.016254 | 0.015916 | 0.015863 | 0.016005
F5_Industrial_Industrial - ID_New_Space Heating_Natural Gas_Unit Heater_A_Achievable Economic TRC Potential | F5 | Industrial | Industrial - ID | New | Space Heating | Natural Gas | Unit Heater | A | Incremental Summer Peak Savings (MW) | Achievable Economic TRC Potential | 0 | 0 | 0 | 0 | 0 | 0 | 0 | 0 | 0 | 0 | 0 | 0 | 0 | 0 | 0 | 0 | 0 | 0 | 0 | 0 | 0 | 0 | 0 | 0 | 0 | 0 | 0
F6_Industrial_Industrial - ID_New_Space Heating_Natural Gas_Unit Heater_A_Achievable Economic TRC Potential | F6 | Industrial | Industrial - ID | New | Space Heating | Natural Gas | Unit Heater | A | Incremental Winter Peak Savings (MW) | Achievable Economic TRC Potential | 0 | 0 | 0 | 0 | 0 | 0 | 0 | 0 | 0 | 0 | 0 | 0 | 0 | 0 | 0 | 0 | 0 | 0 | 0 | 0 | 0 | 0 | 0 | 0 | 0 | 0 | 0
F7_Industrial_Industrial - ID_New_Space Heating_Natural Gas_Unit Heater_A_Achievable Economic TRC Potential | F7 | Industrial | Industrial - ID | New | Space Heating | Natural Gas | Unit Heater | A | Cumulative Energy Savings (MWh or mTherms) | Achievable Economic TRC Potential | 0 | 0 | 0.0005849 | 0.0094222 | 0.022017 | 0.038736 | 0.059063 | 0.082632 | 0.10862 | 0.13637 | 0.16539 | 0.19528 | 0.22572 | 0.25648 | 0.28738 | 0.31826 | 0.34902 | 0.37915 | 0.40098 | 0.42212 | 0.44172 | 0.46 | 0.477 | 0.49325 | 0.50917 | 0.52503 | 0.54103
F8_Industrial_Industrial - ID_New_Space Heating_Natural Gas_Unit Heater_A_Achievable Economic TRC Potential | F8 | Industrial | Industrial - ID | New | Space Heating | Natural Gas | Unit Heater | A | Cumulative Summer Peak Savings (MW) | Achievable Economic TRC Potential | 0 | 0 | 0 | 0 | 0 | 0 | 0 | 0 | 0 | 0 | 0 | 0 | 0 | 0 | 0 | 0 | 0 | 0 | 0 | 0 | 0 | 0 | 0 | 0 | 0 | 0 | 0
F9_Industrial_Industrial - ID_New_Space Heating_Natural Gas_Unit Heater_A_Achievable Economic TRC Potential | F9 | Industrial | Industrial - ID | New | Space Heating | Natural Gas | Unit Heater | A | Cumulative Winter Peak Savings (MW) | Achievable Economic TRC Potential | 0 | 0 | 0 | 0 | 0 | 0 | 0 | 0 | 0 | 0 | 0 | 0 | 0 | 0 | 0 | 0 | 0 | 0 | 0 | 0 | 0 | 0 | 0 | 0 | 0 | 0 | 0
F10_Industrial_Industrial - ID_New_Space Heating_Natural Gas_Unit Heater_A_Achievable Economic TRC Potential | F10 | Industrial | Industrial - ID | New | Space Heating | Natural Gas | Unit Heater | A | Purchases (Incremental) | Achievable Economic TRC Potential | 0 | 0 | 3.0607e-06 | 4.6245e-05 | 6.5909e-05 | 8.7488e-05 | 0.00010637 | 0.00012333 | 0.00013598 | 0.00014524 | 0.00015185 | 0.00015639 | 0.00015932 | 0.00016098 | 0.00016167 | 0.0001616 | 0.00016094 | 0.0001577 | 0.00011419 | 0.00011065 | 0.00010257 | 9.5674e-05 | 8.8918e-05 | 8.5055e-05 | 8.3289e-05 | 8.3009e-05 | 8.3752e-05
F11_Industrial_Industrial - ID_New_Space Heating_Natural Gas_Unit Heater_A_Achievable Economic TRC Potential | F11 | Industrial | Industrial - ID | New | Space Heating | Natural Gas | Unit Heater | A | Purchases (Cumulative) | Achievable Economic TRC Potential | 0 | 0 | 3.0607e-06 | 4.9306e-05 | 0.00011522 | 0.0002027 | 0.00030907 | 0.00043241 | 0.00056839 | 0.00071362 | 0.00086548 | 0.0010219 | 0.0011812 | 0.0013422 | 0.0015038 | 0.0016654 | 0.0018264 | 0.0019841 | 0.0020983 | 0.0022089 | 0.0023115 | 0.0024072 | 0.0024961 | 0.0025811 | 0.0026644 | 0.0027474 | 0.0028312
F1_Industrial_Industrial - WA_Existing_Space Heating_Natural Gas_Insulation - Ceiling_A_Achievable Economic TRC Potential | F1 | Industrial | Industrial - WA | Existing | Space Heating | Natural Gas | Insulation - Ceiling | A | Integrated Unit Energy Savings (kWh or therms) | Achievable Economic TRC Potential | 0 | 0 | 0.084129 | 0.083507 | 0.082842 | 0.082129 | 0.081361 | 0.080659 | 0.079901 | 0.079086 | 0.07822 | 0.077314 | 0.076383 | 0.075459 | 0.074545 | 0.073658 | 0.072811 | 0.072167 | 0.071584 | 0.071066 | 0.070607 | 0.070191 | 0.069875 | 0.069573 | 0.069282 | 0.068998 | 0.068719
F2_Industrial_Industrial - WA_Existing_Space Heating_Natural Gas_Insulation - Ceiling_A_Achievable Economic TRC Potential | F2 | Industrial | Industrial - WA | Existing | Space Heating | Natural Gas | Insulation - Ceiling | A | Integrated Unit Summer Peak Savings (kW) | Achievable Economic TRC Potential | 0 | 0 | 0 | 0 | 0 | 0 | 0 | 0 | 0 | 0 | 0 | 0 | 0 | 0 | 0 | 0 | 0 | 0 | 0 | 0 | 0 | 0 | 0 | 0 | 0 | 0 | 0
F3_Industrial_Industrial - WA_Existing_Space Heating_Natural Gas_Insulation - Ceiling_A_Achievable Economic TRC Potential | F3 | Industrial | Industrial - WA | Existing | Space Heating | Natural Gas | Insulation - Ceiling | A | Integrated Unit Winter Peak Savings (kW) | Achievable Economic TRC Potential | 0 | 0 | 0 | 0 | 0 | 0 | 0 | 0 | 0 | 0 | 0 | 0 | 0 | 0 | 0 | 0 | 0 | 0 | 0 | 0 | 0 | 0 | 0 | 0 | 0 | 0 | 0
F4_Industrial_Industrial - WA_Existing_Space Heating_Natural Gas_Insulation - Ceiling_A_Achievable Economic TRC Potential | F4 | Industrial | Industrial - WA | Existing | Space Heating | Natural Gas | Insulation - Ceiling | A | Incremental Energy Savings (MWh or mTherms) | Achievable Economic TRC Potential | 0 | 0 | 0.011121 | 0.021686 | 0.037539 | 0.059492 | 0.087914 | 0.12267 | 0.16245 | 0.20485 | 0.24627 | 0.2821 | 0.3073 | 0.31739 | 0.30942 | 0.28324 | 0.24193 | 0.19488 | 0.14527 | 0.098124 | 0.061212 | 0.039001 | 0 | 0 | 0 | 0 | 0
F5_Industrial_Industrial - WA_Existing_Space Heating_Natural Gas_Insulation - Ceiling_A_Achievable Economic TRC Potential | F5 | Industrial | Industrial - WA | Existing | Space Heating | Natural Gas | Insulation - Ceiling | A | Incremental Summer Peak Savings (MW) | Achievable Economic TRC Potential | 0 | 0 | 0 | 0 | 0 | 0 | 0 | 0 | 0 | 0 | 0 | 0 | 0 | 0 | 0 | 0 | 0 | 0 | 0 | 0 | 0 | 0 | 0 | 0 | 0 | 0 | 0
F6_Industrial_Industrial - WA_Existing_Space Heating_Natural Gas_Insulation - Ceiling_A_Achievable Economic TRC Potential | F6 | Industrial | Industrial - WA | Existing | Space Heating | Natural Gas | Insulation - Ceiling | A | Incremental Winter Peak Savings (MW) | Achievable Economic TRC Potential | 0 | 0 | 0 | 0 | 0 | 0 | 0 | 0 | 0 | 0 | 0 | 0 | 0 | 0 | 0 | 0 | 0 | 0 | 0 | 0 | 0 | 0 | 0 | 0 | 0 | 0 | 0
F7_Industrial_Industrial - WA_Existing_Space Heating_Natural Gas_Insulation - Ceiling_A_Achievable Economic TRC Potential | F7 | Industrial | Industrial - WA | Existing | Space Heating | Natural Gas | Insulation - Ceiling | A | Cumulative Energy Savings (MWh or mTherms) | Achievable Economic TRC Potential | 0 | 0 | 0.011121 | 0.032725 | 0.070003 | 0.12889 | 0.2156 | 0.33642 | 0.4957 | 0.6955 | 0.93416 | 1.2054 | 1.4982 | 1.7975 | 2.0851 | 2.3436 | 2.5586 | 2.7308 | 2.854 | 2.9315 | 2.9737 | 2.9952 | 2.9817 | 2.9689 | 2.9564 | 2.9443 | 2.9324
F8_Industrial_Industrial - WA_Existing_Space Heating_Natural Gas_Insulation - Ceiling_A_Achievable Economic TRC Potential | F8 | Industrial | Industrial - WA | Existing | Space Heating | Natural Gas | Insulation - Ceiling | A | Cumulative Summer Peak Savings (MW) | Achievable Economic TRC Potential | 0 | 0 | 0 | 0 | 0 | 0 | 0 | 0 | 0 | 0 | 0 | 0 | 0 | 0 | 0 | 0 | 0 | 0 | 0 | 0 | 0 | 0 | 0 | 0 | 0 | 0 | 0
F9_Industrial_Industrial - WA_Existing_Space Heating_Natural Gas_Insulation - Ceiling_A_Achievable Economic TRC Potential | F9 | Industrial | Industrial - WA | Existing | Space Heating | Natural Gas | Insulation - Ceiling | A | Cumulative Winter Peak Savings (MW) | Achievable Economic TRC Potential | 0 | 0 | 0 | 0 | 0 | 0 | 0 | 0 | 0 | 0 | 0 | 0 | 0 | 0 | 0 | 0 | 0 | 0 | 0 | 0 | 0 | 0 | 0 | 0 | 0 | 0 | 0
F10_Industrial_Industrial - WA_Existing_Space Heating_Natural Gas_Insulation - Ceiling_A_Achievable Economic TRC Potential | F10 | Industrial | Industrial - WA | Existing | Space Heating | Natural Gas | Insulation - Ceiling | A | Purchases (Incremental) | Achievable Economic TRC Potential | 0 | 0 | 132.1914 | 259.686 | 453.1345 | 724.377 | 1080.5462 | 1520.8907 | 2033.1595 | 2590.2658 | 3148.476 | 3648.7873 | 4023.1212 | 4206.053 | 4150.7919 | 3845.3589 | 3322.6386 | 2700.4098 | 2029.4155 | 1380.7562 | 866.9403 | 555.6476 | 0 | 0 | 0 | 0 | 0
F11_Industrial_Industrial - WA_Existing_Space Heating_Natural Gas_Insulation - Ceiling_A_Achievable Economic TRC Potential | F11 | Industrial | Industrial - WA | Existing | Space Heating | Natural Gas | Insulation - Ceiling | A | Purchases (Cumulative) | Achievable Economic TRC Potential | 0 | 0 | 132.1914 | 391.8774 | 845.0119 | 1569.3888 | 2649.935 | 4170.8257 | 6203.9852 | 8794.2511 | 11942.7271 | 15591.5144 | 19614.6355 | 23820.6886 | 27971.4804 | 31816.8393 | 35139.4779 | 37839.8877 | 39869.3032 | 41250.0594 | 42116.9997 | 42672.6473 | 42672.6473 | 42672.6473 | 42672.6473 | 42672.6473 | 42672.6473
F1_Industrial_Industrial - WA_Existing_Space Heating_Natural Gas_Insulation - Wall Cavity_A_Achievable Economic TRC Potential | F1 | Industrial | Industrial - WA | Existing | Space Heating | Natural Gas | Insulation - Wall Cavity | A | Integrated Unit Energy Savings (kWh or therms) | Achievable Economic TRC Potential | 0 | 0 | 0.1219 | 0.12112 | 0.1203 | 0.11943 | 0.1185 | 0.11771 | 0.11688 | 0.11602 | 0.11513 | 0.11422 | 0.11332 | 0.11242 | 0.11154 | 0.11068 | 0.10984 | 0.10926 | 0.10871 | 0.10821 | 0.10776 | 0.10735 | 0.10697 | 0.10662 | 0.10628 | 0.10595 | 0.10564
F2_Industrial_Industrial - WA_Existing_Space Heating_Natural Gas_Insulation - Wall Cavity_A_Achievable Economic TRC Potential | F2 | Industrial | Industrial - WA | Existing | Space Heating | Natural Gas | Insulation - Wall Cavity | A | Integrated Unit Summer Peak Savings (kW) | Achievable Economic TRC Potential | 0 | 0 | 0 | 0 | 0 | 0 | 0 | 0 | 0 | 0 | 0 | 0 | 0 | 0 | 0 | 0 | 0 | 0 | 0 | 0 | 0 | 0 | 0 | 0 | 0 | 0 | 0
F3_Industrial_Industrial - WA_Existing_Space Heating_Natural Gas_Insulation - Wall Cavity_A_Achievable Economic TRC Potential | F3 | Industrial | Industrial - WA | Existing | Space Heating | Natural Gas | Insulation - Wall Cavity | A | Integrated Unit Winter Peak Savings (kW) | Achievable Economic TRC Potential | 0 | 0 | 0 | 0 | 0 | 0 | 0 | 0 | 0 | 0 | 0 | 0 | 0 | 0 | 0 | 0 | 0 | 0 | 0 | 0 | 0 | 0 | 0 | 0 | 0 | 0 | 0
F4_Industrial_Industrial - WA_Existing_Space Heating_Natural Gas_Insulation - Wall Cavity_A_Achievable Economic TRC Potential | F4 | Industrial | Industrial - WA | Existing | Space Heating | Natural Gas | Insulation - Wall Cavity | A | Incremental Energy Savings (MWh or mTherms) | Achievable Economic TRC Potential | 0 | 0 | 0.013358 | 0.026074 | 0.045187 | 0.071712 | 0.10615 | 0.1484 | 0.19699 | 0.24911 | 0.30047 | 0.34548 | 0.3779 | 0.39196 | 0.38378 | 0.35279 | 0.30253 | 0.24457 | 0.18288 | 0.12386 | 0.077443 | 0.049445 | 0 | 0 | 0 | 0 | 0
F5_Industrial_Industrial - WA_Existing_Space Heating_Natural Gas_Insulation - Wall Cavity_A_Achievable Economic TRC Potential | F5 | Industrial | Industrial - WA | Existing | Space Heating | Natural Gas | Insulation - Wall Cavity | A | Incremental Summer Peak Savings (MW) | Achievable Economic TRC Potential | 0 | 0 | 0 | 0 | 0 | 0 | 0 | 0 | 0 | 0 | 0 | 0 | 0 | 0 | 0 | 0 | 0 | 0 | 0 | 0 | 0 | 0 | 0 | 0 | 0 | 0 | 0
F6_Industrial_Industrial - WA_Existing_Space Heating_Natural Gas_Insulation - Wall Cavity_A_Achievable Economic TRC Potential | F6 | Industrial | Industrial - WA | Existing | Space Heating | Natural Gas | Insulation - Wall Cavity | A | Incremental Winter Peak Savings (MW) | Achievable Economic TRC Potential | 0 | 0 | 0 | 0 | 0 | 0 | 0 | 0 | 0 | 0 | 0 | 0 | 0 | 0 | 0 | 0 | 0 | 0 | 0 | 0 | 0 | 0 | 0 | 0 | 0 | 0 | 0
F7_Industrial_Industrial - WA_Existing_Space Heating_Natural Gas_Insulation - Wall Cavity_A_Achievable Economic TRC Potential | F7 | Industrial | Industrial - WA | Existing | Space Heating | Natural Gas | Insulation - Wall Cavity | A | Cumulative Energy Savings (MWh or mTherms) | Achievable Economic TRC Potential | 0 | 0 | 0.013358 | 0.039346 | 0.084266 | 0.15537 | 0.26031 | 0.40698 | 0.6011 | 0.84576 | 1.1397 | 1.4763 | 1.8425 | 2.2198 | 2.5862 | 2.919 | 3.1995 | 3.4271 | 3.5929 | 3.7003 | 3.7623 | 3.7973 | 3.7839 | 3.7713 | 3.7594 | 3.7479 | 3.7367
F8_Industrial_Industrial - WA_Existing_Space Heating_Natural Gas_Insulation - Wall Cavity_A_Achievable Economic TRC Potential | F8 | Industrial | Industrial - WA | Existing | Space Heating | Natural Gas | Insulation - Wall Cavity | A | Cumulative Summer Peak Savings (MW) | Achievable Economic TRC Potential | 0 | 0 | 0 | 0 | 0 | 0 | 0 | 0 | 0 | 0 | 0 | 0 | 0 | 0 | 0 | 0 | 0 | 0 | 0 | 0 | 0 | 0 | 0 | 0 | 0 | 0 | 0
F9_Industrial_Industrial - WA_Existing_Space Heating_Natural Gas_Insulation - Wall Cavity_A_Achievable Economic TRC Potential | F9 | Industrial | Industrial - WA | Existing | Space Heating | Natural Gas | Insulation - Wall Cavity | A | Cumulative Winter Peak Savings (MW) | Achievable Economic TRC Potential | 0 | 0 | 0 | 0 | 0 | 0 | 0 | 0 | 0 | 0 | 0 | 0 | 0 | 0 | 0 | 0 | 0 | 0 | 0 | 0 | 0 | 0 | 0 | 0 | 0 | 0 | 0
F10_Industrial_Industrial - WA_Existing_Space Heating_Natural Gas_Insulation - Wall Cavity_A_Achievable Economic TRC Potential | F10 | Industrial | Industrial - WA | Existing | Space Heating | Natural Gas | Insulation - Wall Cavity | A | Purchases (Incremental) | Achievable Economic TRC Potential | 0 | 0 | 109.5788 | 215.2642 | 375.6215 | 600.4653 | 895.7083 | 1260.7277 | 1685.368 | 2147.1759 | 2609.8989 | 3024.6271 | 3334.9276 | 3486.5672 | 3440.759 | 3187.5733 | 2754.2693 | 2238.4787 | 1682.2644 | 1144.5645 | 718.6418 | 460.5988 | 0 | 0 | 0 | 0 | 0
F11_Industrial_Industrial - WA_Existing_Space Heating_Natural Gas_Insulation - Wall Cavity_A_Achievable Economic TRC Potential | F11 | Industrial | Industrial - WA | Existing | Space Heating | Natural Gas | Insulation - Wall Cavity | A | Purchases (Cumulative) | Achievable Economic TRC Potential | 0 | 0 | 109.5788 | 324.843 | 700.4644 | 1300.9298 | 2196.6381 | 3457.3658 | 5142.7339 | 7289.9098 | 9899.8087 | 12924.4359 | 16259.3635 | 19745.9307 | 23186.6896 | 26374.2629 | 29128.5322 | 31367.011 | 33049.2754 | 34193.8399 | 34912.4817 | 35373.0805 | 35373.0805 | 35373.0805 | 35373.0805 | 35373.0805 | 35373.0805
F1_Industrial_Industrial - WA_Existing_Space Heating_Natural Gas_Insulation - Ducting_A_Achievable Economic TRC Potential | F1 | Industrial | Industrial - WA | Existing | Space Heating | Natural Gas | Insulation - Ducting | A | Integrated Unit Energy Savings (kWh or therms) | Achievable Economic TRC Potential | 0 | 0 | 0.0067228 | 0.0066607 | 0.0065917 | 0.006519 | 0.0064388 | 0.0063611 | 0.0062768 | 0.0061862 | 0.0060906 | 0.0059897 | 0.0058858 | 0.0057815 | 0.0056776 | 0.0055765 | 0.0054802 | 0.0054014 | 0.0053292 | 0.0052655 | 0.0052092 | 0.0051584 | 0.0051182 | 0.0050799 | 0.0050434 | 0.0050083 | 0.0049743
F2_Industrial_Industrial - WA_Existing_Space Heating_Natural Gas_Insulation - Ducting_A_Achievable Economic TRC Potential | F2 | Industrial | Industrial - WA | Existing | Space Heating | Natural Gas | Insulation - Ducting | A | Integrated Unit Summer Peak Savings (kW) | Achievable Economic TRC Potential | 0 | 0 | 0 | 0 | 0 | 0 | 0 | 0 | 0 | 0 | 0 | 0 | 0 | 0 | 0 | 0 | 0 | 0 | 0 | 0 | 0 | 0 | 0 | 0 | 0 | 0 | 0
F3_Industrial_Industrial - WA_Existing_Space Heating_Natural Gas_Insulation - Ducting_A_Achievable Economic TRC Potential | F3 | Industrial | Industrial - WA | Existing | Space Heating | Natural Gas | Insulation - Ducting | A | Integrated Unit Winter Peak Savings (kW) | Achievable Economic TRC Potential | 0 | 0 | 0 | 0 | 0 | 0 | 0 | 0 | 0 | 0 | 0 | 0 | 0 | 0 | 0 | 0 | 0 | 0 | 0 | 0 | 0 | 0 | 0 | 0 | 0 | 0 | 0
F4_Industrial_Industrial - WA_Existing_Space Heating_Natural Gas_Insulation - Ducting_A_Achievable Economic TRC Potential | F4 | Industrial | Industrial - WA | Existing | Space Heating | Natural Gas | Insulation - Ducting | A | Incremental Energy Savings (MWh or mTherms) | Achievable Economic TRC Potential | 0 | 0 | 0 | 0 | 0 | 0 | 0 | 0 | 0 | 0 | 0 | 0 | 0 | 0 | 0 | 0 | 0 | 0 | 0 | 0 | 0 | 0 | 0 | 0 | 0 | 0 | 0
F5_Industrial_Industrial - WA_Existing_Space Heating_Natural Gas_Insulation - Ducting_A_Achievable Economic TRC Potential | F5 | Industrial | Industrial - WA | Existing | Space Heating | Natural Gas | Insulation - Ducting | A | Incremental Summer Peak Savings (MW) | Achievable Economic TRC Potential | 0 | 0 | 0 | 0 | 0 | 0 | 0 | 0 | 0 | 0 | 0 | 0 | 0 | 0 | 0 | 0 | 0 | 0 | 0 | 0 | 0 | 0 | 0 | 0 | 0 | 0 | 0
F6_Industrial_Industrial - WA_Existing_Space Heating_Natural Gas_Insulation - Ducting_A_Achievable Economic TRC Potential | F6 | Industrial | Industrial - WA | Existing | Space Heating | Natural Gas | Insulation - Ducting | A | Incremental Winter Peak Savings (MW) | Achievable Economic TRC Potential | 0 | 0 | 0 | 0 | 0 | 0 | 0 | 0 | 0 | 0 | 0 | 0 | 0 | 0 | 0 | 0 | 0 | 0 | 0 | 0 | 0 | 0 | 0 | 0 | 0 | 0 | 0
F7_Industrial_Industrial - WA_Existing_Space Heating_Natural Gas_Insulation - Ducting_A_Achievable Economic TRC Potential | F7 | Industrial | Industrial - WA | Existing | Space Heating | Natural Gas | Insulation - Ducting | A | Cumulative Energy Savings (MWh or mTherms) | Achievable Economic TRC Potential | 0 | 0 | 0 | 0 | 0 | 0 | 0 | 0 | 0 | 0 | 0 | 0 | 0 | 0 | 0 | 0 | 0 | 0 | 0 | 0 | 0 | 0 | 0 | 0 | 0 | 0 | 0
F8_Industrial_Industrial - WA_Existing_Space Heating_Natural Gas_Insulation - Ducting_A_Achievable Economic TRC Potential | F8 | Industrial | Industrial - WA | Existing | Space Heating | Natural Gas | Insulation - Ducting | A | Cumulative Summer Peak Savings (MW) | Achievable Economic TRC Potential | 0 | 0 | 0 | 0 | 0 | 0 | 0 | 0 | 0 | 0 | 0 | 0 | 0 | 0 | 0 | 0 | 0 | 0 | 0 | 0 | 0 | 0 | 0 | 0 | 0 | 0 | 0
F9_Industrial_Industrial - WA_Existing_Space Heating_Natural Gas_Insulation - Ducting_A_Achievable Economic TRC Potential | F9 | Industrial | Industrial - WA | Existing | Space Heating | Natural Gas | Insulation - Ducting | A | Cumulative Winter Peak Savings (MW) | Achievable Economic TRC Potential | 0 | 0 | 0 | 0 | 0 | 0 | 0 | 0 | 0 | 0 | 0 | 0 | 0 | 0 | 0 | 0 | 0 | 0 | 0 | 0 | 0 | 0 | 0 | 0 | 0 | 0 | 0
F10_Industrial_Industrial - WA_Existing_Space Heating_Natural Gas_Insulation - Ducting_A_Achievable Economic TRC Potential | F10 | Industrial | Industrial - WA | Existing | Space Heating | Natural Gas | Insulation - Ducting | A | Purchases (Incremental) | Achievable Economic TRC Potential | 0 | 0 | 0 | 0 | 0 | 0 | 0 | 0 | 0 | 0 | 0 | 0 | 0 | 0 | 0 | 0 | 0 | 0 | 0 | 0 | 0 | 0 | 0 | 0 | 0 | 0 | 0
F11_Industrial_Industrial - WA_Existing_Space Heating_Natural Gas_Insulation - Ducting_A_Achievable Economic TRC Potential | F11 | Industrial | Industrial - WA | Existing | Space Heating | Natural Gas | Insulation - Ducting | A | Purchases (Cumulative) | Achievable Economic TRC Potential | 0 | 0 | 0 | 0 | 0 | 0 | 0 | 0 | 0 | 0 | 0 | 0 | 0 | 0 | 0 | 0 | 0 | 0 | 0 | 0 | 0 | 0 | 0 | 0 | 0 | 0 | 0
F1_Industrial_Industrial - WA_Existing_Space Heating_Natural Gas_Ducting - Repair and Sealing_A_Achievable Economic TRC Potential | F1 | Industrial | Industrial - WA | Existing | Space Heating | Natural Gas | Ducting - Repair and Sealing | A | Integrated Unit Energy Savings (kWh or therms) | Achievable Economic TRC Potential | 0 | 0 | 0.27499 | 0.27326 | 0.27134 | 0.26923 | 0.26695 | 0.26493 | 0.26277 | 0.26052 | 0.25819 | 0.25581 | 0.25342 | 0.25103 | 0.24864 | 0.24625 | 0.24387 | 0.24201 | 0.24017 | 0.23846 | 0.23685 | 0.23537 | 0.23399 | 0.2327 | 0.2315 | 0.23037 | 0.22929
F2_Industrial_Industrial - WA_Existing_Space Heating_Natural Gas_Ducting - Repair and Sealing_A_Achievable Economic TRC Potential | F2 | Industrial | Industrial - WA | Existing | Space Heating | Natural Gas | Ducting - Repair and Sealing | A | Integrated Unit Summer Peak Savings (kW) | Achievable Economic TRC Potential | 0 | 0 | 0 | 0 | 0 | 0 | 0 | 0 | 0 | 0 | 0 | 0 | 0 | 0 | 0 | 0 | 0 | 0 | 0 | 0 | 0 | 0 | 0 | 0 | 0 | 0 | 0
F3_Industrial_Industrial - WA_Existing_Space Heating_Natural Gas_Ducting - Repair and Sealing_A_Achievable Economic TRC Potential | F3 | Industrial | Industrial - WA | Existing | Space Heating | Natural Gas | Ducting - Repair and Sealing | A | Integrated Unit Winter Peak Savings (kW) | Achievable Economic TRC Potential | 0 | 0 | 0 | 0 | 0 | 0 | 0 | 0 | 0 | 0 | 0 | 0 | 0 | 0 | 0 | 0 | 0 | 0 | 0 | 0 | 0 | 0 | 0 | 0 | 0 | 0 | 0
F4_Industrial_Industrial - WA_Existing_Space Heating_Natural Gas_Ducting - Repair and Sealing_A_Achievable Economic TRC Potential | F4 | Industrial | Industrial - WA | Existing | Space Heating | Natural Gas | Ducting - Repair and Sealing | A | Incremental Energy Savings (MWh or mTherms) | Achievable Economic TRC Potential | 0 | 0 | 0.0041096 | 0.0080225 | 0.0139 | 0.022048 | 0.032611 | 0.045552 | 0.0604 | 0.076289 | 0.0919 | 0.10552 | 0.11526 | 0.11937 | 0.11668 | 0.10705 | 0.091607 | 0.073882 | 0.055102 | 0.037223 | 0.019674 | 0.0078753 | 0 | 0 | 0 | 0 | 0
F5_Industrial_Industrial - WA_Existing_Space Heating_Natural Gas_Ducting - Repair and Sealing_A_Achievable Economic TRC Potential | F5 | Industrial | Industrial - WA | Existing | Space Heating | Natural Gas | Ducting - Repair and Sealing | A | Incremental Summer Peak Savings (MW) | Achievable Economic TRC Potential | 0 | 0 | 0 | 0 | 0 | 0 | 0 | 0 | 0 | 0 | 0 | 0 | 0 | 0 | 0 | 0 | 0 | 0 | 0 | 0 | 0 | 0 | 0 | 0 | 0 | 0 | 0
F6_Industrial_Industrial - WA_Existing_Space Heating_Natural Gas_Ducting - Repair and Sealing_A_Achievable Economic TRC Potential | F6 | Industrial | Industrial - WA | Existing | Space Heating | Natural Gas | Ducting - Repair and Sealing | A | Incremental Winter Peak Savings (MW) | Achievable Economic TRC Potential | 0 | 0 | 0 | 0 | 0 | 0 | 0 | 0 | 0 | 0 | 0 | 0 | 0 | 0 | 0 | 0 | 0 | 0 | 0 | 0 | 0 | 0 | 0 | 0 | 0 | 0 | 0
F7_Industrial_Industrial - WA_Existing_Space Heating_Natural Gas_Ducting - Repair and Sealing_A_Achievable Economic TRC Potential | F7 | Industrial | Industrial - WA | Existing | Space Heating | Natural Gas | Ducting - Repair and Sealing | A | Cumulative Energy Savings (MWh or mTherms) | Achievable Economic TRC Potential | 0 | 0 | 0.0041096 | 0.012106 | 0.025921 | 0.047769 | 0.079975 | 0.12492 | 0.1843 | 0.25901 | 0.34859 | 0.45091 | 0.56196 | 0.67602 | 0.78626 | 0.88578 | 0.96882 | 1.0353 | 1.0825 | 1.112 | 1.1242 | 1.1251 | 1.1185 | 1.1123 | 1.1066 | 1.1011 | 1.096
F8_Industrial_Industrial - WA_Existing_Space Heating_Natural Gas_Ducting - Repair and Sealing_A_Achievable Economic TRC Potential | F8 | Industrial | Industrial - WA | Existing | Space Heating | Natural Gas | Ducting - Repair and Sealing | A | Cumulative Summer Peak Savings (MW) | Achievable Economic TRC Potential | 0 | 0 | 0 | 0 | 0 | 0 | 0 | 0 | 0 | 0 | 0 | 0 | 0 | 0 | 0 | 0 | 0 | 0 | 0 | 0 | 0 | 0 | 0 | 0 | 0 | 0 | 0
F9_Industrial_Industrial - WA_Existing_Space Heating_Natural Gas_Ducting - Repair and Sealing_A_Achievable Economic TRC Potential | F9 | Industrial | Industrial - WA | Existing | Space Heating | Natural Gas | Ducting - Repair and Sealing | A | Cumulative Winter Peak Savings (MW) | Achievable Economic TRC Potential | 0 | 0 | 0 | 0 | 0 | 0 | 0 | 0 | 0 | 0 | 0 | 0 | 0 | 0 | 0 | 0 | 0 | 0 | 0 | 0 | 0 | 0 | 0 | 0 | 0 | 0 | 0
F10_Industrial_Industrial - WA_Existing_Space Heating_Natural Gas_Ducting - Repair and Sealing_A_Achievable Economic TRC Potential | F10 | Industrial | Industrial - WA | Existing | Space Heating | Natural Gas | Ducting - Repair and Sealing | A | Purchases (Incremental) | Achievable Economic TRC Potential | 0 | 0 | 14.9447 | 29.3584 | 51.2284 | 81.8933 | 122.1594 | 171.9418 | 229.8555 | 292.8383 | 355.9458 | 412.5077 | 454.8274 | 475.5084 | 469.261 | 434.7307 | 375.6355 | 305.2904 | 229.4322 | 156.0991 | 83.0658 | 33.4595 | 0 | 0 | 0 | 0 | 0
F11_Industrial_Industrial - WA_Existing_Space Heating_Natural Gas_Ducting - Repair and Sealing_A_Achievable Economic TRC Potential | F11 | Industrial | Industrial - WA | Existing | Space Heating | Natural Gas | Ducting - Repair and Sealing | A | Purchases (Cumulative) | Achievable Economic TRC Potential | 0 | 0 | 14.9447 | 44.3031 | 95.5314 | 177.4247 | 299.5841 | 471.5259 | 701.3814 | 994.2196 | 1350.1654 | 1762.6731 | 2217.5004 | 2693.0088 | 3162.2698 | 3597.0005 | 3972.636 | 4277.9264 | 4507.3586 | 4663.4577 | 4746.5236 | 4779.983 | 4779.983 | 4779.983 | 4779.983 | 4779.983 | 4779.983
F1_Industrial_Industrial - WA_Existing_Space Heating_Natural Gas_Building Shell - Air Sealing (Infiltration Control)_A_Achievable Economic TRC Potential | F1 | Industrial | Industrial - WA | Existing | Space Heating | Natural Gas | Building Shell - Air Sealing (Infiltration Control) | A | Integrated Unit Energy Savings (kWh or therms) | Achievable Economic TRC Potential | 0 | 0 | 63.4008 | 63.0691 | 62.7226 | 62.3622 | 61.9888 | 61.6998 | 61.4023 | 61.0964 | 60.7833 | 60.4641 | 60.1398 | 59.8111 | 59.479 | 59.144 | 58.8069 | 58.5725 | 58.3444 | 58.1317 | 57.9332 | 57.7502 | 57.5815 | 57.4256 | 57.2796 | 57.1403 | 57.0069
F2_Industrial_Industrial - WA_Existing_Space Heating_Natural Gas_Building Shell - Air Sealing (Infiltration Control)_A_Achievable Economic TRC Potential | F2 | Industrial | Industrial - WA | Existing | Space Heating | Natural Gas | Building Shell - Air Sealing (Infiltration Control) | A | Integrated Unit Summer Peak Savings (kW) | Achievable Economic TRC Potential | 0 | 0 | 0 | 0 | 0 | 0 | 0 | 0 | 0 | 0 | 0 | 0 | 0 | 0 | 0 | 0 | 0 | 0 | 0 | 0 | 0 | 0 | 0 | 0 | 0 | 0 | 0
F3_Industrial_Industrial - WA_Existing_Space Heating_Natural Gas_Building Shell - Air Sealing (Infiltration Control)_A_Achievable Economic TRC Potential | F3 | Industrial | Industrial - WA | Existing | Space Heating | Natural Gas | Building Shell - Air Sealing (Infiltration Control) | A | Integrated Unit Winter Peak Savings (kW) | Achievable Economic TRC Potential | 0 | 0 | 0 | 0 | 0 | 0 | 0 | 0 | 0 | 0 | 0 | 0 | 0 | 0 | 0 | 0 | 0 | 0 | 0 | 0 | 0 | 0 | 0 | 0 | 0 | 0 | 0
F4_Industrial_Industrial - WA_Existing_Space Heating_Natural Gas_Building Shell - Air Sealing (Infiltration Control)_A_Achievable Economic TRC Potential | F4 | Industrial | Industrial - WA | Existing | Space Heating | Natural Gas | Building Shell - Air Sealing (Infiltration Control) | A | Incremental Energy Savings (MWh or mTherms) | Achievable Economic TRC Potential | 0 | 0 | 0.00070401 | 0.0013758 | 0.0023874 | 0.0037946 | 0.0056265 | 0.0078824 | 0.010487 | 0.013293 | 0.016075 | 0.018532 | 0.019656 | 0.019827 | 0.018474 | 0.015505 | 0.011075 | 0.0058033 | 0 | 0 | 0 | 0 | 0 | 0 | 0 | 0 | 0
F5_Industrial_Industrial - WA_Existing_Space Heating_Natural Gas_Building Shell - Air Sealing (Infiltration Control)_A_Achievable Economic TRC Potential | F5 | Industrial | Industrial - WA | Existing | Space Heating | Natural Gas | Building Shell - Air Sealing (Infiltration Control) | A | Incremental Summer Peak Savings (MW) | Achievable Economic TRC Potential | 0 | 0 | 0 | 0 | 0 | 0 | 0 | 0 | 0 | 0 | 0 | 0 | 0 | 0 | 0 | 0 | 0 | 0 | 0 | 0 | 0 | 0 | 0 | 0 | 0 | 0 | 0
F6_Industrial_Industrial - WA_Existing_Space Heating_Natural Gas_Building Shell - Air Sealing (Infiltration Control)_A_Achievable Economic TRC Potential | F6 | Industrial | Industrial - WA | Existing | Space Heating | Natural Gas | Building Shell - Air Sealing (Infiltration Control) | A | Incremental Winter Peak Savings (MW) | Achievable Economic TRC Potential | 0 | 0 | 0 | 0 | 0 | 0 | 0 | 0 | 0 | 0 | 0 | 0 | 0 | 0 | 0 | 0 | 0 | 0 | 0 | 0 | 0 | 0 | 0 | 0 | 0 | 0 | 0
F7_Industrial_Industrial - WA_Existing_Space Heating_Natural Gas_Building Shell - Air Sealing (Infiltration Control)_A_Achievable Economic TRC Potential | F7 | Industrial | Industrial - WA | Existing | Space Heating | Natural Gas | Building Shell - Air Sealing (Infiltration Control) | A | Cumulative Energy Savings (MWh or mTherms) | Achievable Economic TRC Potential | 0 | 0 | 0.00070401 | 0.0020761 | 0.0044521 | 0.0082211 | 0.013798 | 0.021616 | 0.031999 | 0.045133 | 0.060977 | 0.079189 | 0.09842 | 0.11771 | 0.13553 | 0.15027 | 0.16049 | 0.16565 | 0.16501 | 0.16441 | 0.16385 | 0.16333 | 0.16285 | 0.16241 | 0.162 | 0.1616 | 0.16123
F8_Industrial_Industrial - WA_Existing_Space Heating_Natural Gas_Building Shell - Air Sealing (Infiltration Control)_A_Achievable Economic TRC Potential | F8 | Industrial | Industrial - WA | Existing | Space Heating | Natural Gas | Building Shell - Air Sealing (Infiltration Control) | A | Cumulative Summer Peak Savings (MW) | Achievable Economic TRC Potential | 0 | 0 | 0 | 0 | 0 | 0 | 0 | 0 | 0 | 0 | 0 | 0 | 0 | 0 | 0 | 0 | 0 | 0 | 0 | 0 | 0 | 0 | 0 | 0 | 0 | 0 | 0
F9_Industrial_Industrial - WA_Existing_Space Heating_Natural Gas_Building Shell - Air Sealing (Infiltration Control)_A_Achievable Economic TRC Potential | F9 | Industrial | Industrial - WA | Existing | Space Heating | Natural Gas | Building Shell - Air Sealing (Infiltration Control) | A | Cumulative Winter Peak Savings (MW) | Achievable Economic TRC Potential | 0 | 0 | 0 | 0 | 0 | 0 | 0 | 0 | 0 | 0 | 0 | 0 | 0 | 0 | 0 | 0 | 0 | 0 | 0 | 0 | 0 | 0 | 0 | 0 | 0 | 0 | 0
F10_Industrial_Industrial - WA_Existing_Space Heating_Natural Gas_Building Shell - Air Sealing (Infiltration Control)_A_Achievable Economic TRC Potential | F10 | Industrial | Industrial - WA | Existing | Space Heating | Natural Gas | Building Shell - Air Sealing (Infiltration Control) | A | Purchases (Incremental) | Achievable Economic TRC Potential | 0 | 0 | 0.011104 | 0.021814 | 0.038063 | 0.060848 | 0.090766 | 0.12775 | 0.17079 | 0.21758 | 0.26447 | 0.3065 | 0.32684 | 0.33149 | 0.3106 | 0.26216 | 0.18834 | 0.09908 | 0 | 0 | 0 | 0 | 0 | 0 | 0 | 0 | 0
F11_Industrial_Industrial - WA_Existing_Space Heating_Natural Gas_Building Shell - Air Sealing (Infiltration Control)_A_Achievable Economic TRC Potential | F11 | Industrial | Industrial - WA | Existing | Space Heating | Natural Gas | Building Shell - Air Sealing (Infiltration Control) | A | Purchases (Cumulative) | Achievable Economic TRC Potential | 0 | 0 | 0.011104 | 0.032918 | 0.070981 | 0.13183 | 0.22259 | 0.35035 | 0.52113 | 0.73872 | 1.0032 | 1.3097 | 1.6365 | 1.968 | 2.2786 | 2.5408 | 2.7291 | 2.8282 | 2.8282 | 2.8282 | 2.8282 | 2.8282 | 2.8282 | 2.8282 | 2.8282 | 2.8282 | 2.8282
F1_Industrial_Industrial - WA_Existing_Space Heating_Natural Gas_Ventilation - Demand Controlled_A_Achievable Economic TRC Potential | F1 | Industrial | Industrial - WA | Existing | Space Heating | Natural Gas | Ventilation - Demand Controlled | A | Integrated Unit Energy Savings (kWh or therms) | Achievable Economic TRC Potential | 0 | 0 | 0.050702 | 0.050323 | 0.049894 | 0.049412 | 0.048874 | 0.04835 | 0.047766 | 0.047123 | 0.046425 | 0.045682 | 0.044908 | 0.044127 | 0.043349 | 0.042591 | 0.041868 | 0.041277 | 0.040735 | 0.040259 | 0.039839 | 0.039461 | 0.039164 | 0.038882 | 0.038614 | 0.038356 | 0.038107
F2_Industrial_Industrial - WA_Existing_Space Heating_Natural Gas_Ventilation - Demand Controlled_A_Achievable Economic TRC Potential | F2 | Industrial | Industrial - WA | Existing | Space Heating | Natural Gas | Ventilation - Demand Controlled | A | Integrated Unit Summer Peak Savings (kW) | Achievable Economic TRC Potential | 0 | 0 | 0 | 0 | 0 | 0 | 0 | 0 | 0 | 0 | 0 | 0 | 0 | 0 | 0 | 0 | 0 | 0 | 0 | 0 | 0 | 0 | 0 | 0 | 0 | 0 | 0
F3_Industrial_Industrial - WA_Existing_Space Heating_Natural Gas_Ventilation - Demand Controlled_A_Achievable Economic TRC Potential | F3 | Industrial | Industrial - WA | Existing | Space Heating | Natural Gas | Ventilation - Demand Controlled | A | Integrated Unit Winter Peak Savings (kW) | Achievable Economic TRC Potential | 0 | 0 | 0 | 0 | 0 | 0 | 0 | 0 | 0 | 0 | 0 | 0 | 0 | 0 | 0 | 0 | 0 | 0 | 0 | 0 | 0 | 0 | 0 | 0 | 0 | 0 | 0
F4_Industrial_Industrial - WA_Existing_Space Heating_Natural Gas_Ventilation - Demand Controlled_A_Achievable Economic TRC Potential | F4 | Industrial | Industrial - WA | Existing | Space Heating | Natural Gas | Ventilation - Demand Controlled | A | Incremental Energy Savings (MWh or mTherms) | Achievable Economic TRC Potential | 0 | 0 | 0.07387 | 0.072053 | 0.070207 | 0.068331 | 0.066421 | 0.058118 | 0.045141 | 0.035013 | 0.02712 | 0.02098 | 0 | 0 | 0 | 0 | 0 | 0 | 0 | 0 | 0 | 0 | 0 | 0 | 0 | 0 | 0
F5_Industrial_Industrial - WA_Existing_Space Heating_Natural Gas_Ventilation - Demand Controlled_A_Achievable Economic TRC Potential | F5 | Industrial | Industrial - WA | Existing | Space Heating | Natural Gas | Ventilation - Demand Controlled | A | Incremental Summer Peak Savings (MW) | Achievable Economic TRC Potential | 0 | 0 | 0 | 0 | 0 | 0 | 0 | 0 | 0 | 0 | 0 | 0 | 0 | 0 | 0 | 0 | 0 | 0 | 0 | 0 | 0 | 0 | 0 | 0 | 0 | 0 | 0
F6_Industrial_Industrial - WA_Existing_Space Heating_Natural Gas_Ventilation - Demand Controlled_A_Achievable Economic TRC Potential | F6 | Industrial | Industrial - WA | Existing | Space Heating | Natural Gas | Ventilation - Demand Controlled | A | Incremental Winter Peak Savings (MW) | Achievable Economic TRC Potential | 0 | 0 | 0 | 0 | 0 | 0 | 0 | 0 | 0 | 0 | 0 | 0 | 0 | 0 | 0 | 0 | 0 | 0 | 0 | 0 | 0 | 0 | 0 | 0 | 0 | 0 | 0
F7_Industrial_Industrial - WA_Existing_Space Heating_Natural Gas_Ventilation - Demand Controlled_A_Achievable Economic TRC Potential | F7 | Industrial | Industrial - WA | Existing | Space Heating | Natural Gas | Ventilation - Demand Controlled | A | Cumulative Energy Savings (MWh or mTherms) | Achievable Economic TRC Potential | 0 | 0 | 0.07387 | 0.14537 | 0.21434 | 0.2806 | 0.34396 | 0.39839 | 0.43873 | 0.46783 | 0.48802 | 0.50119 | 0.49269 | 0.48413 | 0.47559 | 0.46728 | 0.45935 | 0.45286 | 0.44691 | 0.44169 | 0.43709 | 0.43294 | 0.42968 | 0.42659 | 0.42364 | 0.42081 | 0.41808
F8_Industrial_Industrial - WA_Existing_Space Heating_Natural Gas_Ventilation - Demand Controlled_A_Achievable Economic TRC Potential | F8 | Industrial | Industrial - WA | Existing | Space Heating | Natural Gas | Ventilation - Demand Controlled | A | Cumulative Summer Peak Savings (MW) | Achievable Economic TRC Potential | 0 | 0 | 0 | 0 | 0 | 0 | 0 | 0 | 0 | 0 | 0 | 0 | 0 | 0 | 0 | 0 | 0 | 0 | 0 | 0 | 0 | 0 | 0 | 0 | 0 | 0 | 0
F9_Industrial_Industrial - WA_Existing_Space Heating_Natural Gas_Ventilation - Demand Controlled_A_Achievable Economic TRC Potential | F9 | Industrial | Industrial - WA | Existing | Space Heating | Natural Gas | Ventilation - Demand Controlled | A | Cumulative Winter Peak Savings (MW) | Achievable Economic TRC Potential | 0 | 0 | 0 | 0 | 0 | 0 | 0 | 0 | 0 | 0 | 0 | 0 | 0 | 0 | 0 | 0 | 0 | 0 | 0 | 0 | 0 | 0 | 0 | 0 | 0 | 0 | 0
F10_Industrial_Industrial - WA_Existing_Space Heating_Natural Gas_Ventilation - Demand Controlled_A_Achievable Economic TRC Potential | F10 | Industrial | Industrial - WA | Existing | Space Heating | Natural Gas | Ventilation - Demand Controlled | A | Purchases (Incremental) | Achievable Economic TRC Potential | 0 | 0 | 1456.9334 | 1431.8139 | 1407.1274 | 1382.8666 | 1359.0241 | 1202.0334 | 945.0469 | 743.0024 | 584.1536 | 459.2656 | 0 | 0 | 0 | 0 | 0 | 0 | 0 | 0 | 0 | 0 | 0 | 0 | 0 | 0 | 0
F11_Industrial_Industrial - WA_Existing_Space Heating_Natural Gas_Ventilation - Demand Controlled_A_Achievable Economic TRC Potential | F11 | Industrial | Industrial - WA | Existing | Space Heating | Natural Gas | Ventilation - Demand Controlled | A | Purchases (Cumulative) | Achievable Economic TRC Potential | 0 | 0 | 1456.9334 | 2888.7472 | 4295.8747 | 5678.7412 | 7037.7653 | 8239.7987 | 9184.8456 | 9927.848 | 10512.0016 | 10971.2672 | 10971.2672 | 10971.2672 | 10971.2672 | 10971.2672 | 10971.2672 | 10971.2672 | 10971.2672 | 10971.2672 | 10971.2672 | 10971.2672 | 10971.2672 | 10971.2672 | 10971.2672 | 10971.2672 | 10971.2672
F1_Industrial_Industrial - WA_Existing_Space Heating_Natural Gas_Destratification Fans (HVLS)_A_Achievable Economic TRC Potential | F1 | Industrial | Industrial - WA | Existing | Space Heating | Natural Gas | Destratification Fans (HVLS) | A | Integrated Unit Energy Savings (kWh or therms) | Achievable Economic TRC Potential | 0 | 0 | 122700.225 | 122261.9684 | 121797.0714 | 121307.1655 | 120793.772 | 120447.214 | 120086.5267 | 119711.9763 | 119325.8367 | 118930.1764 | 118526.8698 | 118117.6117 | 117703.9325 | 117287.2132 | 116868.6991 | 116461.2083 | 116067.045 | 115703.8824 | 115369.8848 | 115067.3523 | 114794.1056 | 114547.1544 | 114321.0217 | 114108.8896 | 113909.5475
F2_Industrial_Industrial - WA_Existing_Space Heating_Natural Gas_Destratification Fans (HVLS)_A_Achievable Economic TRC Potential | F2 | Industrial | Industrial - WA | Existing | Space Heating | Natural Gas | Destratification Fans (HVLS) | A | Integrated Unit Summer Peak Savings (kW) | Achievable Economic TRC Potential | 0 | 0 | 0 | 0 | 0 | 0 | 0 | 0 | 0 | 0 | 0 | 0 | 0 | 0 | 0 | 0 | 0 | 0 | 0 | 0 | 0 | 0 | 0 | 0 | 0 | 0 | 0
F3_Industrial_Industrial - WA_Existing_Space Heating_Natural Gas_Destratification Fans (HVLS)_A_Achievable Economic TRC Potential | F3 | Industrial | Industrial - WA | Existing | Space Heating | Natural Gas | Destratification Fans (HVLS) | A | Integrated Unit Winter Peak Savings (kW) | Achievable Economic TRC Potential | 0 | 0 | 0 | 0 | 0 | 0 | 0 | 0 | 0 | 0 | 0 | 0 | 0 | 0 | 0 | 0 | 0 | 0 | 0 | 0 | 0 | 0 | 0 | 0 | 0 | 0 | 0
F4_Industrial_Industrial - WA_Existing_Space Heating_Natural Gas_Destratification Fans (HVLS)_A_Achievable Economic TRC Potential | F4 | Industrial | Industrial - WA | Existing | Space Heating | Natural Gas | Destratification Fans (HVLS) | A | Incremental Energy Savings (MWh or mTherms) | Achievable Economic TRC Potential | 0 | 0 | 0.27268 | 0.26702 | 0.26142 | 0.25588 | 0.2504 | 0.24538 | 0.24043 | 0.23555 | 0.23074 | 0.22601 | 0.22136 | 0.21679 | 0.21231 | 0.20791 | 0.20359 | 0 | 0 | 0 | 0 | 0 | 0 | 0 | 0 | 0 | 0
F5_Industrial_Industrial - WA_Existing_Space Heating_Natural Gas_Destratification Fans (HVLS)_A_Achievable Economic TRC Potential | F5 | Industrial | Industrial - WA | Existing | Space Heating | Natural Gas | Destratification Fans (HVLS) | A | Incremental Summer Peak Savings (MW) | Achievable Economic TRC Potential | 0 | 0 | 0 | 0 | 0 | 0 | 0 | 0 | 0 | 0 | 0 | 0 | 0 | 0 | 0 | 0 | 0 | 0 | 0 | 0 | 0 | 0 | 0 | 0 | 0 | 0 | 0
F6_Industrial_Industrial - WA_Existing_Space Heating_Natural Gas_Destratification Fans (HVLS)_A_Achievable Economic TRC Potential | F6 | Industrial | Industrial - WA | Existing | Space Heating | Natural Gas | Destratification Fans (HVLS) | A | Incremental Winter Peak Savings (MW) | Achievable Economic TRC Potential | 0 | 0 | 0 | 0 | 0 | 0 | 0 | 0 | 0 | 0 | 0 | 0 | 0 | 0 | 0 | 0 | 0 | 0 | 0 | 0 | 0 | 0 | 0 | 0 | 0 | 0 | 0
F7_Industrial_Industrial - WA_Existing_Space Heating_Natural Gas_Destratification Fans (HVLS)_A_Achievable Economic TRC Potential | F7 | Industrial | Industrial - WA | Existing | Space Heating | Natural Gas | Destratification Fans (HVLS) | A | Cumulative Energy Savings (MWh or mTherms) | Achievable Economic TRC Potential | 0 | 0 | 0.27268 | 0.53873 | 0.7981 | 1.0508 | 1.2967 | 1.5384 | 1.7742 | 2.0042 | 2.2285 | 2.4471 | 2.6602 | 2.8678 | 3.07 | 3.2671 | 3.459 | 3.4469 | 3.4353 | 3.4245 | 3.4146 | 3.4057 | 3.3976 | 3.3903 | 3.3836 | 3.3773 | 3.3714
F8_Industrial_Industrial - WA_Existing_Space Heating_Natural Gas_Destratification Fans (HVLS)_A_Achievable Economic TRC Potential | F8 | Industrial | Industrial - WA | Existing | Space Heating | Natural Gas | Destratification Fans (HVLS) | A | Cumulative Summer Peak Savings (MW) | Achievable Economic TRC Potential | 0 | 0 | 0 | 0 | 0 | 0 | 0 | 0 | 0 | 0 | 0 | 0 | 0 | 0 | 0 | 0 | 0 | 0 | 0 | 0 | 0 | 0 | 0 | 0 | 0 | 0 | 0
F9_Industrial_Industrial - WA_Existing_Space Heating_Natural Gas_Destratification Fans (HVLS)_A_Achievable Economic TRC Potential | F9 | Industrial | Industrial - WA | Existing | Space Heating | Natural Gas | Destratification Fans (HVLS) | A | Cumulative Winter Peak Savings (MW) | Achievable Economic TRC Potential | 0 | 0 | 0 | 0 | 0 | 0 | 0 | 0 | 0 | 0 | 0 | 0 | 0 | 0 | 0 | 0 | 0 | 0 | 0 | 0 | 0 | 0 | 0 | 0 | 0 | 0 | 0
F10_Industrial_Industrial - WA_Existing_Space Heating_Natural Gas_Destratification Fans (HVLS)_A_Achievable Economic TRC Potential | F10 | Industrial | Industrial - WA | Existing | Space Heating | Natural Gas | Destratification Fans (HVLS) | A | Purchases (Incremental) | Achievable Economic TRC Potential | 0 | 0 | 0.0022223 | 0.002184 | 0.0021464 | 0.0021094 | 0.002073 | 0.0020372 | 0.0020021 | 0.0019676 | 0.0019337 | 0.0019003 | 0.0018676 | 0.0018354 | 0.0018037 | 0.0017726 | 0.0017421 | 0 | 0 | 0 | 0 | 0 | 0 | 0 | 0 | 0 | 0
F11_Industrial_Industrial - WA_Existing_Space Heating_Natural Gas_Destratification Fans (HVLS)_A_Achievable Economic TRC Potential | F11 | Industrial | Industrial - WA | Existing | Space Heating | Natural Gas | Destratification Fans (HVLS) | A | Purchases (Cumulative) | Achievable Economic TRC Potential | 0 | 0 | 0.0022223 | 0.0044063 | 0.0065527 | 0.0086621 | 0.010735 | 0.012772 | 0.014774 | 0.016742 | 0.018676 | 0.020576 | 0.022444 | 0.024279 | 0.026083 | 0.027855 | 0.029597 | 0.029597 | 0.029597 | 0.029597 | 0.029597 | 0.029597 | 0.029597 | 0.029597 | 0.029597 | 0.029597 | 0.029597
F1_Industrial_Industrial - WA_Existing_Space Heating_Natural Gas_Condensing RTU_A_Achievable Economic TRC Potential | F1 | Industrial | Industrial - WA | Existing | Space Heating | Natural Gas | Condensing RTU | A | Integrated Unit Energy Savings (kWh or therms) | Achievable Economic TRC Potential | 0 | 0 | 0.08147 | 0.080718 | 0.079882 | 0.079001 | 0.078029 | 0.077088 | 0.076066 | 0.074968 | 0.073809 | 0.072586 | 0.071328 | 0.070063 | 0.068804 | 0.067579 | 0.066412 | 0.065457 | 0.064582 | 0.063811 | 0.063128 | 0.062513 | 0.062025 | 0.061561 | 0.061119 | 0.060693 | 0.060281
F2_Industrial_Industrial - WA_Existing_Space Heating_Natural Gas_Condensing RTU_A_Achievable Economic TRC Potential | F2 | Industrial | Industrial - WA | Existing | Space Heating | Natural Gas | Condensing RTU | A | Integrated Unit Summer Peak Savings (kW) | Achievable Economic TRC Potential | 0 | 0 | 0 | 0 | 0 | 0 | 0 | 0 | 0 | 0 | 0 | 0 | 0 | 0 | 0 | 0 | 0 | 0 | 0 | 0 | 0 | 0 | 0 | 0 | 0 | 0 | 0
F3_Industrial_Industrial - WA_Existing_Space Heating_Natural Gas_Condensing RTU_A_Achievable Economic TRC Potential | F3 | Industrial | Industrial - WA | Existing | Space Heating | Natural Gas | Condensing RTU | A | Integrated Unit Winter Peak Savings (kW) | Achievable Economic TRC Potential | 0 | 0 | 0 | 0 | 0 | 0 | 0 | 0 | 0 | 0 | 0 | 0 | 0 | 0 | 0 | 0 | 0 | 0 | 0 | 0 | 0 | 0 | 0 | 0 | 0 | 0 | 0
F4_Industrial_Industrial - WA_Existing_Space Heating_Natural Gas_Condensing RTU_A_Achievable Economic TRC Potential | F4 | Industrial | Industrial - WA | Existing | Space Heating | Natural Gas | Condensing RTU | A | Incremental Energy Savings (MWh or mTherms) | Achievable Economic TRC Potential | 0 | 0 | 0 | 0 | 0 | 0 | 0 | 0 | 0 | 0 | 0 | 0 | 0 | 0 | 0 | 0 | 0 | 0 | 0 | 0 | 0 | 0 | 0 | 0 | 0 | 0 | 0
F5_Industrial_Industrial - WA_Existing_Space Heating_Natural Gas_Condensing RTU_A_Achievable Economic TRC Potential | F5 | Industrial | Industrial - WA | Existing | Space Heating | Natural Gas | Condensing RTU | A | Incremental Summer Peak Savings (MW) | Achievable Economic TRC Potential | 0 | 0 | 0 | 0 | 0 | 0 | 0 | 0 | 0 | 0 | 0 | 0 | 0 | 0 | 0 | 0 | 0 | 0 | 0 | 0 | 0 | 0 | 0 | 0 | 0 | 0 | 0
F6_Industrial_Industrial - WA_Existing_Space Heating_Natural Gas_Condensing RTU_A_Achievable Economic TRC Potential | F6 | Industrial | Industrial - WA | Existing | Space Heating | Natural Gas | Condensing RTU | A | Incremental Winter Peak Savings (MW) | Achievable Economic TRC Potential | 0 | 0 | 0 | 0 | 0 | 0 | 0 | 0 | 0 | 0 | 0 | 0 | 0 | 0 | 0 | 0 | 0 | 0 | 0 | 0 | 0 | 0 | 0 | 0 | 0 | 0 | 0
F7_Industrial_Industrial - WA_Existing_Space Heating_Natural Gas_Condensing RTU_A_Achievable Economic TRC Potential | F7 | Industrial | Industrial - WA | Existing | Space Heating | Natural Gas | Condensing RTU | A | Cumulative Energy Savings (MWh or mTherms) | Achievable Economic TRC Potential | 0 | 0 | 0 | 0 | 0 | 0 | 0 | 0 | 0 | 0 | 0 | 0 | 0 | 0 | 0 | 0 | 0 | 0 | 0 | 0 | 0 | 0 | 0 | 0 | 0 | 0 | 0
F8_Industrial_Industrial - WA_Existing_Space Heating_Natural Gas_Condensing RTU_A_Achievable Economic TRC Potential | F8 | Industrial | Industrial - WA | Existing | Space Heating | Natural Gas | Condensing RTU | A | Cumulative Summer Peak Savings (MW) | Achievable Economic TRC Potential | 0 | 0 | 0 | 0 | 0 | 0 | 0 | 0 | 0 | 0 | 0 | 0 | 0 | 0 | 0 | 0 | 0 | 0 | 0 | 0 | 0 | 0 | 0 | 0 | 0 | 0 | 0
F9_Industrial_Industrial - WA_Existing_Space Heating_Natural Gas_Condensing RTU_A_Achievable Economic TRC Potential | F9 | Industrial | Industrial - WA | Existing | Space Heating | Natural Gas | Condensing RTU | A | Cumulative Winter Peak Savings (MW) | Achievable Economic TRC Potential | 0 | 0 | 0 | 0 | 0 | 0 | 0 | 0 | 0 | 0 | 0 | 0 | 0 | 0 | 0 | 0 | 0 | 0 | 0 | 0 | 0 | 0 | 0 | 0 | 0 | 0 | 0
F10_Industrial_Industrial - WA_Existing_Space Heating_Natural Gas_Condensing RTU_A_Achievable Economic TRC Potential | F10 | Industrial | Industrial - WA | Existing | Space Heating | Natural Gas | Condensing RTU | A | Purchases (Incremental) | Achievable Economic TRC Potential | 0 | 0 | 0 | 0 | 0 | 0 | 0 | 0 | 0 | 0 | 0 | 0 | 0 | 0 | 0 | 0 | 0 | 0 | 0 | 0 | 0 | 0 | 0 | 0 | 0 | 0 | 0
F11_Industrial_Industrial - WA_Existing_Space Heating_Natural Gas_Condensing RTU_A_Achievable Economic TRC Potential | F11 | Industrial | Industrial - WA | Existing | Space Heating | Natural Gas | Condensing RTU | A | Purchases (Cumulative) | Achievable Economic TRC Potential | 0 | 0 | 0 | 0 | 0 | 0 | 0 | 0 | 0 | 0 | 0 | 0 | 0 | 0 | 0 | 0 | 0 | 0 | 0 | 0 | 0 | 0 | 0 | 0 | 0 | 0 | 0
F1_Industrial_Industrial - WA_Existing_Space Heating_Natural Gas_Industrial Air Curtains_A_Achievable Economic TRC Potential | F1 | Industrial | Industrial - WA | Existing | Space Heating | Natural Gas | Industrial Air Curtains | A | Integrated Unit Energy Savings (kWh or therms) | Achievable Economic TRC Potential | 0 | 0 | -0.018168 | -0.018132 | -0.018092 | -0.01805 | -0.018004 | -0.017955 | -0.017904 | -0.017851 | -0.017796 | -0.017739 | -0.017682 | -0.017624 | -0.017565 | -0.017506 | -0.017446 | -0.017388 | -0.017332 | -0.017281 | -0.017235 | -0.017192 | -0.017155 | -0.017121 | -0.017091 | -0.017062 | -0.017036
F2_Industrial_Industrial - WA_Existing_Space Heating_Natural Gas_Industrial Air Curtains_A_Achievable Economic TRC Potential | F2 | Industrial | Industrial - WA | Existing | Space Heating | Natural Gas | Industrial Air Curtains | A | Integrated Unit Summer Peak Savings (kW) | Achievable Economic TRC Potential | 0 | 0 | 0 | 0 | 0 | 0 | 0 | 0 | 0 | 0 | 0 | 0 | 0 | 0 | 0 | 0 | 0 | 0 | 0 | 0 | 0 | 0 | 0 | 0 | 0 | 0 | 0
F3_Industrial_Industrial - WA_Existing_Space Heating_Natural Gas_Industrial Air Curtains_A_Achievable Economic TRC Potential | F3 | Industrial | Industrial - WA | Existing | Space Heating | Natural Gas | Industrial Air Curtains | A | Integrated Unit Winter Peak Savings (kW) | Achievable Economic TRC Potential | 0 | 0 | 0 | 0 | 0 | 0 | 0 | 0 | 0 | 0 | 0 | 0 | 0 | 0 | 0 | 0 | 0 | 0 | 0 | 0 | 0 | 0 | 0 | 0 | 0 | 0 | 0
F4_Industrial_Industrial - WA_Existing_Space Heating_Natural Gas_Industrial Air Curtains_A_Achievable Economic TRC Potential | F4 | Industrial | Industrial - WA | Existing | Space Heating | Natural Gas | Industrial Air Curtains | A | Incremental Energy Savings (MWh or mTherms) | Achievable Economic TRC Potential | 0 | 0 | 0 | 0 | 0 | 0 | 0 | 0 | 0 | 0 | 0 | 0 | 0 | 0 | 0 | 0 | 0 | 0 | 0 | 0 | 0 | 0 | 0 | 0 | 0 | 0 | 0
F5_Industrial_Industrial - WA_Existing_Space Heating_Natural Gas_Industrial Air Curtains_A_Achievable Economic TRC Potential | F5 | Industrial | Industrial - WA | Existing | Space Heating | Natural Gas | Industrial Air Curtains | A | Incremental Summer Peak Savings (MW) | Achievable Economic TRC Potential | 0 | 0 | 0 | 0 | 0 | 0 | 0 | 0 | 0 | 0 | 0 | 0 | 0 | 0 | 0 | 0 | 0 | 0 | 0 | 0 | 0 | 0 | 0 | 0 | 0 | 0 | 0
F6_Industrial_Industrial - WA_Existing_Space Heating_Natural Gas_Industrial Air Curtains_A_Achievable Economic TRC Potential | F6 | Industrial | Industrial - WA | Existing | Space Heating | Natural Gas | Industrial Air Curtains | A | Incremental Winter Peak Savings (MW) | Achievable Economic TRC Potential | 0 | 0 | 0 | 0 | 0 | 0 | 0 | 0 | 0 | 0 | 0 | 0 | 0 | 0 | 0 | 0 | 0 | 0 | 0 | 0 | 0 | 0 | 0 | 0 | 0 | 0 | 0
F7_Industrial_Industrial - WA_Existing_Space Heating_Natural Gas_Industrial Air Curtains_A_Achievable Economic TRC Potential | F7 | Industrial | Industrial - WA | Existing | Space Heating | Natural Gas | Industrial Air Curtains | A | Cumulative Energy Savings (MWh or mTherms) | Achievable Economic TRC Potential | 0 | 0 | 0 | 0 | 0 | 0 | 0 | 0 | 0 | 0 | 0 | 0 | 0 | 0 | 0 | 0 | 0 | 0 | 0 | 0 | 0 | 0 | 0 | 0 | 0 | 0 | 0
F8_Industrial_Industrial - WA_Existing_Space Heating_Natural Gas_Industrial Air Curtains_A_Achievable Economic TRC Potential | F8 | Industrial | Industrial - WA | Existing | Space Heating | Natural Gas | Industrial Air Curtains | A | Cumulative Summer Peak Savings (MW) | Achievable Economic TRC Potential | 0 | 0 | 0 | 0 | 0 | 0 | 0 | 0 | 0 | 0 | 0 | 0 | 0 | 0 | 0 | 0 | 0 | 0 | 0 | 0 | 0 | 0 | 0 | 0 | 0 | 0 | 0
F9_Industrial_Industrial - WA_Existing_Space Heating_Natural Gas_Industrial Air Curtains_A_Achievable Economic TRC Potential | F9 | Industrial | Industrial - WA | Existing | Space Heating | Natural Gas | Industrial Air Curtains | A | Cumulative Winter Peak Savings (MW) | Achievable Economic TRC Potential | 0 | 0 | 0 | 0 | 0 | 0 | 0 | 0 | 0 | 0 | 0 | 0 | 0 | 0 | 0 | 0 | 0 | 0 | 0 | 0 | 0 | 0 | 0 | 0 | 0 | 0 | 0
F10_Industrial_Industrial - WA_Existing_Space Heating_Natural Gas_Industrial Air Curtains_A_Achievable Economic TRC Potential | F10 | Industrial | Industrial - WA | Existing | Space Heating | Natural Gas | Industrial Air Curtains | A | Purchases (Incremental) | Achievable Economic TRC Potential | 0 | 0 | 0 | 0 | 0 | 0 | 0 | 0 | 0 | 0 | 0 | 0 | 0 | 0 | 0 | 0 | 0 | 0 | 0 | 0 | 0 | 0 | 0 | 0 | 0 | 0 | 0
F11_Industrial_Industrial - WA_Existing_Space Heating_Natural Gas_Industrial Air Curtains_A_Achievable Economic TRC Potential | F11 | Industrial | Industrial - WA | Existing | Space Heating | Natural Gas | Industrial Air Curtains | A | Purchases (Cumulative) | Achievable Economic TRC Potential | 0 | 0 | 0 | 0 | 0 | 0 | 0 | 0 | 0 | 0 | 0 | 0 | 0 | 0 | 0 | 0 | 0 | 0 | 0 | 0 | 0 | 0 | 0 | 0 | 0 | 0 | 0
F1_Industrial_Industrial - WA_Existing_Space Heating_Natural Gas_HVAC - Energy Recovery Ventilator_A_Achievable Economic TRC Potential | F1 | Industrial | Industrial - WA | Existing | Space Heating | Natural Gas | HVAC - Energy Recovery Ventilator | A | Integrated Unit Energy Savings (kWh or therms) | Achievable Economic TRC Potential | 0 | 0 | 0.20572 | 0.20433 | 0.20284 | 0.20123 | 0.19949 | 0.1979 | 0.19618 | 0.19432 | 0.19233 | 0.19025 | 0.1881 | 0.18597 | 0.18387 | 0.18182 | 0.17988 | 0.17844 | 0.17715 | 0.17602 | 0.17504 | 0.17416 | 0.17342 | 0.17272 | 0.17205 | 0.17139 | 0.17075
F2_Industrial_Industrial - WA_Existing_Space Heating_Natural Gas_HVAC - Energy Recovery Ventilator_A_Achievable Economic TRC Potential | F2 | Industrial | Industrial - WA | Existing | Space Heating | Natural Gas | HVAC - Energy Recovery Ventilator | A | Integrated Unit Summer Peak Savings (kW) | Achievable Economic TRC Potential | 0 | 0 | 0 | 0 | 0 | 0 | 0 | 0 | 0 | 0 | 0 | 0 | 0 | 0 | 0 | 0 | 0 | 0 | 0 | 0 | 0 | 0 | 0 | 0 | 0 | 0 | 0
F3_Industrial_Industrial - WA_Existing_Space Heating_Natural Gas_HVAC - Energy Recovery Ventilator_A_Achievable Economic TRC Potential | F3 | Industrial | Industrial - WA | Existing | Space Heating | Natural Gas | HVAC - Energy Recovery Ventilator | A | Integrated Unit Winter Peak Savings (kW) | Achievable Economic TRC Potential | 0 | 0 | 0 | 0 | 0 | 0 | 0 | 0 | 0 | 0 | 0 | 0 | 0 | 0 | 0 | 0 | 0 | 0 | 0 | 0 | 0 | 0 | 0 | 0 | 0 | 0 | 0
F4_Industrial_Industrial - WA_Existing_Space Heating_Natural Gas_HVAC - Energy Recovery Ventilator_A_Achievable Economic TRC Potential | F4 | Industrial | Industrial - WA | Existing | Space Heating | Natural Gas | HVAC - Energy Recovery Ventilator | A | Incremental Energy Savings (MWh or mTherms) | Achievable Economic TRC Potential | 0 | 0 | 0.10605 | 0.10352 | 0.10099 | 0.098458 | 0.095922 | 0.09352 | 0.091108 | 0.088688 | 0.086268 | 0.083862 | 0.081485 | 0.079174 | 0.076927 | 0.074761 | 0.072688 | 0.070862 | 0.069136 | 0.067511 | 0.065977 | 0.064515 | 0 | 0 | 0 | 0 | 0
F5_Industrial_Industrial - WA_Existing_Space Heating_Natural Gas_HVAC - Energy Recovery Ventilator_A_Achievable Economic TRC Potential | F5 | Industrial | Industrial - WA | Existing | Space Heating | Natural Gas | HVAC - Energy Recovery Ventilator | A | Incremental Summer Peak Savings (MW) | Achievable Economic TRC Potential | 0 | 0 | 0 | 0 | 0 | 0 | 0 | 0 | 0 | 0 | 0 | 0 | 0 | 0 | 0 | 0 | 0 | 0 | 0 | 0 | 0 | 0 | 0 | 0 | 0 | 0 | 0
F6_Industrial_Industrial - WA_Existing_Space Heating_Natural Gas_HVAC - Energy Recovery Ventilator_A_Achievable Economic TRC Potential | F6 | Industrial | Industrial - WA | Existing | Space Heating | Natural Gas | HVAC - Energy Recovery Ventilator | A | Incremental Winter Peak Savings (MW) | Achievable Economic TRC Potential | 0 | 0 | 0 | 0 | 0 | 0 | 0 | 0 | 0 | 0 | 0 | 0 | 0 | 0 | 0 | 0 | 0 | 0 | 0 | 0 | 0 | 0 | 0 | 0 | 0 | 0 | 0
F7_Industrial_Industrial - WA_Existing_Space Heating_Natural Gas_HVAC - Energy Recovery Ventilator_A_Achievable Economic TRC Potential | F7 | Industrial | Industrial - WA | Existing | Space Heating | Natural Gas | HVAC - Energy Recovery Ventilator | A | Cumulative Energy Savings (MWh or mTherms) | Achievable Economic TRC Potential | 0 | 0 | 0.10605 | 0.20885 | 0.30831 | 0.40432 | 0.49673 | 0.58631 | 0.67232 | 0.75463 | 0.83319 | 0.90802 | 0.97925 | 1.0473 | 1.1124 | 1.1748 | 1.2349 | 1.2959 | 1.3557 | 1.4145 | 1.4726 | 1.5298 | 1.5233 | 1.5171 | 1.5112 | 1.5054 | 1.4998
F8_Industrial_Industrial - WA_Existing_Space Heating_Natural Gas_HVAC - Energy Recovery Ventilator_A_Achievable Economic TRC Potential | F8 | Industrial | Industrial - WA | Existing | Space Heating | Natural Gas | HVAC - Energy Recovery Ventilator | A | Cumulative Summer Peak Savings (MW) | Achievable Economic TRC Potential | 0 | 0 | 0 | 0 | 0 | 0 | 0 | 0 | 0 | 0 | 0 | 0 | 0 | 0 | 0 | 0 | 0 | 0 | 0 | 0 | 0 | 0 | 0 | 0 | 0 | 0 | 0
F9_Industrial_Industrial - WA_Existing_Space Heating_Natural Gas_HVAC - Energy Recovery Ventilator_A_Achievable Economic TRC Potential | F9 | Industrial | Industrial - WA | Existing | Space Heating | Natural Gas | HVAC - Energy Recovery Ventilator | A | Cumulative Winter Peak Savings (MW) | Achievable Economic TRC Potential | 0 | 0 | 0 | 0 | 0 | 0 | 0 | 0 | 0 | 0 | 0 | 0 | 0 | 0 | 0 | 0 | 0 | 0 | 0 | 0 | 0 | 0 | 0 | 0 | 0 | 0 | 0
F10_Industrial_Industrial - WA_Existing_Space Heating_Natural Gas_HVAC - Energy Recovery Ventilator_A_Achievable Economic TRC Potential | F10 | Industrial | Industrial - WA | Existing | Space Heating | Natural Gas | HVAC - Energy Recovery Ventilator | A | Purchases (Incremental) | Achievable Economic TRC Potential | 0 | 0 | 515.4871 | 506.5994 | 497.865 | 489.2811 | 480.8452 | 472.5548 | 464.4073 | 456.4002 | 448.5313 | 440.798 | 433.198 | 425.7291 | 418.3889 | 411.1753 | 404.0861 | 397.1191 | 390.2722 | 383.5434 | 376.9306 | 370.4318 | 0 | 0 | 0 | 0 | 0
F11_Industrial_Industrial - WA_Existing_Space Heating_Natural Gas_HVAC - Energy Recovery Ventilator_A_Achievable Economic TRC Potential | F11 | Industrial | Industrial - WA | Existing | Space Heating | Natural Gas | HVAC - Energy Recovery Ventilator | A | Purchases (Cumulative) | Achievable Economic TRC Potential | 0 | 0 | 515.4871 | 1022.0866 | 1519.9515 | 2009.2326 | 2490.0778 | 2962.6325 | 3427.0398 | 3883.4401 | 4331.9713 | 4772.7693 | 5205.9673 | 5631.6964 | 6050.0853 | 6461.2606 | 6865.3467 | 7262.4658 | 7652.738 | 8036.2814 | 8413.212 | 8783.6437 | 8783.6437 | 8783.6437 | 8783.6437 | 8783.6437 | 8783.6437
F1_Industrial_Industrial - WA_Existing_Space Heating_Natural Gas_Thermostat - Connected_A_Achievable Economic TRC Potential | F1 | Industrial | Industrial - WA | Existing | Space Heating | Natural Gas | Thermostat - Connected | A | Integrated Unit Energy Savings (kWh or therms) | Achievable Economic TRC Potential | 0 | 0 | 7346.5513 | 7331.8896 | 7315.7846 | 7298.3297 | 7279.6121 | 7259.7571 | 7239.0628 | 7217.545 | 7195.3406 | 7172.5742 | 7149.3587 | 7125.7964 | 7101.9796 | 7077.9916 | 7053.9076 | 7030.5015 | 7007.9131 | 6987.21 | 6968.2827 | 6951.2712 | 6936.0451 | 6922.4249 | 6910.0807 | 6898.6014 | 6887.9145
F2_Industrial_Industrial - WA_Existing_Space Heating_Natural Gas_Thermostat - Connected_A_Achievable Economic TRC Potential | F2 | Industrial | Industrial - WA | Existing | Space Heating | Natural Gas | Thermostat - Connected | A | Integrated Unit Summer Peak Savings (kW) | Achievable Economic TRC Potential | 0 | 0 | 0 | 0 | 0 | 0 | 0 | 0 | 0 | 0 | 0 | 0 | 0 | 0 | 0 | 0 | 0 | 0 | 0 | 0 | 0 | 0 | 0 | 0 | 0 | 0 | 0
F3_Industrial_Industrial - WA_Existing_Space Heating_Natural Gas_Thermostat - Connected_A_Achievable Economic TRC Potential | F3 | Industrial | Industrial - WA | Existing | Space Heating | Natural Gas | Thermostat - Connected | A | Integrated Unit Winter Peak Savings (kW) | Achievable Economic TRC Potential | 0 | 0 | 0 | 0 | 0 | 0 | 0 | 0 | 0 | 0 | 0 | 0 | 0 | 0 | 0 | 0 | 0 | 0 | 0 | 0 | 0 | 0 | 0 | 0 | 0 | 0 | 0
F4_Industrial_Industrial - WA_Existing_Space Heating_Natural Gas_Thermostat - Connected_A_Achievable Economic TRC Potential | F4 | Industrial | Industrial - WA | Existing | Space Heating | Natural Gas | Thermostat - Connected | A | Incremental Energy Savings (MWh or mTherms) | Achievable Economic TRC Potential | 0 | 0 | 0.25893 | 0.25395 | 0.24903 | 0.24415 | 0.23933 | 0 | 0 | 0 | 0 | 0 | 0 | 0 | 0 | 0 | 0 | 0 | 0 | 0 | 0 | 0 | 0 | 0 | 0 | 0 | 0
F5_Industrial_Industrial - WA_Existing_Space Heating_Natural Gas_Thermostat - Connected_A_Achievable Economic TRC Potential | F5 | Industrial | Industrial - WA | Existing | Space Heating | Natural Gas | Thermostat - Connected | A | Incremental Summer Peak Savings (MW) | Achievable Economic TRC Potential | 0 | 0 | 0 | 0 | 0 | 0 | 0 | 0 | 0 | 0 | 0 | 0 | 0 | 0 | 0 | 0 | 0 | 0 | 0 | 0 | 0 | 0 | 0 | 0 | 0 | 0 | 0
F6_Industrial_Industrial - WA_Existing_Space Heating_Natural Gas_Thermostat - Connected_A_Achievable Economic TRC Potential | F6 | Industrial | Industrial - WA | Existing | Space Heating | Natural Gas | Thermostat - Connected | A | Incremental Winter Peak Savings (MW) | Achievable Economic TRC Potential | 0 | 0 | 0 | 0 | 0 | 0 | 0 | 0 | 0 | 0 | 0 | 0 | 0 | 0 | 0 | 0 | 0 | 0 | 0 | 0 | 0 | 0 | 0 | 0 | 0 | 0 | 0
F7_Industrial_Industrial - WA_Existing_Space Heating_Natural Gas_Thermostat - Connected_A_Achievable Economic TRC Potential | F7 | Industrial | Industrial - WA | Existing | Space Heating | Natural Gas | Thermostat - Connected | A | Cumulative Energy Savings (MWh or mTherms) | Achievable Economic TRC Potential | 0 | 0 | 0.25893 | 0.51236 | 0.76027 | 1.0026 | 1.2394 | 1.236 | 1.2325 | 1.2288 | 1.225 | 1.2211 | 1.2172 | 1.2132 | 1.2091 | 1.205 | 1.2009 | 1.1969 | 1.1931 | 1.1896 | 1.1864 | 1.1835 | 1.1809 | 1.1785 | 1.1764 | 1.1745 | 1.1727
F8_Industrial_Industrial - WA_Existing_Space Heating_Natural Gas_Thermostat - Connected_A_Achievable Economic TRC Potential | F8 | Industrial | Industrial - WA | Existing | Space Heating | Natural Gas | Thermostat - Connected | A | Cumulative Summer Peak Savings (MW) | Achievable Economic TRC Potential | 0 | 0 | 0 | 0 | 0 | 0 | 0 | 0 | 0 | 0 | 0 | 0 | 0 | 0 | 0 | 0 | 0 | 0 | 0 | 0 | 0 | 0 | 0 | 0 | 0 | 0 | 0
F9_Industrial_Industrial - WA_Existing_Space Heating_Natural Gas_Thermostat - Connected_A_Achievable Economic TRC Potential | F9 | Industrial | Industrial - WA | Existing | Space Heating | Natural Gas | Thermostat - Connected | A | Cumulative Winter Peak Savings (MW) | Achievable Economic TRC Potential | 0 | 0 | 0 | 0 | 0 | 0 | 0 | 0 | 0 | 0 | 0 | 0 | 0 | 0 | 0 | 0 | 0 | 0 | 0 | 0 | 0 | 0 | 0 | 0 | 0 | 0 | 0
F10_Industrial_Industrial - WA_Existing_Space Heating_Natural Gas_Thermostat - Connected_A_Achievable Economic TRC Potential | F10 | Industrial | Industrial - WA | Existing | Space Heating | Natural Gas | Thermostat - Connected | A | Purchases (Incremental) | Achievable Economic TRC Potential | 0 | 0 | 0.035245 | 0.034637 | 0.03404 | 0.033453 | 0.032876 | 0 | 0 | 0 | 0 | 0 | 0 | 0 | 0 | 0 | 0 | 0 | 0 | 0 | 0 | 0 | 0 | 0 | 0 | 0 | 0
F11_Industrial_Industrial - WA_Existing_Space Heating_Natural Gas_Thermostat - Connected_A_Achievable Economic TRC Potential | F11 | Industrial | Industrial - WA | Existing | Space Heating | Natural Gas | Thermostat - Connected | A | Purchases (Cumulative) | Achievable Economic TRC Potential | 0 | 0 | 0.035245 | 0.069882 | 0.10392 | 0.13737 | 0.17025 | 0.17025 | 0.17025 | 0.17025 | 0.17025 | 0.17025 | 0.17025 | 0.17025 | 0.17025 | 0.17025 | 0.17025 | 0.17025 | 0.17025 | 0.17025 | 0.17025 | 0.17025 | 0.17025 | 0.17025 | 0.17025 | 0.17025 | 0.17025
F1_Industrial_Industrial - WA_Existing_Space Heating_Natural Gas_Gas Boiler - Maintenance_A_Achievable Economic TRC Potential | F1 | Industrial | Industrial - WA | Existing | Space Heating | Natural Gas | Gas Boiler - Maintenance | A | Integrated Unit Energy Savings (kWh or therms) | Achievable Economic TRC Potential | 0 | 0 | 0.69156 | 0.68524 | 0.67862 | 0.67163 | 0.66417 | 0.65725 | 0.64988 | 0.64201 | 0.63366 | 0.6249 | 0.61597 | 0.60709 | 0.59835 | 0.58998 | 0.58216 | 0.57626 | 0.57111 | 0.56667 | 0.56285 | 0.55945 | 0.55702 | 0.55466 | 0.55235 | 0.55006 | 0.54778
F2_Industrial_Industrial - WA_Existing_Space Heating_Natural Gas_Gas Boiler - Maintenance_A_Achievable Economic TRC Potential | F2 | Industrial | Industrial - WA | Existing | Space Heating | Natural Gas | Gas Boiler - Maintenance | A | Integrated Unit Summer Peak Savings (kW) | Achievable Economic TRC Potential | 0 | 0 | 0 | 0 | 0 | 0 | 0 | 0 | 0 | 0 | 0 | 0 | 0 | 0 | 0 | 0 | 0 | 0 | 0 | 0 | 0 | 0 | 0 | 0 | 0 | 0 | 0
F3_Industrial_Industrial - WA_Existing_Space Heating_Natural Gas_Gas Boiler - Maintenance_A_Achievable Economic TRC Potential | F3 | Industrial | Industrial - WA | Existing | Space Heating | Natural Gas | Gas Boiler - Maintenance | A | Integrated Unit Winter Peak Savings (kW) | Achievable Economic TRC Potential | 0 | 0 | 0 | 0 | 0 | 0 | 0 | 0 | 0 | 0 | 0 | 0 | 0 | 0 | 0 | 0 | 0 | 0 | 0 | 0 | 0 | 0 | 0 | 0 | 0 | 0 | 0
F4_Industrial_Industrial - WA_Existing_Space Heating_Natural Gas_Gas Boiler - Maintenance_A_Achievable Economic TRC Potential | F4 | Industrial | Industrial - WA | Existing | Space Heating | Natural Gas | Gas Boiler - Maintenance | A | Incremental Energy Savings (MWh or mTherms) | Achievable Economic TRC Potential | 0 | 0 | 0.028906 | 0.019729 | 0.013293 | 0 | 0 | 0 | 0 | 0 | 0 | 0 | 0 | 0 | 0 | 0 | 0 | 0 | 0 | 0 | 0 | 0 | 0 | 0 | 0 | 0 | 0
F5_Industrial_Industrial - WA_Existing_Space Heating_Natural Gas_Gas Boiler - Maintenance_A_Achievable Economic TRC Potential | F5 | Industrial | Industrial - WA | Existing | Space Heating | Natural Gas | Gas Boiler - Maintenance | A | Incremental Summer Peak Savings (MW) | Achievable Economic TRC Potential | 0 | 0 | 0 | 0 | 0 | 0 | 0 | 0 | 0 | 0 | 0 | 0 | 0 | 0 | 0 | 0 | 0 | 0 | 0 | 0 | 0 | 0 | 0 | 0 | 0 | 0 | 0
F6_Industrial_Industrial - WA_Existing_Space Heating_Natural Gas_Gas Boiler - Maintenance_A_Achievable Economic TRC Potential | F6 | Industrial | Industrial - WA | Existing | Space Heating | Natural Gas | Gas Boiler - Maintenance | A | Incremental Winter Peak Savings (MW) | Achievable Economic TRC Potential | 0 | 0 | 0 | 0 | 0 | 0 | 0 | 0 | 0 | 0 | 0 | 0 | 0 | 0 | 0 | 0 | 0 | 0 | 0 | 0 | 0 | 0 | 0 | 0 | 0 | 0 | 0
F7_Industrial_Industrial - WA_Existing_Space Heating_Natural Gas_Gas Boiler - Maintenance_A_Achievable Economic TRC Potential | F7 | Industrial | Industrial - WA | Existing | Space Heating | Natural Gas | Gas Boiler - Maintenance | A | Cumulative Energy Savings (MWh or mTherms) | Achievable Economic TRC Potential | 0 | 0 | 0.028906 | 0.048371 | 0.061197 | 0.060566 | 0.059894 | 0.05927 | 0.058605 | 0.057895 | 0.057142 | 0.056353 | 0.055547 | 0.054747 | 0.053958 | 0.053203 | 0.052498 | 0.051966 | 0.051501 | 0.051101 | 0.050757 | 0.05045 | 0.050231 | 0.050018 | 0.04981 | 0.049604 | 0.049398
F8_Industrial_Industrial - WA_Existing_Space Heating_Natural Gas_Gas Boiler - Maintenance_A_Achievable Economic TRC Potential | F8 | Industrial | Industrial - WA | Existing | Space Heating | Natural Gas | Gas Boiler - Maintenance | A | Cumulative Summer Peak Savings (MW) | Achievable Economic TRC Potential | 0 | 0 | 0 | 0 | 0 | 0 | 0 | 0 | 0 | 0 | 0 | 0 | 0 | 0 | 0 | 0 | 0 | 0 | 0 | 0 | 0 | 0 | 0 | 0 | 0 | 0 | 0
F9_Industrial_Industrial - WA_Existing_Space Heating_Natural Gas_Gas Boiler - Maintenance_A_Achievable Economic TRC Potential | F9 | Industrial | Industrial - WA | Existing | Space Heating | Natural Gas | Gas Boiler - Maintenance | A | Cumulative Winter Peak Savings (MW) | Achievable Economic TRC Potential | 0 | 0 | 0 | 0 | 0 | 0 | 0 | 0 | 0 | 0 | 0 | 0 | 0 | 0 | 0 | 0 | 0 | 0 | 0 | 0 | 0 | 0 | 0 | 0 | 0 | 0 | 0
F10_Industrial_Industrial - WA_Existing_Space Heating_Natural Gas_Gas Boiler - Maintenance_A_Achievable Economic TRC Potential | F10 | Industrial | Industrial - WA | Existing | Space Heating | Natural Gas | Gas Boiler - Maintenance | A | Purchases (Incremental) | Achievable Economic TRC Potential | 0 | 0 | 41.798 | 28.792 | 19.5881 | 0 | 0 | 0 | 0 | 0 | 0 | 0 | 0 | 0 | 0 | 0 | 0 | 0 | 0 | 0 | 0 | 0 | 0 | 0 | 0 | 0 | 0
F11_Industrial_Industrial - WA_Existing_Space Heating_Natural Gas_Gas Boiler - Maintenance_A_Achievable Economic TRC Potential | F11 | Industrial | Industrial - WA | Existing | Space Heating | Natural Gas | Gas Boiler - Maintenance | A | Purchases (Cumulative) | Achievable Economic TRC Potential | 0 | 0 | 41.798 | 70.5899 | 90.178 | 90.178 | 90.178 | 90.178 | 90.178 | 90.178 | 90.178 | 90.178 | 90.178 | 90.178 | 90.178 | 90.178 | 90.178 | 90.178 | 90.178 | 90.178 | 90.178 | 90.178 | 90.178 | 90.178 | 90.178 | 90.178 | 90.178
F1_Industrial_Industrial - WA_Existing_Space Heating_Natural Gas_Gas Furnace - Maintenance_A_Achievable Economic TRC Potential | F1 | Industrial | Industrial - WA | Existing | Space Heating | Natural Gas | Gas Furnace - Maintenance | A | Integrated Unit Energy Savings (kWh or therms) | Achievable Economic TRC Potential | 0 | 0 | 0.69454 | 0.68856 | 0.68193 | 0.67464 | 0.66657 | 0.65877 | 0.65028 | 0.64107 | 0.6312 | 0.62078 | 0.61006 | 0.59928 | 0.58856 | 0.57812 | 0.56817 | 0.56004 | 0.55259 | 0.54603 | 0.54024 | 0.53501 | 0.53087 | 0.52695 | 0.5232 | 0.5196 | 0.51612
F2_Industrial_Industrial - WA_Existing_Space Heating_Natural Gas_Gas Furnace - Maintenance_A_Achievable Economic TRC Potential | F2 | Industrial | Industrial - WA | Existing | Space Heating | Natural Gas | Gas Furnace - Maintenance | A | Integrated Unit Summer Peak Savings (kW) | Achievable Economic TRC Potential | 0 | 0 | 0 | 0 | 0 | 0 | 0 | 0 | 0 | 0 | 0 | 0 | 0 | 0 | 0 | 0 | 0 | 0 | 0 | 0 | 0 | 0 | 0 | 0 | 0 | 0 | 0
F3_Industrial_Industrial - WA_Existing_Space Heating_Natural Gas_Gas Furnace - Maintenance_A_Achievable Economic TRC Potential | F3 | Industrial | Industrial - WA | Existing | Space Heating | Natural Gas | Gas Furnace - Maintenance | A | Integrated Unit Winter Peak Savings (kW) | Achievable Economic TRC Potential | 0 | 0 | 0 | 0 | 0 | 0 | 0 | 0 | 0 | 0 | 0 | 0 | 0 | 0 | 0 | 0 | 0 | 0 | 0 | 0 | 0 | 0 | 0 | 0 | 0 | 0 | 0
F4_Industrial_Industrial - WA_Existing_Space Heating_Natural Gas_Gas Furnace - Maintenance_A_Achievable Economic TRC Potential | F4 | Industrial | Industrial - WA | Existing | Space Heating | Natural Gas | Gas Furnace - Maintenance | A | Incremental Energy Savings (MWh or mTherms) | Achievable Economic TRC Potential | 0 | 0 | 0.018191 | 0.012423 | 0.0083701 | 0 | 0 | 0 | 0 | 0 | 0 | 0 | 0 | 0 | 0 | 0 | 0 | 0 | 0 | 0 | 0 | 0 | 0 | 0 | 0 | 0 | 0
F5_Industrial_Industrial - WA_Existing_Space Heating_Natural Gas_Gas Furnace - Maintenance_A_Achievable Economic TRC Potential | F5 | Industrial | Industrial - WA | Existing | Space Heating | Natural Gas | Gas Furnace - Maintenance | A | Incremental Summer Peak Savings (MW) | Achievable Economic TRC Potential | 0 | 0 | 0 | 0 | 0 | 0 | 0 | 0 | 0 | 0 | 0 | 0 | 0 | 0 | 0 | 0 | 0 | 0 | 0 | 0 | 0 | 0 | 0 | 0 | 0 | 0 | 0
F6_Industrial_Industrial - WA_Existing_Space Heating_Natural Gas_Gas Furnace - Maintenance_A_Achievable Economic TRC Potential | F6 | Industrial | Industrial - WA | Existing | Space Heating | Natural Gas | Gas Furnace - Maintenance | A | Incremental Winter Peak Savings (MW) | Achievable Economic TRC Potential | 0 | 0 | 0 | 0 | 0 | 0 | 0 | 0 | 0 | 0 | 0 | 0 | 0 | 0 | 0 | 0 | 0 | 0 | 0 | 0 | 0 | 0 | 0 | 0 | 0 | 0 | 0
F7_Industrial_Industrial - WA_Existing_Space Heating_Natural Gas_Gas Furnace - Maintenance_A_Achievable Economic TRC Potential | F7 | Industrial | Industrial - WA | Existing | Space Heating | Natural Gas | Gas Furnace - Maintenance | A | Cumulative Energy Savings (MWh or mTherms) | Achievable Economic TRC Potential | 0 | 0 | 0.018191 | 0.030457 | 0.038534 | 0.038121 | 0.037665 | 0.037225 | 0.036745 | 0.036225 | 0.035667 | 0.035078 | 0.034473 | 0.033863 | 0.033257 | 0.032668 | 0.032106 | 0.031646 | 0.031225 | 0.030855 | 0.030527 | 0.030231 | 0.029998 | 0.029776 | 0.029564 | 0.029361 | 0.029164
F8_Industrial_Industrial - WA_Existing_Space Heating_Natural Gas_Gas Furnace - Maintenance_A_Achievable Economic TRC Potential | F8 | Industrial | Industrial - WA | Existing | Space Heating | Natural Gas | Gas Furnace - Maintenance | A | Cumulative Summer Peak Savings (MW) | Achievable Economic TRC Potential | 0 | 0 | 0 | 0 | 0 | 0 | 0 | 0 | 0 | 0 | 0 | 0 | 0 | 0 | 0 | 0 | 0 | 0 | 0 | 0 | 0 | 0 | 0 | 0 | 0 | 0 | 0
F9_Industrial_Industrial - WA_Existing_Space Heating_Natural Gas_Gas Furnace - Maintenance_A_Achievable Economic TRC Potential | F9 | Industrial | Industrial - WA | Existing | Space Heating | Natural Gas | Gas Furnace - Maintenance | A | Cumulative Winter Peak Savings (MW) | Achievable Economic TRC Potential | 0 | 0 | 0 | 0 | 0 | 0 | 0 | 0 | 0 | 0 | 0 | 0 | 0 | 0 | 0 | 0 | 0 | 0 | 0 | 0 | 0 | 0 | 0 | 0 | 0 | 0 | 0
F10_Industrial_Industrial - WA_Existing_Space Heating_Natural Gas_Gas Furnace - Maintenance_A_Achievable Economic TRC Potential | F10 | Industrial | Industrial - WA | Existing | Space Heating | Natural Gas | Gas Furnace - Maintenance | A | Purchases (Incremental) | Achievable Economic TRC Potential | 0 | 0 | 26.1911 | 18.0414 | 12.2741 | 0 | 0 | 0 | 0 | 0 | 0 | 0 | 0 | 0 | 0 | 0 | 0 | 0 | 0 | 0 | 0 | 0 | 0 | 0 | 0 | 0 | 0
F11_Industrial_Industrial - WA_Existing_Space Heating_Natural Gas_Gas Furnace - Maintenance_A_Achievable Economic TRC Potential | F11 | Industrial | Industrial - WA | Existing | Space Heating | Natural Gas | Gas Furnace - Maintenance | A | Purchases (Cumulative) | Achievable Economic TRC Potential | 0 | 0 | 26.1911 | 44.2325 | 56.5067 | 56.5067 | 56.5067 | 56.5067 | 56.5067 | 56.5067 | 56.5067 | 56.5067 | 56.5067 | 56.5067 | 56.5067 | 56.5067 | 56.5067 | 56.5067 | 56.5067 | 56.5067 | 56.5067 | 56.5067 | 56.5067 | 56.5067 | 56.5067 | 56.5067 | 56.5067
F1_Industrial_Industrial - WA_Existing_Space Heating_Natural Gas_Gas Furnace - Tube Inserts_A_Achievable Economic TRC Potential | F1 | Industrial | Industrial - WA | Existing | Space Heating | Natural Gas | Gas Furnace - Tube Inserts | A | Integrated Unit Energy Savings (kWh or therms) | Achievable Economic TRC Potential | 0 | 0 | 0 | 0 | 0 | 0 | 0 | 0 | 0 | 0 | 0 | 0 | 0 | 0 | 0 | 0 | 0 | 0 | 0 | 0 | 0 | 0 | 0 | 0 | 0 | 0 | 0
F2_Industrial_Industrial - WA_Existing_Space Heating_Natural Gas_Gas Furnace - Tube Inserts_A_Achievable Economic TRC Potential | F2 | Industrial | Industrial - WA | Existing | Space Heating | Natural Gas | Gas Furnace - Tube Inserts | A | Integrated Unit Summer Peak Savings (kW) | Achievable Economic TRC Potential | 0 | 0 | 0 | 0 | 0 | 0 | 0 | 0 | 0 | 0 | 0 | 0 | 0 | 0 | 0 | 0 | 0 | 0 | 0 | 0 | 0 | 0 | 0 | 0 | 0 | 0 | 0
F3_Industrial_Industrial - WA_Existing_Space Heating_Natural Gas_Gas Furnace - Tube Inserts_A_Achievable Economic TRC Potential | F3 | Industrial | Industrial - WA | Existing | Space Heating | Natural Gas | Gas Furnace - Tube Inserts | A | Integrated Unit Winter Peak Savings (kW) | Achievable Economic TRC Potential | 0 | 0 | 0 | 0 | 0 | 0 | 0 | 0 | 0 | 0 | 0 | 0 | 0 | 0 | 0 | 0 | 0 | 0 | 0 | 0 | 0 | 0 | 0 | 0 | 0 | 0 | 0
F4_Industrial_Industrial - WA_Existing_Space Heating_Natural Gas_Gas Furnace - Tube Inserts_A_Achievable Economic TRC Potential | F4 | Industrial | Industrial - WA | Existing | Space Heating | Natural Gas | Gas Furnace - Tube Inserts | A | Incremental Energy Savings (MWh or mTherms) | Achievable Economic TRC Potential | 0 | 0 | 0 | 0 | 0 | 0 | 0 | 0 | 0 | 0 | 0 | 0 | 0 | 0 | 0 | 0 | 0 | 0 | 0 | 0 | 0 | 0 | 0 | 0 | 0 | 0 | 0
F5_Industrial_Industrial - WA_Existing_Space Heating_Natural Gas_Gas Furnace - Tube Inserts_A_Achievable Economic TRC Potential | F5 | Industrial | Industrial - WA | Existing | Space Heating | Natural Gas | Gas Furnace - Tube Inserts | A | Incremental Summer Peak Savings (MW) | Achievable Economic TRC Potential | 0 | 0 | 0 | 0 | 0 | 0 | 0 | 0 | 0 | 0 | 0 | 0 | 0 | 0 | 0 | 0 | 0 | 0 | 0 | 0 | 0 | 0 | 0 | 0 | 0 | 0 | 0
F6_Industrial_Industrial - WA_Existing_Space Heating_Natural Gas_Gas Furnace - Tube Inserts_A_Achievable Economic TRC Potential | F6 | Industrial | Industrial - WA | Existing | Space Heating | Natural Gas | Gas Furnace - Tube Inserts | A | Incremental Winter Peak Savings (MW) | Achievable Economic TRC Potential | 0 | 0 | 0 | 0 | 0 | 0 | 0 | 0 | 0 | 0 | 0 | 0 | 0 | 0 | 0 | 0 | 0 | 0 | 0 | 0 | 0 | 0 | 0 | 0 | 0 | 0 | 0
F7_Industrial_Industrial - WA_Existing_Space Heating_Natural Gas_Gas Furnace - Tube Inserts_A_Achievable Economic TRC Potential | F7 | Industrial | Industrial - WA | Existing | Space Heating | Natural Gas | Gas Furnace - Tube Inserts | A | Cumulative Energy Savings (MWh or mTherms) | Achievable Economic TRC Potential | 0 | 0 | 0 | 0 | 0 | 0 | 0 | 0 | 0 | 0 | 0 | 0 | 0 | 0 | 0 | 0 | 0 | 0 | 0 | 0 | 0 | 0 | 0 | 0 | 0 | 0 | 0
F8_Industrial_Industrial - WA_Existing_Space Heating_Natural Gas_Gas Furnace - Tube Inserts_A_Achievable Economic TRC Potential | F8 | Industrial | Industrial - WA | Existing | Space Heating | Natural Gas | Gas Furnace - Tube Inserts | A | Cumulative Summer Peak Savings (MW) | Achievable Economic TRC Potential | 0 | 0 | 0 | 0 | 0 | 0 | 0 | 0 | 0 | 0 | 0 | 0 | 0 | 0 | 0 | 0 | 0 | 0 | 0 | 0 | 0 | 0 | 0 | 0 | 0 | 0 | 0
F9_Industrial_Industrial - WA_Existing_Space Heating_Natural Gas_Gas Furnace - Tube Inserts_A_Achievable Economic TRC Potential | F9 | Industrial | Industrial - WA | Existing | Space Heating | Natural Gas | Gas Furnace - Tube Inserts | A | Cumulative Winter Peak Savings (MW) | Achievable Economic TRC Potential | 0 | 0 | 0 | 0 | 0 | 0 | 0 | 0 | 0 | 0 | 0 | 0 | 0 | 0 | 0 | 0 | 0 | 0 | 0 | 0 | 0 | 0 | 0 | 0 | 0 | 0 | 0
F10_Industrial_Industrial - WA_Existing_Space Heating_Natural Gas_Gas Furnace - Tube Inserts_A_Achievable Economic TRC Potential | F10 | Industrial | Industrial - WA | Existing | Space Heating | Natural Gas | Gas Furnace - Tube Inserts | A | Purchases (Incremental) | Achievable Economic TRC Potential | 0 | 0 | 0 | 0 | 0 | 0 | 0 | 0 | 0 | 0 | 0 | 0 | 0 | 0 | 0 | 0 | 0 | 0 | 0 | 0 | 0 | 0 | 0 | 0 | 0 | 0 | 0
F11_Industrial_Industrial - WA_Existing_Space Heating_Natural Gas_Gas Furnace - Tube Inserts_A_Achievable Economic TRC Potential | F11 | Industrial | Industrial - WA | Existing | Space Heating | Natural Gas | Gas Furnace - Tube Inserts | A | Purchases (Cumulative) | Achievable Economic TRC Potential | 0 | 0 | 0 | 0 | 0 | 0 | 0 | 0 | 0 | 0 | 0 | 0 | 0 | 0 | 0 | 0 | 0 | 0 | 0 | 0 | 0 | 0 | 0 | 0 | 0 | 0 | 0
F1_Industrial_Industrial - WA_Existing_Space Heating_Natural Gas_Gas Boiler - Burner Control Optimization_A_Achievable Economic TRC Potential | F1 | Industrial | Industrial - WA | Existing | Space Heating | Natural Gas | Gas Boiler - Burner Control Optimization | A | Integrated Unit Energy Savings (kWh or therms) | Achievable Economic TRC Potential | 0 | 0 | 0.33493 | 0.33262 | 0.33026 | 0.32786 | 0.32541 | 0.32342 | 0.32142 | 0.31942 | 0.31743 | 0.31548 | 0.31358 | 0.31174 | 0.30996 | 0.30822 | 0.30652 | 0.3055 | 0.30455 | 0.30366 | 0.30282 | 0.30204 | 0.30132 | 0.30064 | 0.29999 | 0.29936 | 0.29874
F2_Industrial_Industrial - WA_Existing_Space Heating_Natural Gas_Gas Boiler - Burner Control Optimization_A_Achievable Economic TRC Potential | F2 | Industrial | Industrial - WA | Existing | Space Heating | Natural Gas | Gas Boiler - Burner Control Optimization | A | Integrated Unit Summer Peak Savings (kW) | Achievable Economic TRC Potential | 0 | 0 | 0 | 0 | 0 | 0 | 0 | 0 | 0 | 0 | 0 | 0 | 0 | 0 | 0 | 0 | 0 | 0 | 0 | 0 | 0 | 0 | 0 | 0 | 0 | 0 | 0
F3_Industrial_Industrial - WA_Existing_Space Heating_Natural Gas_Gas Boiler - Burner Control Optimization_A_Achievable Economic TRC Potential | F3 | Industrial | Industrial - WA | Existing | Space Heating | Natural Gas | Gas Boiler - Burner Control Optimization | A | Integrated Unit Winter Peak Savings (kW) | Achievable Economic TRC Potential | 0 | 0 | 0 | 0 | 0 | 0 | 0 | 0 | 0 | 0 | 0 | 0 | 0 | 0 | 0 | 0 | 0 | 0 | 0 | 0 | 0 | 0 | 0 | 0 | 0 | 0 | 0
F4_Industrial_Industrial - WA_Existing_Space Heating_Natural Gas_Gas Boiler - Burner Control Optimization_A_Achievable Economic TRC Potential | F4 | Industrial | Industrial - WA | Existing | Space Heating | Natural Gas | Gas Boiler - Burner Control Optimization | A | Incremental Energy Savings (MWh or mTherms) | Achievable Economic TRC Potential | 0 | 0 | 0.0028009 | 0.004297 | 0.008386 | 0.014317 | 0.021724 | 0.029707 | 0.036927 | 0.042075 | 0.044254 | 0.043223 | 0.039408 | 0.033688 | 0.027109 | 0.020605 | 0.014839 | 0.010174 | 0.006645 | 0.0041436 | 0 | 0 | 0 | 0 | 0 | 0 | 0
F5_Industrial_Industrial - WA_Existing_Space Heating_Natural Gas_Gas Boiler - Burner Control Optimization_A_Achievable Economic TRC Potential | F5 | Industrial | Industrial - WA | Existing | Space Heating | Natural Gas | Gas Boiler - Burner Control Optimization | A | Incremental Summer Peak Savings (MW) | Achievable Economic TRC Potential | 0 | 0 | 0 | 0 | 0 | 0 | 0 | 0 | 0 | 0 | 0 | 0 | 0 | 0 | 0 | 0 | 0 | 0 | 0 | 0 | 0 | 0 | 0 | 0 | 0 | 0 | 0
F6_Industrial_Industrial - WA_Existing_Space Heating_Natural Gas_Gas Boiler - Burner Control Optimization_A_Achievable Economic TRC Potential | F6 | Industrial | Industrial - WA | Existing | Space Heating | Natural Gas | Gas Boiler - Burner Control Optimization | A | Incremental Winter Peak Savings (MW) | Achievable Economic TRC Potential | 0 | 0 | 0 | 0 | 0 | 0 | 0 | 0 | 0 | 0 | 0 | 0 | 0 | 0 | 0 | 0 | 0 | 0 | 0 | 0 | 0 | 0 | 0 | 0 | 0 | 0 | 0
F7_Industrial_Industrial - WA_Existing_Space Heating_Natural Gas_Gas Boiler - Burner Control Optimization_A_Achievable Economic TRC Potential | F7 | Industrial | Industrial - WA | Existing | Space Heating | Natural Gas | Gas Boiler - Burner Control Optimization | A | Cumulative Energy Savings (MWh or mTherms) | Achievable Economic TRC Potential | 0 | 0 | 0.0028009 | 0.0070786 | 0.015414 | 0.02962 | 0.051122 | 0.080517 | 0.11695 | 0.15829 | 0.20156 | 0.24355 | 0.28149 | 0.31353 | 0.33884 | 0.35754 | 0.37041 | 0.37936 | 0.38482 | 0.38784 | 0.38677 | 0.38577 | 0.38484 | 0.38397 | 0.38315 | 0.38234 | 0.38155
F8_Industrial_Industrial - WA_Existing_Space Heating_Natural Gas_Gas Boiler - Burner Control Optimization_A_Achievable Economic TRC Potential | F8 | Industrial | Industrial - WA | Existing | Space Heating | Natural Gas | Gas Boiler - Burner Control Optimization | A | Cumulative Summer Peak Savings (MW) | Achievable Economic TRC Potential | 0 | 0 | 0 | 0 | 0 | 0 | 0 | 0 | 0 | 0 | 0 | 0 | 0 | 0 | 0 | 0 | 0 | 0 | 0 | 0 | 0 | 0 | 0 | 0 | 0 | 0 | 0
F9_Industrial_Industrial - WA_Existing_Space Heating_Natural Gas_Gas Boiler - Burner Control Optimization_A_Achievable Economic TRC Potential | F9 | Industrial | Industrial - WA | Existing | Space Heating | Natural Gas | Gas Boiler - Burner Control Optimization | A | Cumulative Winter Peak Savings (MW) | Achievable Economic TRC Potential | 0 | 0 | 0 | 0 | 0 | 0 | 0 | 0 | 0 | 0 | 0 | 0 | 0 | 0 | 0 | 0 | 0 | 0 | 0 | 0 | 0 | 0 | 0 | 0 | 0 | 0 | 0
F10_Industrial_Industrial - WA_Existing_Space Heating_Natural Gas_Gas Boiler - Burner Control Optimization_A_Achievable Economic TRC Potential | F10 | Industrial | Industrial - WA | Existing | Space Heating | Natural Gas | Gas Boiler - Burner Control Optimization | A | Purchases (Incremental) | Achievable Economic TRC Potential | 0 | 0 | 8.3627 | 12.9188 | 25.3921 | 43.67 | 66.7599 | 91.8524 | 114.8875 | 131.7245 | 139.4113 | 137.0077 | 125.6691 | 108.0646 | 87.46 | 66.8516 | 48.4098 | 33.3026 | 21.8189 | 13.6454 | 0 | 0 | 0 | 0 | 0 | 0 | 0
F11_Industrial_Industrial - WA_Existing_Space Heating_Natural Gas_Gas Boiler - Burner Control Optimization_A_Achievable Economic TRC Potential | F11 | Industrial | Industrial - WA | Existing | Space Heating | Natural Gas | Gas Boiler - Burner Control Optimization | A | Purchases (Cumulative) | Achievable Economic TRC Potential | 0 | 0 | 8.3627 | 21.2815 | 46.6736 | 90.3436 | 157.1036 | 248.956 | 363.8435 | 495.568 | 634.9794 | 771.9871 | 897.6562 | 1005.7209 | 1093.1809 | 1160.0325 | 1208.4423 | 1241.7449 | 1263.5638 | 1277.2092 | 1277.2092 | 1277.2092 | 1277.2092 | 1277.2092 | 1277.2092 | 1277.2092 | 1277.2092
F1_Industrial_Industrial - WA_Existing_Space Heating_Natural Gas_Gas Boiler - High Turndown Burner_A_Achievable Economic TRC Potential | F1 | Industrial | Industrial - WA | Existing | Space Heating | Natural Gas | Gas Boiler - High Turndown Burner | A | Integrated Unit Energy Savings (kWh or therms) | Achievable Economic TRC Potential | 0 | 0 | 1.1554 | 1.1478 | 1.1401 | 1.1322 | 1.1242 | 1.1177 | 1.1111 | 1.1045 | 1.0979 | 1.0913 | 1.0849 | 1.0787 | 1.0727 | 1.0668 | 1.061 | 1.0576 | 1.0544 | 1.0514 | 1.0485 | 1.0459 | 1.0435 | 1.0412 | 1.0391 | 1.037 | 1.0349
F2_Industrial_Industrial - WA_Existing_Space Heating_Natural Gas_Gas Boiler - High Turndown Burner_A_Achievable Economic TRC Potential | F2 | Industrial | Industrial - WA | Existing | Space Heating | Natural Gas | Gas Boiler - High Turndown Burner | A | Integrated Unit Summer Peak Savings (kW) | Achievable Economic TRC Potential | 0 | 0 | 0 | 0 | 0 | 0 | 0 | 0 | 0 | 0 | 0 | 0 | 0 | 0 | 0 | 0 | 0 | 0 | 0 | 0 | 0 | 0 | 0 | 0 | 0 | 0 | 0
F3_Industrial_Industrial - WA_Existing_Space Heating_Natural Gas_Gas Boiler - High Turndown Burner_A_Achievable Economic TRC Potential | F3 | Industrial | Industrial - WA | Existing | Space Heating | Natural Gas | Gas Boiler - High Turndown Burner | A | Integrated Unit Winter Peak Savings (kW) | Achievable Economic TRC Potential | 0 | 0 | 0 | 0 | 0 | 0 | 0 | 0 | 0 | 0 | 0 | 0 | 0 | 0 | 0 | 0 | 0 | 0 | 0 | 0 | 0 | 0 | 0 | 0 | 0 | 0 | 0
F4_Industrial_Industrial - WA_Existing_Space Heating_Natural Gas_Gas Boiler - High Turndown Burner_A_Achievable Economic TRC Potential | F4 | Industrial | Industrial - WA | Existing | Space Heating | Natural Gas | Gas Boiler - High Turndown Burner | A | Incremental Energy Savings (MWh or mTherms) | Achievable Economic TRC Potential | 0 | 0 | 0.059696 | 0.058282 | 0.056892 | 0.055525 | 0.054181 | 0.047647 | 0.03724 | 0.029103 | 0.022744 | 0.017775 | 0.013893 | 0.01086 | 0.0084905 | 0.0066387 | 0.0051911 | 0 | 0 | 0 | 0 | 0 | 0 | 0 | 0 | 0 | 0
F5_Industrial_Industrial - WA_Existing_Space Heating_Natural Gas_Gas Boiler - High Turndown Burner_A_Achievable Economic TRC Potential | F5 | Industrial | Industrial - WA | Existing | Space Heating | Natural Gas | Gas Boiler - High Turndown Burner | A | Incremental Summer Peak Savings (MW) | Achievable Economic TRC Potential | 0 | 0 | 0 | 0 | 0 | 0 | 0 | 0 | 0 | 0 | 0 | 0 | 0 | 0 | 0 | 0 | 0 | 0 | 0 | 0 | 0 | 0 | 0 | 0 | 0 | 0 | 0
F6_Industrial_Industrial - WA_Existing_Space Heating_Natural Gas_Gas Boiler - High Turndown Burner_A_Achievable Economic TRC Potential | F6 | Industrial | Industrial - WA | Existing | Space Heating | Natural Gas | Gas Boiler - High Turndown Burner | A | Incremental Winter Peak Savings (MW) | Achievable Economic TRC Potential | 0 | 0 | 0 | 0 | 0 | 0 | 0 | 0 | 0 | 0 | 0 | 0 | 0 | 0 | 0 | 0 | 0 | 0 | 0 | 0 | 0 | 0 | 0 | 0 | 0 | 0 | 0
F7_Industrial_Industrial - WA_Existing_Space Heating_Natural Gas_Gas Boiler - High Turndown Burner_A_Achievable Economic TRC Potential | F7 | Industrial | Industrial - WA | Existing | Space Heating | Natural Gas | Gas Boiler - High Turndown Burner | A | Cumulative Energy Savings (MWh or mTherms) | Achievable Economic TRC Potential | 0 | 0 | 0.059696 | 0.11759 | 0.17369 | 0.22802 | 0.28058 | 0.32661 | 0.36193 | 0.38887 | 0.40928 | 0.42462 | 0.43602 | 0.44439 | 0.45039 | 0.45456 | 0.45729 | 0.45581 | 0.45443 | 0.45313 | 0.45191 | 0.45078 | 0.44973 | 0.44875 | 0.44782 | 0.44691 | 0.44603
F8_Industrial_Industrial - WA_Existing_Space Heating_Natural Gas_Gas Boiler - High Turndown Burner_A_Achievable Economic TRC Potential | F8 | Industrial | Industrial - WA | Existing | Space Heating | Natural Gas | Gas Boiler - High Turndown Burner | A | Cumulative Summer Peak Savings (MW) | Achievable Economic TRC Potential | 0 | 0 | 0 | 0 | 0 | 0 | 0 | 0 | 0 | 0 | 0 | 0 | 0 | 0 | 0 | 0 | 0 | 0 | 0 | 0 | 0 | 0 | 0 | 0 | 0 | 0 | 0
F9_Industrial_Industrial - WA_Existing_Space Heating_Natural Gas_Gas Boiler - High Turndown Burner_A_Achievable Economic TRC Potential | F9 | Industrial | Industrial - WA | Existing | Space Heating | Natural Gas | Gas Boiler - High Turndown Burner | A | Cumulative Winter Peak Savings (MW) | Achievable Economic TRC Potential | 0 | 0 | 0 | 0 | 0 | 0 | 0 | 0 | 0 | 0 | 0 | 0 | 0 | 0 | 0 | 0 | 0 | 0 | 0 | 0 | 0 | 0 | 0 | 0 | 0 | 0 | 0
F10_Industrial_Industrial - WA_Existing_Space Heating_Natural Gas_Gas Boiler - High Turndown Burner_A_Achievable Economic TRC Potential | F10 | Industrial | Industrial - WA | Existing | Space Heating | Natural Gas | Gas Boiler - High Turndown Burner | A | Purchases (Incremental) | Achievable Economic TRC Potential | 0 | 0 | 51.6688 | 50.778 | 49.9025 | 49.0421 | 48.1965 | 42.629 | 33.5152 | 26.3499 | 20.7165 | 16.2874 | 12.8053 | 10.0676 | 7.9152 | 6.223 | 4.8926 | 0 | 0 | 0 | 0 | 0 | 0 | 0 | 0 | 0 | 0
F11_Industrial_Industrial - WA_Existing_Space Heating_Natural Gas_Gas Boiler - High Turndown Burner_A_Achievable Economic TRC Potential | F11 | Industrial | Industrial - WA | Existing | Space Heating | Natural Gas | Gas Boiler - High Turndown Burner | A | Purchases (Cumulative) | Achievable Economic TRC Potential | 0 | 0 | 51.6688 | 102.4467 | 152.3492 | 201.3913 | 249.5878 | 292.2168 | 325.732 | 352.0819 | 372.7984 | 389.0858 | 401.8911 | 411.9587 | 419.8739 | 426.0969 | 430.9895 | 430.9895 | 430.9895 | 430.9895 | 430.9895 | 430.9895 | 430.9895 | 430.9895 | 430.9895 | 430.9895 | 430.9895
F1_Industrial_Industrial - WA_Existing_Space Heating_Natural Gas_Gas Boiler - Hot Water Reset_A_Achievable Economic TRC Potential | F1 | Industrial | Industrial - WA | Existing | Space Heating | Natural Gas | Gas Boiler - Hot Water Reset | A | Integrated Unit Energy Savings (kWh or therms) | Achievable Economic TRC Potential | 0 | 0 | 1233.1335 | 1225.9139 | 1218.6298 | 1211.2764 | 1203.8487 | 1198.2212 | 1192.5692 | 1186.8799 | 1181.163 | 1175.4292 | 1169.6974 | 1163.9824 | 1158.3039 | 1152.6822 | 1147.1366 | 1143.7191 | 1140.5534 | 1137.5931 | 1134.8448 | 1132.315 | 1129.9874 | 1127.8377 | 1125.8166 | 1123.861 | 1121.9631
F2_Industrial_Industrial - WA_Existing_Space Heating_Natural Gas_Gas Boiler - Hot Water Reset_A_Achievable Economic TRC Potential | F2 | Industrial | Industrial - WA | Existing | Space Heating | Natural Gas | Gas Boiler - Hot Water Reset | A | Integrated Unit Summer Peak Savings (kW) | Achievable Economic TRC Potential | 0 | 0 | 0 | 0 | 0 | 0 | 0 | 0 | 0 | 0 | 0 | 0 | 0 | 0 | 0 | 0 | 0 | 0 | 0 | 0 | 0 | 0 | 0 | 0 | 0 | 0 | 0
F3_Industrial_Industrial - WA_Existing_Space Heating_Natural Gas_Gas Boiler - Hot Water Reset_A_Achievable Economic TRC Potential | F3 | Industrial | Industrial - WA | Existing | Space Heating | Natural Gas | Gas Boiler - Hot Water Reset | A | Integrated Unit Winter Peak Savings (kW) | Achievable Economic TRC Potential | 0 | 0 | 0 | 0 | 0 | 0 | 0 | 0 | 0 | 0 | 0 | 0 | 0 | 0 | 0 | 0 | 0 | 0 | 0 | 0 | 0 | 0 | 0 | 0 | 0 | 0 | 0
F4_Industrial_Industrial - WA_Existing_Space Heating_Natural Gas_Gas Boiler - Hot Water Reset_A_Achievable Economic TRC Potential | F4 | Industrial | Industrial - WA | Existing | Space Heating | Natural Gas | Gas Boiler - Hot Water Reset | A | Incremental Energy Savings (MWh or mTherms) | Achievable Economic TRC Potential | 0 | 0 | 0.050098 | 0.060098 | 0.071845 | 0.081468 | 0.090762 | 0.1038 | 0.11137 | 0.11128 | 0.10256 | 0.086222 | 0.065252 | 0.042233 | 0.023982 | 0.011293 | 0.0046728 | 0.0016649 | 0.00050967 | 0.00010889 | 1.7547e-05 | 2.0653e-06 | 0 | 0 | 0 | 0 | 0
F5_Industrial_Industrial - WA_Existing_Space Heating_Natural Gas_Gas Boiler - Hot Water Reset_A_Achievable Economic TRC Potential | F5 | Industrial | Industrial - WA | Existing | Space Heating | Natural Gas | Gas Boiler - Hot Water Reset | A | Incremental Summer Peak Savings (MW) | Achievable Economic TRC Potential | 0 | 0 | 0 | 0 | 0 | 0 | 0 | 0 | 0 | 0 | 0 | 0 | 0 | 0 | 0 | 0 | 0 | 0 | 0 | 0 | 0 | 0 | 0 | 0 | 0 | 0 | 0
F6_Industrial_Industrial - WA_Existing_Space Heating_Natural Gas_Gas Boiler - Hot Water Reset_A_Achievable Economic TRC Potential | F6 | Industrial | Industrial - WA | Existing | Space Heating | Natural Gas | Gas Boiler - Hot Water Reset | A | Incremental Winter Peak Savings (MW) | Achievable Economic TRC Potential | 0 | 0 | 0 | 0 | 0 | 0 | 0 | 0 | 0 | 0 | 0 | 0 | 0 | 0 | 0 | 0 | 0 | 0 | 0 | 0 | 0 | 0 | 0 | 0 | 0 | 0 | 0
F7_Industrial_Industrial - WA_Existing_Space Heating_Natural Gas_Gas Boiler - Hot Water Reset_A_Achievable Economic TRC Potential | F7 | Industrial | Industrial - WA | Existing | Space Heating | Natural Gas | Gas Boiler - Hot Water Reset | A | Cumulative Energy Savings (MWh or mTherms) | Achievable Economic TRC Potential | 0 | 0 | 0.050098 | 0.1099 | 0.18109 | 0.26147 | 0.35063 | 0.45278 | 0.56202 | 0.67062 | 0.76996 | 0.85244 | 0.91354 | 0.95131 | 0.97065 | 0.97723 | 0.9772 | 0.97596 | 0.97376 | 0.97135 | 0.96902 | 0.96686 | 0.96487 | 0.96304 | 0.96131 | 0.95964 | 0.95802
F8_Industrial_Industrial - WA_Existing_Space Heating_Natural Gas_Gas Boiler - Hot Water Reset_A_Achievable Economic TRC Potential | F8 | Industrial | Industrial - WA | Existing | Space Heating | Natural Gas | Gas Boiler - Hot Water Reset | A | Cumulative Summer Peak Savings (MW) | Achievable Economic TRC Potential | 0 | 0 | 0 | 0 | 0 | 0 | 0 | 0 | 0 | 0 | 0 | 0 | 0 | 0 | 0 | 0 | 0 | 0 | 0 | 0 | 0 | 0 | 0 | 0 | 0 | 0 | 0
F9_Industrial_Industrial - WA_Existing_Space Heating_Natural Gas_Gas Boiler - Hot Water Reset_A_Achievable Economic TRC Potential | F9 | Industrial | Industrial - WA | Existing | Space Heating | Natural Gas | Gas Boiler - Hot Water Reset | A | Cumulative Winter Peak Savings (MW) | Achievable Economic TRC Potential | 0 | 0 | 0 | 0 | 0 | 0 | 0 | 0 | 0 | 0 | 0 | 0 | 0 | 0 | 0 | 0 | 0 | 0 | 0 | 0 | 0 | 0 | 0 | 0 | 0 | 0 | 0
F10_Industrial_Industrial - WA_Existing_Space Heating_Natural Gas_Gas Boiler - Hot Water Reset_A_Achievable Economic TRC Potential | F10 | Industrial | Industrial - WA | Existing | Space Heating | Natural Gas | Gas Boiler - Hot Water Reset | A | Purchases (Incremental) | Achievable Economic TRC Potential | 0 | 0 | 0.040627 | 0.049023 | 0.058955 | 0.067258 | 0.075394 | 0.086624 | 0.09339 | 0.093759 | 0.086834 | 0.073354 | 0.055786 | 0.036284 | 0.020705 | 0.009797 | 0.0040734 | 0.0014557 | 0.00044686 | 9.5716e-05 | 1.5462e-05 | 1.8239e-06 | 0 | 0 | 0 | 0 | 0
F11_Industrial_Industrial - WA_Existing_Space Heating_Natural Gas_Gas Boiler - Hot Water Reset_A_Achievable Economic TRC Potential | F11 | Industrial | Industrial - WA | Existing | Space Heating | Natural Gas | Gas Boiler - Hot Water Reset | A | Purchases (Cumulative) | Achievable Economic TRC Potential | 0 | 0 | 0.040627 | 0.089649 | 0.1486 | 0.21586 | 0.29126 | 0.37788 | 0.47127 | 0.56503 | 0.65186 | 0.72522 | 0.781 | 0.81729 | 0.83799 | 0.84779 | 0.85186 | 0.85332 | 0.85376 | 0.85386 | 0.85388 | 0.85388 | 0.85388 | 0.85388 | 0.85388 | 0.85388 | 0.85388
F1_Industrial_Industrial - WA_Existing_Space Heating_Natural Gas_Gas Boiler - Insulate Hot Water Lines_A_Achievable Economic TRC Potential | F1 | Industrial | Industrial - WA | Existing | Space Heating | Natural Gas | Gas Boiler - Insulate Hot Water Lines | A | Integrated Unit Energy Savings (kWh or therms) | Achievable Economic TRC Potential | 0 | 0 | 5.2114 | 5.1742 | 5.1352 | 5.0942 | 5.0507 | 5.012 | 4.9704 | 4.926 | 4.8789 | 4.8298 | 4.7796 | 4.7293 | 4.6798 | 4.6324 | 4.5878 | 4.5562 | 4.5286 | 4.5048 | 4.4846 | 4.4667 | 4.452 | 4.4379 | 4.4243 | 4.4108 | 4.3975
F2_Industrial_Industrial - WA_Existing_Space Heating_Natural Gas_Gas Boiler - Insulate Hot Water Lines_A_Achievable Economic TRC Potential | F2 | Industrial | Industrial - WA | Existing | Space Heating | Natural Gas | Gas Boiler - Insulate Hot Water Lines | A | Integrated Unit Summer Peak Savings (kW) | Achievable Economic TRC Potential | 0 | 0 | 0 | 0 | 0 | 0 | 0 | 0 | 0 | 0 | 0 | 0 | 0 | 0 | 0 | 0 | 0 | 0 | 0 | 0 | 0 | 0 | 0 | 0 | 0 | 0 | 0
F3_Industrial_Industrial - WA_Existing_Space Heating_Natural Gas_Gas Boiler - Insulate Hot Water Lines_A_Achievable Economic TRC Potential | F3 | Industrial | Industrial - WA | Existing | Space Heating | Natural Gas | Gas Boiler - Insulate Hot Water Lines | A | Integrated Unit Winter Peak Savings (kW) | Achievable Economic TRC Potential | 0 | 0 | 0 | 0 | 0 | 0 | 0 | 0 | 0 | 0 | 0 | 0 | 0 | 0 | 0 | 0 | 0 | 0 | 0 | 0 | 0 | 0 | 0 | 0 | 0 | 0 | 0
F4_Industrial_Industrial - WA_Existing_Space Heating_Natural Gas_Gas Boiler - Insulate Hot Water Lines_A_Achievable Economic TRC Potential | F4 | Industrial | Industrial - WA | Existing | Space Heating | Natural Gas | Gas Boiler - Insulate Hot Water Lines | A | Incremental Energy Savings (MWh or mTherms) | Achievable Economic TRC Potential | 0 | 0 | 0.035033 | 0.034183 | 0.033341 | 0.032505 | 0.031671 | 0.030886 | 0.030102 | 0.029319 | 0.028538 | 0.027764 | 0.027001 | 0 | 0 | 0 | 0 | 0 | 0 | 0 | 0 | 0 | 0 | 0 | 0 | 0 | 0
F5_Industrial_Industrial - WA_Existing_Space Heating_Natural Gas_Gas Boiler - Insulate Hot Water Lines_A_Achievable Economic TRC Potential | F5 | Industrial | Industrial - WA | Existing | Space Heating | Natural Gas | Gas Boiler - Insulate Hot Water Lines | A | Incremental Summer Peak Savings (MW) | Achievable Economic TRC Potential | 0 | 0 | 0 | 0 | 0 | 0 | 0 | 0 | 0 | 0 | 0 | 0 | 0 | 0 | 0 | 0 | 0 | 0 | 0 | 0 | 0 | 0 | 0 | 0 | 0 | 0 | 0
F6_Industrial_Industrial - WA_Existing_Space Heating_Natural Gas_Gas Boiler - Insulate Hot Water Lines_A_Achievable Economic TRC Potential | F6 | Industrial | Industrial - WA | Existing | Space Heating | Natural Gas | Gas Boiler - Insulate Hot Water Lines | A | Incremental Winter Peak Savings (MW) | Achievable Economic TRC Potential | 0 | 0 | 0 | 0 | 0 | 0 | 0 | 0 | 0 | 0 | 0 | 0 | 0 | 0 | 0 | 0 | 0 | 0 | 0 | 0 | 0 | 0 | 0 | 0 | 0 | 0 | 0
F7_Industrial_Industrial - WA_Existing_Space Heating_Natural Gas_Gas Boiler - Insulate Hot Water Lines_A_Achievable Economic TRC Potential | F7 | Industrial | Industrial - WA | Existing | Space Heating | Natural Gas | Gas Boiler - Insulate Hot Water Lines | A | Cumulative Energy Savings (MWh or mTherms) | Achievable Economic TRC Potential | 0 | 0 | 0.035033 | 0.068966 | 0.10179 | 0.13348 | 0.16401 | 0.19364 | 0.22214 | 0.24947 | 0.27562 | 0.30061 | 0.32449 | 0.32107 | 0.31772 | 0.31449 | 0.31146 | 0.30932 | 0.30745 | 0.30584 | 0.30446 | 0.30324 | 0.30225 | 0.30129 | 0.30037 | 0.29945 | 0.29855
F8_Industrial_Industrial - WA_Existing_Space Heating_Natural Gas_Gas Boiler - Insulate Hot Water Lines_A_Achievable Economic TRC Potential | F8 | Industrial | Industrial - WA | Existing | Space Heating | Natural Gas | Gas Boiler - Insulate Hot Water Lines | A | Cumulative Summer Peak Savings (MW) | Achievable Economic TRC Potential | 0 | 0 | 0 | 0 | 0 | 0 | 0 | 0 | 0 | 0 | 0 | 0 | 0 | 0 | 0 | 0 | 0 | 0 | 0 | 0 | 0 | 0 | 0 | 0 | 0 | 0 | 0
F9_Industrial_Industrial - WA_Existing_Space Heating_Natural Gas_Gas Boiler - Insulate Hot Water Lines_A_Achievable Economic TRC Potential | F9 | Industrial | Industrial - WA | Existing | Space Heating | Natural Gas | Gas Boiler - Insulate Hot Water Lines | A | Cumulative Winter Peak Savings (MW) | Achievable Economic TRC Potential | 0 | 0 | 0 | 0 | 0 | 0 | 0 | 0 | 0 | 0 | 0 | 0 | 0 | 0 | 0 | 0 | 0 | 0 | 0 | 0 | 0 | 0 | 0 | 0 | 0 | 0 | 0
F10_Industrial_Industrial - WA_Existing_Space Heating_Natural Gas_Gas Boiler - Insulate Hot Water Lines_A_Achievable Economic TRC Potential | F10 | Industrial | Industrial - WA | Existing | Space Heating | Natural Gas | Gas Boiler - Insulate Hot Water Lines | A | Purchases (Incremental) | Achievable Economic TRC Potential | 0 | 0 | 6.7224 | 6.6065 | 6.4926 | 6.3807 | 6.2706 | 6.1625 | 6.0563 | 5.9519 | 5.8492 | 5.7484 | 5.6493 | 0 | 0 | 0 | 0 | 0 | 0 | 0 | 0 | 0 | 0 | 0 | 0 | 0 | 0
F11_Industrial_Industrial - WA_Existing_Space Heating_Natural Gas_Gas Boiler - Insulate Hot Water Lines_A_Achievable Economic TRC Potential | F11 | Industrial | Industrial - WA | Existing | Space Heating | Natural Gas | Gas Boiler - Insulate Hot Water Lines | A | Purchases (Cumulative) | Achievable Economic TRC Potential | 0 | 0 | 6.7224 | 13.3289 | 19.8215 | 26.2021 | 32.4728 | 38.6353 | 44.6916 | 50.6434 | 56.4927 | 62.2411 | 67.8903 | 67.8903 | 67.8903 | 67.8903 | 67.8903 | 67.8903 | 67.8903 | 67.8903 | 67.8903 | 67.8903 | 67.8903 | 67.8903 | 67.8903 | 67.8903 | 67.8903
F1_Industrial_Industrial - WA_Existing_Space Heating_Natural Gas_Gas Boiler - Insulate Steam Lines/Condensate Tank_A_Achievable Economic TRC Potential | F1 | Industrial | Industrial - WA | Existing | Space Heating | Natural Gas | Gas Boiler - Insulate Steam Lines/Condensate Tank | A | Integrated Unit Energy Savings (kWh or therms) | Achievable Economic TRC Potential | 0 | 0 | 7.7908 | 7.7423 | 7.6927 | 7.6421 | 7.5905 | 7.5494 | 7.5076 | 7.4654 | 7.4233 | 7.3818 | 7.3413 | 7.3021 | 7.2642 | 7.2272 | 7.1911 | 7.1685 | 7.1475 | 7.1278 | 7.1094 | 7.0924 | 7.0767 | 7.062 | 7.0482 | 7.0347 | 7.0216
F2_Industrial_Industrial - WA_Existing_Space Heating_Natural Gas_Gas Boiler - Insulate Steam Lines/Condensate Tank_A_Achievable Economic TRC Potential | F2 | Industrial | Industrial - WA | Existing | Space Heating | Natural Gas | Gas Boiler - Insulate Steam Lines/Condensate Tank | A | Integrated Unit Summer Peak Savings (kW) | Achievable Economic TRC Potential | 0 | 0 | 0 | 0 | 0 | 0 | 0 | 0 | 0 | 0 | 0 | 0 | 0 | 0 | 0 | 0 | 0 | 0 | 0 | 0 | 0 | 0 | 0 | 0 | 0 | 0 | 0
F3_Industrial_Industrial - WA_Existing_Space Heating_Natural Gas_Gas Boiler - Insulate Steam Lines/Condensate Tank_A_Achievable Economic TRC Potential | F3 | Industrial | Industrial - WA | Existing | Space Heating | Natural Gas | Gas Boiler - Insulate Steam Lines/Condensate Tank | A | Integrated Unit Winter Peak Savings (kW) | Achievable Economic TRC Potential | 0 | 0 | 0 | 0 | 0 | 0 | 0 | 0 | 0 | 0 | 0 | 0 | 0 | 0 | 0 | 0 | 0 | 0 | 0 | 0 | 0 | 0 | 0 | 0 | 0 | 0 | 0
F4_Industrial_Industrial - WA_Existing_Space Heating_Natural Gas_Gas Boiler - Insulate Steam Lines/Condensate Tank_A_Achievable Economic TRC Potential | F4 | Industrial | Industrial - WA | Existing | Space Heating | Natural Gas | Gas Boiler - Insulate Steam Lines/Condensate Tank | A | Incremental Energy Savings (MWh or mTherms) | Achievable Economic TRC Potential | 0 | 0 | 0.052373 | 0.051149 | 0.049946 | 0.048762 | 0.047597 | 0.046524 | 0.045468 | 0.044433 | 0.043421 | 0.042434 | 0.041473 | 0.040541 | 0.039634 | 0.038753 | 0.037894 | 0 | 0 | 0 | 0 | 0 | 0 | 0 | 0 | 0 | 0
F5_Industrial_Industrial - WA_Existing_Space Heating_Natural Gas_Gas Boiler - Insulate Steam Lines/Condensate Tank_A_Achievable Economic TRC Potential | F5 | Industrial | Industrial - WA | Existing | Space Heating | Natural Gas | Gas Boiler - Insulate Steam Lines/Condensate Tank | A | Incremental Summer Peak Savings (MW) | Achievable Economic TRC Potential | 0 | 0 | 0 | 0 | 0 | 0 | 0 | 0 | 0 | 0 | 0 | 0 | 0 | 0 | 0 | 0 | 0 | 0 | 0 | 0 | 0 | 0 | 0 | 0 | 0 | 0 | 0
F6_Industrial_Industrial - WA_Existing_Space Heating_Natural Gas_Gas Boiler - Insulate Steam Lines/Condensate Tank_A_Achievable Economic TRC Potential | F6 | Industrial | Industrial - WA | Existing | Space Heating | Natural Gas | Gas Boiler - Insulate Steam Lines/Condensate Tank | A | Incremental Winter Peak Savings (MW) | Achievable Economic TRC Potential | 0 | 0 | 0 | 0 | 0 | 0 | 0 | 0 | 0 | 0 | 0 | 0 | 0 | 0 | 0 | 0 | 0 | 0 | 0 | 0 | 0 | 0 | 0 | 0 | 0 | 0 | 0
F7_Industrial_Industrial - WA_Existing_Space Heating_Natural Gas_Gas Boiler - Insulate Steam Lines/Condensate Tank_A_Achievable Economic TRC Potential | F7 | Industrial | Industrial - WA | Existing | Space Heating | Natural Gas | Gas Boiler - Insulate Steam Lines/Condensate Tank | A | Cumulative Energy Savings (MWh or mTherms) | Achievable Economic TRC Potential | 0 | 0 | 0.052373 | 0.1032 | 0.15248 | 0.20024 | 0.24648 | 0.29167 | 0.33553 | 0.37807 | 0.41936 | 0.45945 | 0.49841 | 0.53629 | 0.57313 | 0.60897 | 0.64382 | 0.64179 | 0.63992 | 0.63815 | 0.63651 | 0.63499 | 0.63358 | 0.63226 | 0.63102 | 0.62982 | 0.62864
F8_Industrial_Industrial - WA_Existing_Space Heating_Natural Gas_Gas Boiler - Insulate Steam Lines/Condensate Tank_A_Achievable Economic TRC Potential | F8 | Industrial | Industrial - WA | Existing | Space Heating | Natural Gas | Gas Boiler - Insulate Steam Lines/Condensate Tank | A | Cumulative Summer Peak Savings (MW) | Achievable Economic TRC Potential | 0 | 0 | 0 | 0 | 0 | 0 | 0 | 0 | 0 | 0 | 0 | 0 | 0 | 0 | 0 | 0 | 0 | 0 | 0 | 0 | 0 | 0 | 0 | 0 | 0 | 0 | 0
F9_Industrial_Industrial - WA_Existing_Space Heating_Natural Gas_Gas Boiler - Insulate Steam Lines/Condensate Tank_A_Achievable Economic TRC Potential | F9 | Industrial | Industrial - WA | Existing | Space Heating | Natural Gas | Gas Boiler - Insulate Steam Lines/Condensate Tank | A | Cumulative Winter Peak Savings (MW) | Achievable Economic TRC Potential | 0 | 0 | 0 | 0 | 0 | 0 | 0 | 0 | 0 | 0 | 0 | 0 | 0 | 0 | 0 | 0 | 0 | 0 | 0 | 0 | 0 | 0 | 0 | 0 | 0 | 0 | 0
F10_Industrial_Industrial - WA_Existing_Space Heating_Natural Gas_Gas Boiler - Insulate Steam Lines/Condensate Tank_A_Achievable Economic TRC Potential | F10 | Industrial | Industrial - WA | Existing | Space Heating | Natural Gas | Gas Boiler - Insulate Steam Lines/Condensate Tank | A | Purchases (Incremental) | Achievable Economic TRC Potential | 0 | 0 | 6.7224 | 6.6065 | 6.4926 | 6.3807 | 6.2706 | 6.1625 | 6.0563 | 5.9519 | 5.8492 | 5.7484 | 5.6493 | 5.5519 | 5.4562 | 5.3621 | 5.2696 | 0 | 0 | 0 | 0 | 0 | 0 | 0 | 0 | 0 | 0
F11_Industrial_Industrial - WA_Existing_Space Heating_Natural Gas_Gas Boiler - Insulate Steam Lines/Condensate Tank_A_Achievable Economic TRC Potential | F11 | Industrial | Industrial - WA | Existing | Space Heating | Natural Gas | Gas Boiler - Insulate Steam Lines/Condensate Tank | A | Purchases (Cumulative) | Achievable Economic TRC Potential | 0 | 0 | 6.7224 | 13.3289 | 19.8215 | 26.2021 | 32.4728 | 38.6353 | 44.6916 | 50.6434 | 56.4927 | 62.2411 | 67.8903 | 73.4422 | 78.8984 | 84.2605 | 89.5301 | 89.5301 | 89.5301 | 89.5301 | 89.5301 | 89.5301 | 89.5301 | 89.5301 | 89.5301 | 89.5301 | 89.5301
F1_Industrial_Industrial - WA_Existing_Space Heating_Natural Gas_Gas Boiler - Stack Economizer_A_Achievable Economic TRC Potential | F1 | Industrial | Industrial - WA | Existing | Space Heating | Natural Gas | Gas Boiler - Stack Economizer | A | Integrated Unit Energy Savings (kWh or therms) | Achievable Economic TRC Potential | 0 | 0 | 1.1071 | 1.0976 | 1.0876 | 1.077 | 1.0657 | 1.0552 | 1.0438 | 1.0316 | 1.0185 | 1.0047 | 0.99061 | 0.97655 | 0.96269 | 0.94939 | 0.93698 | 0.92758 | 0.91938 | 0.91234 | 0.9063 | 0.90093 | 0.89713 | 0.89344 | 0.88983 | 0.88625 | 0.88269
F2_Industrial_Industrial - WA_Existing_Space Heating_Natural Gas_Gas Boiler - Stack Economizer_A_Achievable Economic TRC Potential | F2 | Industrial | Industrial - WA | Existing | Space Heating | Natural Gas | Gas Boiler - Stack Economizer | A | Integrated Unit Summer Peak Savings (kW) | Achievable Economic TRC Potential | 0 | 0 | 0 | 0 | 0 | 0 | 0 | 0 | 0 | 0 | 0 | 0 | 0 | 0 | 0 | 0 | 0 | 0 | 0 | 0 | 0 | 0 | 0 | 0 | 0 | 0 | 0
F3_Industrial_Industrial - WA_Existing_Space Heating_Natural Gas_Gas Boiler - Stack Economizer_A_Achievable Economic TRC Potential | F3 | Industrial | Industrial - WA | Existing | Space Heating | Natural Gas | Gas Boiler - Stack Economizer | A | Integrated Unit Winter Peak Savings (kW) | Achievable Economic TRC Potential | 0 | 0 | 0 | 0 | 0 | 0 | 0 | 0 | 0 | 0 | 0 | 0 | 0 | 0 | 0 | 0 | 0 | 0 | 0 | 0 | 0 | 0 | 0 | 0 | 0 | 0 | 0
F4_Industrial_Industrial - WA_Existing_Space Heating_Natural Gas_Gas Boiler - Stack Economizer_A_Achievable Economic TRC Potential | F4 | Industrial | Industrial - WA | Existing | Space Heating | Natural Gas | Gas Boiler - Stack Economizer | A | Incremental Energy Savings (MWh or mTherms) | Achievable Economic TRC Potential | 0 | 0 | 0.091524 | 0.089174 | 0.08684 | 0.084512 | 0.082181 | 0.07197 | 0.055975 | 0.043492 | 0.03376 | 0.026183 | 0.020296 | 0.01573 | 0.012192 | 0.0094529 | 0.0073348 | 0 | 0 | 0 | 0 | 0 | 0 | 0 | 0 | 0 | 0
F5_Industrial_Industrial - WA_Existing_Space Heating_Natural Gas_Gas Boiler - Stack Economizer_A_Achievable Economic TRC Potential | F5 | Industrial | Industrial - WA | Existing | Space Heating | Natural Gas | Gas Boiler - Stack Economizer | A | Incremental Summer Peak Savings (MW) | Achievable Economic TRC Potential | 0 | 0 | 0 | 0 | 0 | 0 | 0 | 0 | 0 | 0 | 0 | 0 | 0 | 0 | 0 | 0 | 0 | 0 | 0 | 0 | 0 | 0 | 0 | 0 | 0 | 0 | 0
F6_Industrial_Industrial - WA_Existing_Space Heating_Natural Gas_Gas Boiler - Stack Economizer_A_Achievable Economic TRC Potential | F6 | Industrial | Industrial - WA | Existing | Space Heating | Natural Gas | Gas Boiler - Stack Economizer | A | Incremental Winter Peak Savings (MW) | Achievable Economic TRC Potential | 0 | 0 | 0 | 0 | 0 | 0 | 0 | 0 | 0 | 0 | 0 | 0 | 0 | 0 | 0 | 0 | 0 | 0 | 0 | 0 | 0 | 0 | 0 | 0 | 0 | 0 | 0
F7_Industrial_Industrial - WA_Existing_Space Heating_Natural Gas_Gas Boiler - Stack Economizer_A_Achievable Economic TRC Potential | F7 | Industrial | Industrial - WA | Existing | Space Heating | Natural Gas | Gas Boiler - Stack Economizer | A | Cumulative Energy Savings (MWh or mTherms) | Achievable Economic TRC Potential | 0 | 0 | 0.091524 | 0.17991 | 0.26512 | 0.34705 | 0.42558 | 0.49335 | 0.54402 | 0.58113 | 0.60751 | 0.62548 | 0.63699 | 0.64368 | 0.64673 | 0.64725 | 0.64612 | 0.63964 | 0.63399 | 0.62914 | 0.62497 | 0.62127 | 0.61864 | 0.6161 | 0.61361 | 0.61114 | 0.60869
F8_Industrial_Industrial - WA_Existing_Space Heating_Natural Gas_Gas Boiler - Stack Economizer_A_Achievable Economic TRC Potential | F8 | Industrial | Industrial - WA | Existing | Space Heating | Natural Gas | Gas Boiler - Stack Economizer | A | Cumulative Summer Peak Savings (MW) | Achievable Economic TRC Potential | 0 | 0 | 0 | 0 | 0 | 0 | 0 | 0 | 0 | 0 | 0 | 0 | 0 | 0 | 0 | 0 | 0 | 0 | 0 | 0 | 0 | 0 | 0 | 0 | 0 | 0 | 0
F9_Industrial_Industrial - WA_Existing_Space Heating_Natural Gas_Gas Boiler - Stack Economizer_A_Achievable Economic TRC Potential | F9 | Industrial | Industrial - WA | Existing | Space Heating | Natural Gas | Gas Boiler - Stack Economizer | A | Cumulative Winter Peak Savings (MW) | Achievable Economic TRC Potential | 0 | 0 | 0 | 0 | 0 | 0 | 0 | 0 | 0 | 0 | 0 | 0 | 0 | 0 | 0 | 0 | 0 | 0 | 0 | 0 | 0 | 0 | 0 | 0 | 0 | 0 | 0
F10_Industrial_Industrial - WA_Existing_Space Heating_Natural Gas_Gas Boiler - Stack Economizer_A_Achievable Economic TRC Potential | F10 | Industrial | Industrial - WA | Existing | Space Heating | Natural Gas | Gas Boiler - Stack Economizer | A | Purchases (Incremental) | Achievable Economic TRC Potential | 0 | 0 | 82.6701 | 81.2447 | 79.8439 | 78.4673 | 77.1144 | 68.2064 | 53.6243 | 42.1598 | 33.1463 | 26.0599 | 20.4885 | 16.1082 | 12.6644 | 9.9568 | 7.8281 | 0 | 0 | 0 | 0 | 0 | 0 | 0 | 0 | 0 | 0
F11_Industrial_Industrial - WA_Existing_Space Heating_Natural Gas_Gas Boiler - Stack Economizer_A_Achievable Economic TRC Potential | F11 | Industrial | Industrial - WA | Existing | Space Heating | Natural Gas | Gas Boiler - Stack Economizer | A | Purchases (Cumulative) | Achievable Economic TRC Potential | 0 | 0 | 82.6701 | 163.9148 | 243.7587 | 322.2261 | 399.3405 | 467.5469 | 521.1712 | 563.3311 | 596.4774 | 622.5373 | 643.0258 | 659.1339 | 671.7983 | 681.7551 | 689.5832 | 689.5832 | 689.5832 | 689.5832 | 689.5832 | 689.5832 | 689.5832 | 689.5832 | 689.5832 | 689.5832 | 689.5832
F1_Industrial_Industrial - WA_Existing_Space Heating_Natural Gas_Gas Boiler - Steam Trap Replacement_A_Achievable Economic TRC Potential | F1 | Industrial | Industrial - WA | Existing | Space Heating | Natural Gas | Gas Boiler - Steam Trap Replacement | A | Integrated Unit Energy Savings (kWh or therms) | Achievable Economic TRC Potential | 0 | 0 | 34911.6657 | 34821.1306 | 34730.1947 | 34638.831 | 34547.0159 | 34454.9373 | 34362.9877 | 34271.525 | 34180.8712 | 34091.3128 | 34003.1029 | 33916.4636 | 33831.589 | 33748.6485 | 33667.7888 | 33592.5106 | 33523.3104 | 33460.4618 | 33404.1785 | 33354.6687 | 33311.4786 | 33273.9062 | 33240.5139 | 33209.4594 | 33180.5185
F2_Industrial_Industrial - WA_Existing_Space Heating_Natural Gas_Gas Boiler - Steam Trap Replacement_A_Achievable Economic TRC Potential | F2 | Industrial | Industrial - WA | Existing | Space Heating | Natural Gas | Gas Boiler - Steam Trap Replacement | A | Integrated Unit Summer Peak Savings (kW) | Achievable Economic TRC Potential | 0 | 0 | 0 | 0 | 0 | 0 | 0 | 0 | 0 | 0 | 0 | 0 | 0 | 0 | 0 | 0 | 0 | 0 | 0 | 0 | 0 | 0 | 0 | 0 | 0 | 0 | 0
F3_Industrial_Industrial - WA_Existing_Space Heating_Natural Gas_Gas Boiler - Steam Trap Replacement_A_Achievable Economic TRC Potential | F3 | Industrial | Industrial - WA | Existing | Space Heating | Natural Gas | Gas Boiler - Steam Trap Replacement | A | Integrated Unit Winter Peak Savings (kW) | Achievable Economic TRC Potential | 0 | 0 | 0 | 0 | 0 | 0 | 0 | 0 | 0 | 0 | 0 | 0 | 0 | 0 | 0 | 0 | 0 | 0 | 0 | 0 | 0 | 0 | 0 | 0 | 0 | 0 | 0
F4_Industrial_Industrial - WA_Existing_Space Heating_Natural Gas_Gas Boiler - Steam Trap Replacement_A_Achievable Economic TRC Potential | F4 | Industrial | Industrial - WA | Existing | Space Heating | Natural Gas | Gas Boiler - Steam Trap Replacement | A | Incremental Energy Savings (MWh or mTherms) | Achievable Economic TRC Potential | 0 | 0 | 0.0031315 | 0.0030696 | 0.0030088 | 0.0029491 | 0.0028906 | 0.0028332 | 0 | 0 | 0 | 0 | 0 | 0 | 0 | 0 | 0 | 0 | 0 | 0 | 0 | 0 | 0 | 0 | 0 | 0 | 0
F5_Industrial_Industrial - WA_Existing_Space Heating_Natural Gas_Gas Boiler - Steam Trap Replacement_A_Achievable Economic TRC Potential | F5 | Industrial | Industrial - WA | Existing | Space Heating | Natural Gas | Gas Boiler - Steam Trap Replacement | A | Incremental Summer Peak Savings (MW) | Achievable Economic TRC Potential | 0 | 0 | 0 | 0 | 0 | 0 | 0 | 0 | 0 | 0 | 0 | 0 | 0 | 0 | 0 | 0 | 0 | 0 | 0 | 0 | 0 | 0 | 0 | 0 | 0 | 0 | 0
F6_Industrial_Industrial - WA_Existing_Space Heating_Natural Gas_Gas Boiler - Steam Trap Replacement_A_Achievable Economic TRC Potential | F6 | Industrial | Industrial - WA | Existing | Space Heating | Natural Gas | Gas Boiler - Steam Trap Replacement | A | Incremental Winter Peak Savings (MW) | Achievable Economic TRC Potential | 0 | 0 | 0 | 0 | 0 | 0 | 0 | 0 | 0 | 0 | 0 | 0 | 0 | 0 | 0 | 0 | 0 | 0 | 0 | 0 | 0 | 0 | 0 | 0 | 0 | 0 | 0
F7_Industrial_Industrial - WA_Existing_Space Heating_Natural Gas_Gas Boiler - Steam Trap Replacement_A_Achievable Economic TRC Potential | F7 | Industrial | Industrial - WA | Existing | Space Heating | Natural Gas | Gas Boiler - Steam Trap Replacement | A | Cumulative Energy Savings (MWh or mTherms) | Achievable Economic TRC Potential | 0 | 0 | 0.0031315 | 0.006193 | 0.0091856 | 0.012111 | 0.014969 | 0.017762 | 0.017715 | 0.017668 | 0.017621 | 0.017575 | 0.017529 | 0.017485 | 0.017441 | 0.017398 | 0.017356 | 0.017318 | 0.017282 | 0.01725 | 0.017221 | 0.017195 | 0.017173 | 0.017153 | 0.017136 | 0.01712 | 0.017105
F8_Industrial_Industrial - WA_Existing_Space Heating_Natural Gas_Gas Boiler - Steam Trap Replacement_A_Achievable Economic TRC Potential | F8 | Industrial | Industrial - WA | Existing | Space Heating | Natural Gas | Gas Boiler - Steam Trap Replacement | A | Cumulative Summer Peak Savings (MW) | Achievable Economic TRC Potential | 0 | 0 | 0 | 0 | 0 | 0 | 0 | 0 | 0 | 0 | 0 | 0 | 0 | 0 | 0 | 0 | 0 | 0 | 0 | 0 | 0 | 0 | 0 | 0 | 0 | 0 | 0
F9_Industrial_Industrial - WA_Existing_Space Heating_Natural Gas_Gas Boiler - Steam Trap Replacement_A_Achievable Economic TRC Potential | F9 | Industrial | Industrial - WA | Existing | Space Heating | Natural Gas | Gas Boiler - Steam Trap Replacement | A | Cumulative Winter Peak Savings (MW) | Achievable Economic TRC Potential | 0 | 0 | 0 | 0 | 0 | 0 | 0 | 0 | 0 | 0 | 0 | 0 | 0 | 0 | 0 | 0 | 0 | 0 | 0 | 0 | 0 | 0 | 0 | 0 | 0 | 0 | 0
F10_Industrial_Industrial - WA_Existing_Space Heating_Natural Gas_Gas Boiler - Steam Trap Replacement_A_Achievable Economic TRC Potential | F10 | Industrial | Industrial - WA | Existing | Space Heating | Natural Gas | Gas Boiler - Steam Trap Replacement | A | Purchases (Incremental) | Achievable Economic TRC Potential | 0 | 0 | 8.9699e-05 | 8.8152e-05 | 8.6632e-05 | 8.5139e-05 | 8.3671e-05 | 8.2228e-05 | 0 | 0 | 0 | 0 | 0 | 0 | 0 | 0 | 0 | 0 | 0 | 0 | 0 | 0 | 0 | 0 | 0 | 0 | 0
F11_Industrial_Industrial - WA_Existing_Space Heating_Natural Gas_Gas Boiler - Steam Trap Replacement_A_Achievable Economic TRC Potential | F11 | Industrial | Industrial - WA | Existing | Space Heating | Natural Gas | Gas Boiler - Steam Trap Replacement | A | Purchases (Cumulative) | Achievable Economic TRC Potential | 0 | 0 | 8.9699e-05 | 0.00017785 | 0.00026448 | 0.00034962 | 0.00043329 | 0.00051552 | 0.00051552 | 0.00051552 | 0.00051552 | 0.00051552 | 0.00051552 | 0.00051552 | 0.00051552 | 0.00051552 | 0.00051552 | 0.00051552 | 0.00051552 | 0.00051552 | 0.00051552 | 0.00051552 | 0.00051552 | 0.00051552 | 0.00051552 | 0.00051552 | 0.00051552
F1_Industrial_Industrial - WA_Existing_Process_Natural Gas_Process Boiler - Hot Water Reset_A_Achievable Economic TRC Potential | F1 | Industrial | Industrial - WA | Existing | Process | Natural Gas | Process Boiler - Hot Water Reset | A | Integrated Unit Energy Savings (kWh or therms) | Achievable Economic TRC Potential | 0 | 0 | 8443.6125 | 8443.4572 | 8443.2992 | 8443.1385 | 8442.9749 | 8442.8085 | 8442.7917 | 8442.7747 | 8442.7573 | 8442.7396 | 8442.7216 | 8442.7033 | 8442.6847 | 8442.6657 | 8442.6464 | 8442.6268 | 8442.6069 | 8442.5865 | 8442.5659 | 8442.5448 | 8442.5234 | 8442.5016 | 8442.4795 | 8442.4569 | 8442.434
F2_Industrial_Industrial - WA_Existing_Process_Natural Gas_Process Boiler - Hot Water Reset_A_Achievable Economic TRC Potential | F2 | Industrial | Industrial - WA | Existing | Process | Natural Gas | Process Boiler - Hot Water Reset | A | Integrated Unit Summer Peak Savings (kW) | Achievable Economic TRC Potential | 0 | 0 | 0 | 0 | 0 | 0 | 0 | 0 | 0 | 0 | 0 | 0 | 0 | 0 | 0 | 0 | 0 | 0 | 0 | 0 | 0 | 0 | 0 | 0 | 0 | 0 | 0
F3_Industrial_Industrial - WA_Existing_Process_Natural Gas_Process Boiler - Hot Water Reset_A_Achievable Economic TRC Potential | F3 | Industrial | Industrial - WA | Existing | Process | Natural Gas | Process Boiler - Hot Water Reset | A | Integrated Unit Winter Peak Savings (kW) | Achievable Economic TRC Potential | 0 | 0 | 0 | 0 | 0 | 0 | 0 | 0 | 0 | 0 | 0 | 0 | 0 | 0 | 0 | 0 | 0 | 0 | 0 | 0 | 0 | 0 | 0 | 0 | 0 | 0 | 0
F4_Industrial_Industrial - WA_Existing_Process_Natural Gas_Process Boiler - Hot Water Reset_A_Achievable Economic TRC Potential | F4 | Industrial | Industrial - WA | Existing | Process | Natural Gas | Process Boiler - Hot Water Reset | A | Incremental Energy Savings (MWh or mTherms) | Achievable Economic TRC Potential | 0 | 0 | 0.66546 | 0.80298 | 0.96565 | 1.1016 | 1.2348 | 1.4188 | 1.5296 | 1.5356 | 1.4222 | 1.2014 | 0.91367 | 0.59426 | 0.3391 | 0.16046 | 0.066715 | 0.023842 | 0.0073186 | 0.0015676 | 0.00025323 | 2.9872e-05 | 0 | 0 | 0 | 0 | 0
F5_Industrial_Industrial - WA_Existing_Process_Natural Gas_Process Boiler - Hot Water Reset_A_Achievable Economic TRC Potential | F5 | Industrial | Industrial - WA | Existing | Process | Natural Gas | Process Boiler - Hot Water Reset | A | Incremental Summer Peak Savings (MW) | Achievable Economic TRC Potential | 0 | 0 | 0 | 0 | 0 | 0 | 0 | 0 | 0 | 0 | 0 | 0 | 0 | 0 | 0 | 0 | 0 | 0 | 0 | 0 | 0 | 0 | 0 | 0 | 0 | 0 | 0
F6_Industrial_Industrial - WA_Existing_Process_Natural Gas_Process Boiler - Hot Water Reset_A_Achievable Economic TRC Potential | F6 | Industrial | Industrial - WA | Existing | Process | Natural Gas | Process Boiler - Hot Water Reset | A | Incremental Winter Peak Savings (MW) | Achievable Economic TRC Potential | 0 | 0 | 0 | 0 | 0 | 0 | 0 | 0 | 0 | 0 | 0 | 0 | 0 | 0 | 0 | 0 | 0 | 0 | 0 | 0 | 0 | 0 | 0 | 0 | 0 | 0 | 0
F7_Industrial_Industrial - WA_Existing_Process_Natural Gas_Process Boiler - Hot Water Reset_A_Achievable Economic TRC Potential | F7 | Industrial | Industrial - WA | Existing | Process | Natural Gas | Process Boiler - Hot Water Reset | A | Cumulative Energy Savings (MWh or mTherms) | Achievable Economic TRC Potential | 0 | 0 | 0.66546 | 1.4684 | 2.434 | 3.5356 | 4.7704 | 6.1891 | 7.7186 | 9.2542 | 10.6764 | 11.8778 | 12.7914 | 13.3857 | 13.7247 | 13.8852 | 13.9518 | 13.9756 | 13.9829 | 13.9845 | 13.9847 | 13.9847 | 13.9846 | 13.9846 | 13.9846 | 13.9845 | 13.9845
F8_Industrial_Industrial - WA_Existing_Process_Natural Gas_Process Boiler - Hot Water Reset_A_Achievable Economic TRC Potential | F8 | Industrial | Industrial - WA | Existing | Process | Natural Gas | Process Boiler - Hot Water Reset | A | Cumulative Summer Peak Savings (MW) | Achievable Economic TRC Potential | 0 | 0 | 0 | 0 | 0 | 0 | 0 | 0 | 0 | 0 | 0 | 0 | 0 | 0 | 0 | 0 | 0 | 0 | 0 | 0 | 0 | 0 | 0 | 0 | 0 | 0 | 0
F9_Industrial_Industrial - WA_Existing_Process_Natural Gas_Process Boiler - Hot Water Reset_A_Achievable Economic TRC Potential | F9 | Industrial | Industrial - WA | Existing | Process | Natural Gas | Process Boiler - Hot Water Reset | A | Cumulative Winter Peak Savings (MW) | Achievable Economic TRC Potential | 0 | 0 | 0 | 0 | 0 | 0 | 0 | 0 | 0 | 0 | 0 | 0 | 0 | 0 | 0 | 0 | 0 | 0 | 0 | 0 | 0 | 0 | 0 | 0 | 0 | 0 | 0
F10_Industrial_Industrial - WA_Existing_Process_Natural Gas_Process Boiler - Hot Water Reset_A_Achievable Economic TRC Potential | F10 | Industrial | Industrial - WA | Existing | Process | Natural Gas | Process Boiler - Hot Water Reset | A | Purchases (Incremental) | Achievable Economic TRC Potential | 0 | 0 | 0.078812 | 0.0951 | 0.11437 | 0.13047 | 0.14626 | 0.16804 | 0.18117 | 0.18189 | 0.16845 | 0.1423 | 0.10822 | 0.070387 | 0.040165 | 0.019005 | 0.0079021 | 0.002824 | 0.00086687 | 0.00018568 | 2.9994e-05 | 3.5383e-06 | 0 | 0 | 0 | 0 | 0
F11_Industrial_Industrial - WA_Existing_Process_Natural Gas_Process Boiler - Hot Water Reset_A_Achievable Economic TRC Potential | F11 | Industrial | Industrial - WA | Existing | Process | Natural Gas | Process Boiler - Hot Water Reset | A | Purchases (Cumulative) | Achievable Economic TRC Potential | 0 | 0 | 0.078812 | 0.17391 | 0.28828 | 0.41876 | 0.56501 | 0.73306 | 0.91423 | 1.0961 | 1.2646 | 1.4069 | 1.5151 | 1.5855 | 1.6256 | 1.6446 | 1.6525 | 1.6554 | 1.6562 | 1.6564 | 1.6564 | 1.6565 | 1.6565 | 1.6565 | 1.6565 | 1.6565 | 1.6565
F1_Industrial_Industrial - WA_Existing_Process_Natural Gas_Process Boiler - Burner Control Optimization_A_Achievable Economic TRC Potential | F1 | Industrial | Industrial - WA | Existing | Process | Natural Gas | Process Boiler - Burner Control Optimization | A | Integrated Unit Energy Savings (kWh or therms) | Achievable Economic TRC Potential | 0 | 0 | 2.2942 | 2.2927 | 2.2909 | 2.2889 | 2.2867 | 2.2843 | 2.2817 | 2.279 | 2.2764 | 2.274 | 2.2718 | 2.27 | 2.2684 | 2.2671 | 2.2658 | 2.2653 | 2.2647 | 2.2642 | 2.2636 | 2.2631 | 2.2625 | 2.2619 | 2.2613 | 2.2607 | 2.2601
F2_Industrial_Industrial - WA_Existing_Process_Natural Gas_Process Boiler - Burner Control Optimization_A_Achievable Economic TRC Potential | F2 | Industrial | Industrial - WA | Existing | Process | Natural Gas | Process Boiler - Burner Control Optimization | A | Integrated Unit Summer Peak Savings (kW) | Achievable Economic TRC Potential | 0 | 0 | 0 | 0 | 0 | 0 | 0 | 0 | 0 | 0 | 0 | 0 | 0 | 0 | 0 | 0 | 0 | 0 | 0 | 0 | 0 | 0 | 0 | 0 | 0 | 0 | 0
F3_Industrial_Industrial - WA_Existing_Process_Natural Gas_Process Boiler - Burner Control Optimization_A_Achievable Economic TRC Potential | F3 | Industrial | Industrial - WA | Existing | Process | Natural Gas | Process Boiler - Burner Control Optimization | A | Integrated Unit Winter Peak Savings (kW) | Achievable Economic TRC Potential | 0 | 0 | 0 | 0 | 0 | 0 | 0 | 0 | 0 | 0 | 0 | 0 | 0 | 0 | 0 | 0 | 0 | 0 | 0 | 0 | 0 | 0 | 0 | 0 | 0 | 0 | 0
F4_Industrial_Industrial - WA_Existing_Process_Natural Gas_Process Boiler - Burner Control Optimization_A_Achievable Economic TRC Potential | F4 | Industrial | Industrial - WA | Existing | Process | Natural Gas | Process Boiler - Burner Control Optimization | A | Incremental Energy Savings (MWh or mTherms) | Achievable Economic TRC Potential | 0 | 0 | 0.03722 | 0.057457 | 0.11285 | 0.19391 | 0.29615 | 0.40703 | 0.50853 | 0.58237 | 0.61565 | 0.60439 | 0.55384 | 0.47588 | 0.38488 | 0.29401 | 0.21278 | 0.14635 | 0.095858 | 0.059935 | 0 | 0 | 0 | 0 | 0 | 0 | 0
F5_Industrial_Industrial - WA_Existing_Process_Natural Gas_Process Boiler - Burner Control Optimization_A_Achievable Economic TRC Potential | F5 | Industrial | Industrial - WA | Existing | Process | Natural Gas | Process Boiler - Burner Control Optimization | A | Incremental Summer Peak Savings (MW) | Achievable Economic TRC Potential | 0 | 0 | 0 | 0 | 0 | 0 | 0 | 0 | 0 | 0 | 0 | 0 | 0 | 0 | 0 | 0 | 0 | 0 | 0 | 0 | 0 | 0 | 0 | 0 | 0 | 0 | 0
F6_Industrial_Industrial - WA_Existing_Process_Natural Gas_Process Boiler - Burner Control Optimization_A_Achievable Economic TRC Potential | F6 | Industrial | Industrial - WA | Existing | Process | Natural Gas | Process Boiler - Burner Control Optimization | A | Incremental Winter Peak Savings (MW) | Achievable Economic TRC Potential | 0 | 0 | 0 | 0 | 0 | 0 | 0 | 0 | 0 | 0 | 0 | 0 | 0 | 0 | 0 | 0 | 0 | 0 | 0 | 0 | 0 | 0 | 0 | 0 | 0 | 0 | 0
F7_Industrial_Industrial - WA_Existing_Process_Natural Gas_Process Boiler - Burner Control Optimization_A_Achievable Economic TRC Potential | F7 | Industrial | Industrial - WA | Existing | Process | Natural Gas | Process Boiler - Burner Control Optimization | A | Cumulative Energy Savings (MWh or mTherms) | Achievable Economic TRC Potential | 0 | 0 | 0.03722 | 0.094651 | 0.20742 | 0.40115 | 0.69692 | 1.1032 | 1.6105 | 2.191 | 2.8041 | 3.4055 | 3.9561 | 4.4288 | 4.8107 | 5.1018 | 5.3117 | 5.4567 | 5.5513 | 5.6099 | 5.6085 | 5.6071 | 5.6057 | 5.6043 | 5.6028 | 5.6013 | 5.5998
F8_Industrial_Industrial - WA_Existing_Process_Natural Gas_Process Boiler - Burner Control Optimization_A_Achievable Economic TRC Potential | F8 | Industrial | Industrial - WA | Existing | Process | Natural Gas | Process Boiler - Burner Control Optimization | A | Cumulative Summer Peak Savings (MW) | Achievable Economic TRC Potential | 0 | 0 | 0 | 0 | 0 | 0 | 0 | 0 | 0 | 0 | 0 | 0 | 0 | 0 | 0 | 0 | 0 | 0 | 0 | 0 | 0 | 0 | 0 | 0 | 0 | 0 | 0
F9_Industrial_Industrial - WA_Existing_Process_Natural Gas_Process Boiler - Burner Control Optimization_A_Achievable Economic TRC Potential | F9 | Industrial | Industrial - WA | Existing | Process | Natural Gas | Process Boiler - Burner Control Optimization | A | Cumulative Winter Peak Savings (MW) | Achievable Economic TRC Potential | 0 | 0 | 0 | 0 | 0 | 0 | 0 | 0 | 0 | 0 | 0 | 0 | 0 | 0 | 0 | 0 | 0 | 0 | 0 | 0 | 0 | 0 | 0 | 0 | 0 | 0 | 0
F10_Industrial_Industrial - WA_Existing_Process_Natural Gas_Process Boiler - Burner Control Optimization_A_Achievable Economic TRC Potential | F10 | Industrial | Industrial - WA | Existing | Process | Natural Gas | Process Boiler - Burner Control Optimization | A | Purchases (Incremental) | Achievable Economic TRC Potential | 0 | 0 | 16.223 | 25.0614 | 49.2586 | 84.7163 | 129.5088 | 178.1862 | 222.8724 | 255.5348 | 270.4466 | 265.7838 | 243.7879 | 209.6365 | 169.6653 | 129.6867 | 93.911 | 64.6043 | 42.327 | 26.4709 | 0 | 0 | 0 | 0 | 0 | 0 | 0
F11_Industrial_Industrial - WA_Existing_Process_Natural Gas_Process Boiler - Burner Control Optimization_A_Achievable Economic TRC Potential | F11 | Industrial | Industrial - WA | Existing | Process | Natural Gas | Process Boiler - Burner Control Optimization | A | Purchases (Cumulative) | Achievable Economic TRC Potential | 0 | 0 | 16.223 | 41.2844 | 90.543 | 175.2593 | 304.7681 | 482.9543 | 705.8268 | 961.3615 | 1231.8082 | 1497.5919 | 1741.3798 | 1951.0164 | 2120.6816 | 2250.3683 | 2344.2794 | 2408.8837 | 2451.2106 | 2477.6816 | 2477.6816 | 2477.6816 | 2477.6816 | 2477.6816 | 2477.6816 | 2477.6816 | 2477.6816
F1_Industrial_Industrial - WA_Existing_Process_Natural Gas_Process Boiler - Insulate Hot Water Lines_A_Achievable Economic TRC Potential | F1 | Industrial | Industrial - WA | Existing | Process | Natural Gas | Process Boiler - Insulate Hot Water Lines | A | Integrated Unit Energy Savings (kWh or therms) | Achievable Economic TRC Potential | 0 | 0 | 35.7013 | 35.6758 | 35.6461 | 35.6121 | 35.5731 | 35.5281 | 35.4787 | 35.4265 | 35.3742 | 35.3245 | 35.2797 | 35.2411 | 35.2081 | 35.1796 | 35.1538 | 35.1404 | 35.1281 | 35.1164 | 35.1058 | 35.0951 | 35.0841 | 35.0729 | 35.0616 | 35.05 | 35.0383
F2_Industrial_Industrial - WA_Existing_Process_Natural Gas_Process Boiler - Insulate Hot Water Lines_A_Achievable Economic TRC Potential | F2 | Industrial | Industrial - WA | Existing | Process | Natural Gas | Process Boiler - Insulate Hot Water Lines | A | Integrated Unit Summer Peak Savings (kW) | Achievable Economic TRC Potential | 0 | 0 | 0 | 0 | 0 | 0 | 0 | 0 | 0 | 0 | 0 | 0 | 0 | 0 | 0 | 0 | 0 | 0 | 0 | 0 | 0 | 0 | 0 | 0 | 0 | 0 | 0
F3_Industrial_Industrial - WA_Existing_Process_Natural Gas_Process Boiler - Insulate Hot Water Lines_A_Achievable Economic TRC Potential | F3 | Industrial | Industrial - WA | Existing | Process | Natural Gas | Process Boiler - Insulate Hot Water Lines | A | Integrated Unit Winter Peak Savings (kW) | Achievable Economic TRC Potential | 0 | 0 | 0 | 0 | 0 | 0 | 0 | 0 | 0 | 0 | 0 | 0 | 0 | 0 | 0 | 0 | 0 | 0 | 0 | 0 | 0 | 0 | 0 | 0 | 0 | 0 | 0
F4_Industrial_Industrial - WA_Existing_Process_Natural Gas_Process Boiler - Insulate Hot Water Lines_A_Achievable Economic TRC Potential | F4 | Industrial | Industrial - WA | Existing | Process | Natural Gas | Process Boiler - Insulate Hot Water Lines | A | Incremental Energy Savings (MWh or mTherms) | Achievable Economic TRC Potential | 0 | 0 | 0.46558 | 0.45722 | 0.44897 | 0.4408 | 0.43273 | 0.42473 | 0.41683 | 0.40904 | 0.40139 | 0.39392 | 0.38664 | 0 | 0 | 0 | 0 | 0 | 0 | 0 | 0 | 0 | 0 | 0 | 0 | 0 | 0
F5_Industrial_Industrial - WA_Existing_Process_Natural Gas_Process Boiler - Insulate Hot Water Lines_A_Achievable Economic TRC Potential | F5 | Industrial | Industrial - WA | Existing | Process | Natural Gas | Process Boiler - Insulate Hot Water Lines | A | Incremental Summer Peak Savings (MW) | Achievable Economic TRC Potential | 0 | 0 | 0 | 0 | 0 | 0 | 0 | 0 | 0 | 0 | 0 | 0 | 0 | 0 | 0 | 0 | 0 | 0 | 0 | 0 | 0 | 0 | 0 | 0 | 0 | 0 | 0
F6_Industrial_Industrial - WA_Existing_Process_Natural Gas_Process Boiler - Insulate Hot Water Lines_A_Achievable Economic TRC Potential | F6 | Industrial | Industrial - WA | Existing | Process | Natural Gas | Process Boiler - Insulate Hot Water Lines | A | Incremental Winter Peak Savings (MW) | Achievable Economic TRC Potential | 0 | 0 | 0 | 0 | 0 | 0 | 0 | 0 | 0 | 0 | 0 | 0 | 0 | 0 | 0 | 0 | 0 | 0 | 0 | 0 | 0 | 0 | 0 | 0 | 0 | 0 | 0
F7_Industrial_Industrial - WA_Existing_Process_Natural Gas_Process Boiler - Insulate Hot Water Lines_A_Achievable Economic TRC Potential | F7 | Industrial | Industrial - WA | Existing | Process | Natural Gas | Process Boiler - Insulate Hot Water Lines | A | Cumulative Energy Savings (MWh or mTherms) | Achievable Economic TRC Potential | 0 | 0 | 0.46558 | 0.92247 | 1.3707 | 1.8102 | 2.2409 | 2.6628 | 3.0759 | 3.4804 | 3.8767 | 4.2652 | 4.6464 | 4.6413 | 4.637 | 4.6332 | 4.6298 | 4.6281 | 4.6264 | 4.6249 | 4.6235 | 4.6221 | 4.6206 | 4.6192 | 4.6177 | 4.6162 | 4.6146
F8_Industrial_Industrial - WA_Existing_Process_Natural Gas_Process Boiler - Insulate Hot Water Lines_A_Achievable Economic TRC Potential | F8 | Industrial | Industrial - WA | Existing | Process | Natural Gas | Process Boiler - Insulate Hot Water Lines | A | Cumulative Summer Peak Savings (MW) | Achievable Economic TRC Potential | 0 | 0 | 0 | 0 | 0 | 0 | 0 | 0 | 0 | 0 | 0 | 0 | 0 | 0 | 0 | 0 | 0 | 0 | 0 | 0 | 0 | 0 | 0 | 0 | 0 | 0 | 0
F9_Industrial_Industrial - WA_Existing_Process_Natural Gas_Process Boiler - Insulate Hot Water Lines_A_Achievable Economic TRC Potential | F9 | Industrial | Industrial - WA | Existing | Process | Natural Gas | Process Boiler - Insulate Hot Water Lines | A | Cumulative Winter Peak Savings (MW) | Achievable Economic TRC Potential | 0 | 0 | 0 | 0 | 0 | 0 | 0 | 0 | 0 | 0 | 0 | 0 | 0 | 0 | 0 | 0 | 0 | 0 | 0 | 0 | 0 | 0 | 0 | 0 | 0 | 0 | 0
F10_Industrial_Industrial - WA_Existing_Process_Natural Gas_Process Boiler - Insulate Hot Water Lines_A_Achievable Economic TRC Potential | F10 | Industrial | Industrial - WA | Existing | Process | Natural Gas | Process Boiler - Insulate Hot Water Lines | A | Purchases (Incremental) | Achievable Economic TRC Potential | 0 | 0 | 13.0409 | 12.8161 | 12.5951 | 12.3779 | 12.1645 | 11.9548 | 11.7487 | 11.5461 | 11.347 | 11.1514 | 10.9591 | 0 | 0 | 0 | 0 | 0 | 0 | 0 | 0 | 0 | 0 | 0 | 0 | 0 | 0
F11_Industrial_Industrial - WA_Existing_Process_Natural Gas_Process Boiler - Insulate Hot Water Lines_A_Achievable Economic TRC Potential | F11 | Industrial | Industrial - WA | Existing | Process | Natural Gas | Process Boiler - Insulate Hot Water Lines | A | Purchases (Cumulative) | Achievable Economic TRC Potential | 0 | 0 | 13.0409 | 25.857 | 38.4521 | 50.83 | 62.9945 | 74.9493 | 86.698 | 98.2441 | 109.5912 | 120.7426 | 131.7017 | 131.7017 | 131.7017 | 131.7017 | 131.7017 | 131.7017 | 131.7017 | 131.7017 | 131.7017 | 131.7017 | 131.7017 | 131.7017 | 131.7017 | 131.7017 | 131.7017
F1_Industrial_Industrial - WA_Existing_Process_Natural Gas_Process Boiler - Insulate Steam Lines/Condensate Tank_A_Achievable Economic TRC Potential | F1 | Industrial | Industrial - WA | Existing | Process | Natural Gas | Process Boiler - Insulate Steam Lines/Condensate Tank | A | Integrated Unit Energy Savings (kWh or therms) | Achievable Economic TRC Potential | 0 | 0 | 53.3464 | 53.3261 | 53.3013 | 53.2722 | 53.2389 | 53.1998 | 53.1574 | 53.1135 | 53.0711 | 53.0333 | 53.0023 | 52.9792 | 52.9628 | 52.9511 | 52.9419 | 52.9338 | 52.926 | 52.9183 | 52.9105 | 52.9026 | 52.8945 | 52.8863 | 52.8779 | 52.8694 | 52.8608
F2_Industrial_Industrial - WA_Existing_Process_Natural Gas_Process Boiler - Insulate Steam Lines/Condensate Tank_A_Achievable Economic TRC Potential | F2 | Industrial | Industrial - WA | Existing | Process | Natural Gas | Process Boiler - Insulate Steam Lines/Condensate Tank | A | Integrated Unit Summer Peak Savings (kW) | Achievable Economic TRC Potential | 0 | 0 | 0 | 0 | 0 | 0 | 0 | 0 | 0 | 0 | 0 | 0 | 0 | 0 | 0 | 0 | 0 | 0 | 0 | 0 | 0 | 0 | 0 | 0 | 0 | 0 | 0
F3_Industrial_Industrial - WA_Existing_Process_Natural Gas_Process Boiler - Insulate Steam Lines/Condensate Tank_A_Achievable Economic TRC Potential | F3 | Industrial | Industrial - WA | Existing | Process | Natural Gas | Process Boiler - Insulate Steam Lines/Condensate Tank | A | Integrated Unit Winter Peak Savings (kW) | Achievable Economic TRC Potential | 0 | 0 | 0 | 0 | 0 | 0 | 0 | 0 | 0 | 0 | 0 | 0 | 0 | 0 | 0 | 0 | 0 | 0 | 0 | 0 | 0 | 0 | 0 | 0 | 0 | 0 | 0
F4_Industrial_Industrial - WA_Existing_Process_Natural Gas_Process Boiler - Insulate Steam Lines/Condensate Tank_A_Achievable Economic TRC Potential | F4 | Industrial | Industrial - WA | Existing | Process | Natural Gas | Process Boiler - Insulate Steam Lines/Condensate Tank | A | Incremental Energy Savings (MWh or mTherms) | Achievable Economic TRC Potential | 0 | 0 | 0.69569 | 0.68343 | 0.67133 | 0.6594 | 0.64763 | 0.63599 | 0.62453 | 0.61325 | 0.6022 | 0.5914 | 0.58086 | 0.5706 | 0.56058 | 0.5508 | 0.54121 | 0 | 0 | 0 | 0 | 0 | 0 | 0 | 0 | 0 | 0
F5_Industrial_Industrial - WA_Existing_Process_Natural Gas_Process Boiler - Insulate Steam Lines/Condensate Tank_A_Achievable Economic TRC Potential | F5 | Industrial | Industrial - WA | Existing | Process | Natural Gas | Process Boiler - Insulate Steam Lines/Condensate Tank | A | Incremental Summer Peak Savings (MW) | Achievable Economic TRC Potential | 0 | 0 | 0 | 0 | 0 | 0 | 0 | 0 | 0 | 0 | 0 | 0 | 0 | 0 | 0 | 0 | 0 | 0 | 0 | 0 | 0 | 0 | 0 | 0 | 0 | 0 | 0
F6_Industrial_Industrial - WA_Existing_Process_Natural Gas_Process Boiler - Insulate Steam Lines/Condensate Tank_A_Achievable Economic TRC Potential | F6 | Industrial | Industrial - WA | Existing | Process | Natural Gas | Process Boiler - Insulate Steam Lines/Condensate Tank | A | Incremental Winter Peak Savings (MW) | Achievable Economic TRC Potential | 0 | 0 | 0 | 0 | 0 | 0 | 0 | 0 | 0 | 0 | 0 | 0 | 0 | 0 | 0 | 0 | 0 | 0 | 0 | 0 | 0 | 0 | 0 | 0 | 0 | 0 | 0
F7_Industrial_Industrial - WA_Existing_Process_Natural Gas_Process Boiler - Insulate Steam Lines/Condensate Tank_A_Achievable Economic TRC Potential | F7 | Industrial | Industrial - WA | Existing | Process | Natural Gas | Process Boiler - Insulate Steam Lines/Condensate Tank | A | Cumulative Energy Savings (MWh or mTherms) | Achievable Economic TRC Potential | 0 | 0 | 0.69569 | 1.3789 | 2.0495 | 2.7078 | 3.3538 | 3.9873 | 4.6086 | 5.2181 | 5.8161 | 6.4034 | 6.9805 | 7.548 | 8.1063 | 8.6553 | 9.195 | 9.1936 | 9.1922 | 9.1909 | 9.1896 | 9.1882 | 9.1868 | 9.1853 | 9.1839 | 9.1824 | 9.1809
F8_Industrial_Industrial - WA_Existing_Process_Natural Gas_Process Boiler - Insulate Steam Lines/Condensate Tank_A_Achievable Economic TRC Potential | F8 | Industrial | Industrial - WA | Existing | Process | Natural Gas | Process Boiler - Insulate Steam Lines/Condensate Tank | A | Cumulative Summer Peak Savings (MW) | Achievable Economic TRC Potential | 0 | 0 | 0 | 0 | 0 | 0 | 0 | 0 | 0 | 0 | 0 | 0 | 0 | 0 | 0 | 0 | 0 | 0 | 0 | 0 | 0 | 0 | 0 | 0 | 0 | 0 | 0
F9_Industrial_Industrial - WA_Existing_Process_Natural Gas_Process Boiler - Insulate Steam Lines/Condensate Tank_A_Achievable Economic TRC Potential | F9 | Industrial | Industrial - WA | Existing | Process | Natural Gas | Process Boiler - Insulate Steam Lines/Condensate Tank | A | Cumulative Winter Peak Savings (MW) | Achievable Economic TRC Potential | 0 | 0 | 0 | 0 | 0 | 0 | 0 | 0 | 0 | 0 | 0 | 0 | 0 | 0 | 0 | 0 | 0 | 0 | 0 | 0 | 0 | 0 | 0 | 0 | 0 | 0 | 0
F10_Industrial_Industrial - WA_Existing_Process_Natural Gas_Process Boiler - Insulate Steam Lines/Condensate Tank_A_Achievable Economic TRC Potential | F10 | Industrial | Industrial - WA | Existing | Process | Natural Gas | Process Boiler - Insulate Steam Lines/Condensate Tank | A | Purchases (Incremental) | Achievable Economic TRC Potential | 0 | 0 | 13.0409 | 12.8161 | 12.5951 | 12.3779 | 12.1645 | 11.9548 | 11.7487 | 11.5461 | 11.347 | 11.1514 | 10.9591 | 10.7702 | 10.5845 | 10.402 | 10.2227 | 0 | 0 | 0 | 0 | 0 | 0 | 0 | 0 | 0 | 0
F11_Industrial_Industrial - WA_Existing_Process_Natural Gas_Process Boiler - Insulate Steam Lines/Condensate Tank_A_Achievable Economic TRC Potential | F11 | Industrial | Industrial - WA | Existing | Process | Natural Gas | Process Boiler - Insulate Steam Lines/Condensate Tank | A | Purchases (Cumulative) | Achievable Economic TRC Potential | 0 | 0 | 13.0409 | 25.857 | 38.4521 | 50.83 | 62.9945 | 74.9493 | 86.698 | 98.2441 | 109.5912 | 120.7426 | 131.7017 | 142.4719 | 153.0564 | 163.4584 | 173.6811 | 173.6811 | 173.6811 | 173.6811 | 173.6811 | 173.6811 | 173.6811 | 173.6811 | 173.6811 | 173.6811 | 173.6811
F1_Industrial_Industrial - WA_Existing_Process_Natural Gas_Process Boiler - Stack Economizer_A_Achievable Economic TRC Potential | F1 | Industrial | Industrial - WA | Existing | Process | Natural Gas | Process Boiler - Stack Economizer | A | Integrated Unit Energy Savings (kWh or therms) | Achievable Economic TRC Potential | 0 | 0 | 7.5918 | 7.5839 | 7.5753 | 7.5664 | 7.5565 | 7.5452 | 7.5329 | 7.5201 | 7.5072 | 7.4948 | 7.4834 | 7.4748 | 7.4675 | 7.461 | 7.4552 | 7.4519 | 7.4489 | 7.446 | 7.4433 | 7.4406 | 7.4378 | 7.435 | 7.4322 | 7.4293 | 7.4263
F2_Industrial_Industrial - WA_Existing_Process_Natural Gas_Process Boiler - Stack Economizer_A_Achievable Economic TRC Potential | F2 | Industrial | Industrial - WA | Existing | Process | Natural Gas | Process Boiler - Stack Economizer | A | Integrated Unit Summer Peak Savings (kW) | Achievable Economic TRC Potential | 0 | 0 | 0 | 0 | 0 | 0 | 0 | 0 | 0 | 0 | 0 | 0 | 0 | 0 | 0 | 0 | 0 | 0 | 0 | 0 | 0 | 0 | 0 | 0 | 0 | 0 | 0
F3_Industrial_Industrial - WA_Existing_Process_Natural Gas_Process Boiler - Stack Economizer_A_Achievable Economic TRC Potential | F3 | Industrial | Industrial - WA | Existing | Process | Natural Gas | Process Boiler - Stack Economizer | A | Integrated Unit Winter Peak Savings (kW) | Achievable Economic TRC Potential | 0 | 0 | 0 | 0 | 0 | 0 | 0 | 0 | 0 | 0 | 0 | 0 | 0 | 0 | 0 | 0 | 0 | 0 | 0 | 0 | 0 | 0 | 0 | 0 | 0 | 0 | 0
F4_Industrial_Industrial - WA_Existing_Process_Natural Gas_Process Boiler - Stack Economizer_A_Achievable Economic TRC Potential | F4 | Industrial | Industrial - WA | Existing | Process | Natural Gas | Process Boiler - Stack Economizer | A | Incremental Energy Savings (MWh or mTherms) | Achievable Economic TRC Potential | 0 | 0 | 1.2175 | 1.1953 | 1.1734 | 1.1518 | 1.1304 | 0.99834 | 0.78363 | 0.61504 | 0.48272 | 0.37889 | 0.29744 | 0.23358 | 0.18346 | 0.14411 | 0.11321 | 0 | 0 | 0 | 0 | 0 | 0 | 0 | 0 | 0 | 0
F5_Industrial_Industrial - WA_Existing_Process_Natural Gas_Process Boiler - Stack Economizer_A_Achievable Economic TRC Potential | F5 | Industrial | Industrial - WA | Existing | Process | Natural Gas | Process Boiler - Stack Economizer | A | Incremental Summer Peak Savings (MW) | Achievable Economic TRC Potential | 0 | 0 | 0 | 0 | 0 | 0 | 0 | 0 | 0 | 0 | 0 | 0 | 0 | 0 | 0 | 0 | 0 | 0 | 0 | 0 | 0 | 0 | 0 | 0 | 0 | 0 | 0
F6_Industrial_Industrial - WA_Existing_Process_Natural Gas_Process Boiler - Stack Economizer_A_Achievable Economic TRC Potential | F6 | Industrial | Industrial - WA | Existing | Process | Natural Gas | Process Boiler - Stack Economizer | A | Incremental Winter Peak Savings (MW) | Achievable Economic TRC Potential | 0 | 0 | 0 | 0 | 0 | 0 | 0 | 0 | 0 | 0 | 0 | 0 | 0 | 0 | 0 | 0 | 0 | 0 | 0 | 0 | 0 | 0 | 0 | 0 | 0 | 0 | 0
F7_Industrial_Industrial - WA_Existing_Process_Natural Gas_Process Boiler - Stack Economizer_A_Achievable Economic TRC Potential | F7 | Industrial | Industrial - WA | Existing | Process | Natural Gas | Process Boiler - Stack Economizer | A | Cumulative Energy Savings (MWh or mTherms) | Achievable Economic TRC Potential | 0 | 0 | 1.2175 | 2.4115 | 3.5822 | 4.7297 | 5.8539 | 6.8435 | 7.616 | 8.2181 | 8.6867 | 9.0512 | 9.3349 | 9.5578 | 9.7319 | 9.8676 | 9.973 | 9.9687 | 9.9646 | 9.9608 | 9.9572 | 9.9536 | 9.9499 | 9.9461 | 9.9423 | 9.9384 | 9.9344
F8_Industrial_Industrial - WA_Existing_Process_Natural Gas_Process Boiler - Stack Economizer_A_Achievable Economic TRC Potential | F8 | Industrial | Industrial - WA | Existing | Process | Natural Gas | Process Boiler - Stack Economizer | A | Cumulative Summer Peak Savings (MW) | Achievable Economic TRC Potential | 0 | 0 | 0 | 0 | 0 | 0 | 0 | 0 | 0 | 0 | 0 | 0 | 0 | 0 | 0 | 0 | 0 | 0 | 0 | 0 | 0 | 0 | 0 | 0 | 0 | 0 | 0
F9_Industrial_Industrial - WA_Existing_Process_Natural Gas_Process Boiler - Stack Economizer_A_Achievable Economic TRC Potential | F9 | Industrial | Industrial - WA | Existing | Process | Natural Gas | Process Boiler - Stack Economizer | A | Cumulative Winter Peak Savings (MW) | Achievable Economic TRC Potential | 0 | 0 | 0 | 0 | 0 | 0 | 0 | 0 | 0 | 0 | 0 | 0 | 0 | 0 | 0 | 0 | 0 | 0 | 0 | 0 | 0 | 0 | 0 | 0 | 0 | 0 | 0
F10_Industrial_Industrial - WA_Existing_Process_Natural Gas_Process Boiler - Stack Economizer_A_Achievable Economic TRC Potential | F10 | Industrial | Industrial - WA | Existing | Process | Natural Gas | Process Boiler - Stack Economizer | A | Purchases (Incremental) | Achievable Economic TRC Potential | 0 | 0 | 160.3732 | 157.6081 | 154.8907 | 152.2202 | 149.5957 | 132.3148 | 104.0268 | 81.7866 | 64.3012 | 50.5541 | 39.7459 | 31.2485 | 24.5678 | 19.3154 | 15.1859 | 0 | 0 | 0 | 0 | 0 | 0 | 0 | 0 | 0 | 0
F11_Industrial_Industrial - WA_Existing_Process_Natural Gas_Process Boiler - Stack Economizer_A_Achievable Economic TRC Potential | F11 | Industrial | Industrial - WA | Existing | Process | Natural Gas | Process Boiler - Stack Economizer | A | Purchases (Cumulative) | Achievable Economic TRC Potential | 0 | 0 | 160.3732 | 317.9813 | 472.8721 | 625.0923 | 774.688 | 907.0028 | 1011.0297 | 1092.8163 | 1157.1175 | 1207.6716 | 1247.4175 | 1278.666 | 1303.2338 | 1322.5492 | 1337.7351 | 1337.7351 | 1337.7351 | 1337.7351 | 1337.7351 | 1337.7351 | 1337.7351 | 1337.7351 | 1337.7351 | 1337.7351 | 1337.7351
F1_Industrial_Industrial - WA_Existing_Process_Natural Gas_Process Boiler - Steam Trap Replacement_A_Achievable Economic TRC Potential | F1 | Industrial | Industrial - WA | Existing | Process | Natural Gas | Process Boiler - Steam Trap Replacement | A | Integrated Unit Energy Savings (kWh or therms) | Achievable Economic TRC Potential | 0 | 0 | 238288.3345 | 238288.3345 | 238288.3345 | 238288.3345 | 238288.3345 | 238288.3345 | 238288.3345 | 238288.3345 | 238288.3345 | 238288.3345 | 238288.3345 | 238288.3345 | 238288.3345 | 238288.3345 | 238288.3345 | 238288.3345 | 238288.3345 | 238288.3345 | 238288.3345 | 238288.3345 | 238288.3345 | 238288.3345 | 238288.3345 | 238288.3345 | 238288.3345
F2_Industrial_Industrial - WA_Existing_Process_Natural Gas_Process Boiler - Steam Trap Replacement_A_Achievable Economic TRC Potential | F2 | Industrial | Industrial - WA | Existing | Process | Natural Gas | Process Boiler - Steam Trap Replacement | A | Integrated Unit Summer Peak Savings (kW) | Achievable Economic TRC Potential | 0 | 0 | 0 | 0 | 0 | 0 | 0 | 0 | 0 | 0 | 0 | 0 | 0 | 0 | 0 | 0 | 0 | 0 | 0 | 0 | 0 | 0 | 0 | 0 | 0 | 0 | 0
F3_Industrial_Industrial - WA_Existing_Process_Natural Gas_Process Boiler - Steam Trap Replacement_A_Achievable Economic TRC Potential | F3 | Industrial | Industrial - WA | Existing | Process | Natural Gas | Process Boiler - Steam Trap Replacement | A | Integrated Unit Winter Peak Savings (kW) | Achievable Economic TRC Potential | 0 | 0 | 0 | 0 | 0 | 0 | 0 | 0 | 0 | 0 | 0 | 0 | 0 | 0 | 0 | 0 | 0 | 0 | 0 | 0 | 0 | 0 | 0 | 0 | 0 | 0 | 0
F4_Industrial_Industrial - WA_Existing_Process_Natural Gas_Process Boiler - Steam Trap Replacement_A_Achievable Economic TRC Potential | F4 | Industrial | Industrial - WA | Existing | Process | Natural Gas | Process Boiler - Steam Trap Replacement | A | Incremental Energy Savings (MWh or mTherms) | Achievable Economic TRC Potential | 0 | 0 | 0.041464 | 0.040749 | 0.040047 | 0.039356 | 0.038678 | 0.038011 | 0 | 0 | 0 | 0 | 0 | 0 | 0 | 0 | 0 | 0 | 0 | 0 | 0 | 0 | 0 | 0 | 0 | 0 | 0
F5_Industrial_Industrial - WA_Existing_Process_Natural Gas_Process Boiler - Steam Trap Replacement_A_Achievable Economic TRC Potential | F5 | Industrial | Industrial - WA | Existing | Process | Natural Gas | Process Boiler - Steam Trap Replacement | A | Incremental Summer Peak Savings (MW) | Achievable Economic TRC Potential | 0 | 0 | 0 | 0 | 0 | 0 | 0 | 0 | 0 | 0 | 0 | 0 | 0 | 0 | 0 | 0 | 0 | 0 | 0 | 0 | 0 | 0 | 0 | 0 | 0 | 0 | 0
F6_Industrial_Industrial - WA_Existing_Process_Natural Gas_Process Boiler - Steam Trap Replacement_A_Achievable Economic TRC Potential | F6 | Industrial | Industrial - WA | Existing | Process | Natural Gas | Process Boiler - Steam Trap Replacement | A | Incremental Winter Peak Savings (MW) | Achievable Economic TRC Potential | 0 | 0 | 0 | 0 | 0 | 0 | 0 | 0 | 0 | 0 | 0 | 0 | 0 | 0 | 0 | 0 | 0 | 0 | 0 | 0 | 0 | 0 | 0 | 0 | 0 | 0 | 0
F7_Industrial_Industrial - WA_Existing_Process_Natural Gas_Process Boiler - Steam Trap Replacement_A_Achievable Economic TRC Potential | F7 | Industrial | Industrial - WA | Existing | Process | Natural Gas | Process Boiler - Steam Trap Replacement | A | Cumulative Energy Savings (MWh or mTherms) | Achievable Economic TRC Potential | 0 | 0 | 0.041464 | 0.082213 | 0.12226 | 0.16162 | 0.20029 | 0.2383 | 0.2383 | 0.2383 | 0.2383 | 0.2383 | 0.2383 | 0.2383 | 0.2383 | 0.2383 | 0.2383 | 0.2383 | 0.2383 | 0.2383 | 0.2383 | 0.2383 | 0.2383 | 0.2383 | 0.2383 | 0.2383 | 0.2383
F8_Industrial_Industrial - WA_Existing_Process_Natural Gas_Process Boiler - Steam Trap Replacement_A_Achievable Economic TRC Potential | F8 | Industrial | Industrial - WA | Existing | Process | Natural Gas | Process Boiler - Steam Trap Replacement | A | Cumulative Summer Peak Savings (MW) | Achievable Economic TRC Potential | 0 | 0 | 0 | 0 | 0 | 0 | 0 | 0 | 0 | 0 | 0 | 0 | 0 | 0 | 0 | 0 | 0 | 0 | 0 | 0 | 0 | 0 | 0 | 0 | 0 | 0 | 0
F9_Industrial_Industrial - WA_Existing_Process_Natural Gas_Process Boiler - Steam Trap Replacement_A_Achievable Economic TRC Potential | F9 | Industrial | Industrial - WA | Existing | Process | Natural Gas | Process Boiler - Steam Trap Replacement | A | Cumulative Winter Peak Savings (MW) | Achievable Economic TRC Potential | 0 | 0 | 0 | 0 | 0 | 0 | 0 | 0 | 0 | 0 | 0 | 0 | 0 | 0 | 0 | 0 | 0 | 0 | 0 | 0 | 0 | 0 | 0 | 0 | 0 | 0 | 0
F10_Industrial_Industrial - WA_Existing_Process_Natural Gas_Process Boiler - Steam Trap Replacement_A_Achievable Economic TRC Potential | F10 | Industrial | Industrial - WA | Existing | Process | Natural Gas | Process Boiler - Steam Trap Replacement | A | Purchases (Incremental) | Achievable Economic TRC Potential | 0 | 0 | 0.00017401 | 0.00017101 | 0.00016806 | 0.00016516 | 0.00016231 | 0.00015952 | 0 | 0 | 0 | 0 | 0 | 0 | 0 | 0 | 0 | 0 | 0 | 0 | 0 | 0 | 0 | 0 | 0 | 0 | 0
F11_Industrial_Industrial - WA_Existing_Process_Natural Gas_Process Boiler - Steam Trap Replacement_A_Achievable Economic TRC Potential | F11 | Industrial | Industrial - WA | Existing | Process | Natural Gas | Process Boiler - Steam Trap Replacement | A | Purchases (Cumulative) | Achievable Economic TRC Potential | 0 | 0 | 0.00017401 | 0.00034502 | 0.00051308 | 0.00067824 | 0.00084055 | 0.0010001 | 0.0010001 | 0.0010001 | 0.0010001 | 0.0010001 | 0.0010001 | 0.0010001 | 0.0010001 | 0.0010001 | 0.0010001 | 0.0010001 | 0.0010001 | 0.0010001 | 0.0010001 | 0.0010001 | 0.0010001 | 0.0010001 | 0.0010001 | 0.0010001 | 0.0010001
F1_Industrial_Industrial - WA_Existing_Process_Natural Gas_Process Boiler - Maintenance_A_Achievable Economic TRC Potential | F1 | Industrial | Industrial - WA | Existing | Process | Natural Gas | Process Boiler - Maintenance | A | Integrated Unit Energy Savings (kWh or therms) | Achievable Economic TRC Potential | 0 | 0 | 4.7457 | 4.7413 | 4.7364 | 4.7308 | 4.7246 | 4.7176 | 4.71 | 4.702 | 4.6939 | 4.6862 | 4.6791 | 4.6738 | 4.6692 | 4.6653 | 4.6616 | 4.6596 | 4.6578 | 4.656 | 4.6544 | 4.6527 | 4.651 | 4.6493 | 4.6476 | 4.6458 | 4.644
F2_Industrial_Industrial - WA_Existing_Process_Natural Gas_Process Boiler - Maintenance_A_Achievable Economic TRC Potential | F2 | Industrial | Industrial - WA | Existing | Process | Natural Gas | Process Boiler - Maintenance | A | Integrated Unit Summer Peak Savings (kW) | Achievable Economic TRC Potential | 0 | 0 | 0 | 0 | 0 | 0 | 0 | 0 | 0 | 0 | 0 | 0 | 0 | 0 | 0 | 0 | 0 | 0 | 0 | 0 | 0 | 0 | 0 | 0 | 0 | 0 | 0
F3_Industrial_Industrial - WA_Existing_Process_Natural Gas_Process Boiler - Maintenance_A_Achievable Economic TRC Potential | F3 | Industrial | Industrial - WA | Existing | Process | Natural Gas | Process Boiler - Maintenance | A | Integrated Unit Winter Peak Savings (kW) | Achievable Economic TRC Potential | 0 | 0 | 0 | 0 | 0 | 0 | 0 | 0 | 0 | 0 | 0 | 0 | 0 | 0 | 0 | 0 | 0 | 0 | 0 | 0 | 0 | 0 | 0 | 0 | 0 | 0 | 0
F4_Industrial_Industrial - WA_Existing_Process_Natural Gas_Process Boiler - Maintenance_A_Achievable Economic TRC Potential | F4 | Industrial | Industrial - WA | Existing | Process | Natural Gas | Process Boiler - Maintenance | A | Incremental Energy Savings (MWh or mTherms) | Achievable Economic TRC Potential | 0 | 0 | 0.3848 | 0.26482 | 0.17998 | 0 | 0 | 0 | 0 | 0 | 0 | 0 | 0 | 0 | 0 | 0 | 0 | 0 | 0 | 0 | 0 | 0 | 0 | 0 | 0 | 0 | 0
F5_Industrial_Industrial - WA_Existing_Process_Natural Gas_Process Boiler - Maintenance_A_Achievable Economic TRC Potential | F5 | Industrial | Industrial - WA | Existing | Process | Natural Gas | Process Boiler - Maintenance | A | Incremental Summer Peak Savings (MW) | Achievable Economic TRC Potential | 0 | 0 | 0 | 0 | 0 | 0 | 0 | 0 | 0 | 0 | 0 | 0 | 0 | 0 | 0 | 0 | 0 | 0 | 0 | 0 | 0 | 0 | 0 | 0 | 0 | 0 | 0
F6_Industrial_Industrial - WA_Existing_Process_Natural Gas_Process Boiler - Maintenance_A_Achievable Economic TRC Potential | F6 | Industrial | Industrial - WA | Existing | Process | Natural Gas | Process Boiler - Maintenance | A | Incremental Winter Peak Savings (MW) | Achievable Economic TRC Potential | 0 | 0 | 0 | 0 | 0 | 0 | 0 | 0 | 0 | 0 | 0 | 0 | 0 | 0 | 0 | 0 | 0 | 0 | 0 | 0 | 0 | 0 | 0 | 0 | 0 | 0 | 0
F7_Industrial_Industrial - WA_Existing_Process_Natural Gas_Process Boiler - Maintenance_A_Achievable Economic TRC Potential | F7 | Industrial | Industrial - WA | Existing | Process | Natural Gas | Process Boiler - Maintenance | A | Cumulative Energy Savings (MWh or mTherms) | Achievable Economic TRC Potential | 0 | 0 | 0.3848 | 0.64927 | 0.82857 | 0.8276 | 0.82652 | 0.82529 | 0.82396 | 0.82255 | 0.82115 | 0.8198 | 0.81856 | 0.81763 | 0.81683 | 0.81613 | 0.8155 | 0.81515 | 0.81482 | 0.81451 | 0.81423 | 0.81394 | 0.81364 | 0.81334 | 0.81304 | 0.81273 | 0.81241
F8_Industrial_Industrial - WA_Existing_Process_Natural Gas_Process Boiler - Maintenance_A_Achievable Economic TRC Potential | F8 | Industrial | Industrial - WA | Existing | Process | Natural Gas | Process Boiler - Maintenance | A | Cumulative Summer Peak Savings (MW) | Achievable Economic TRC Potential | 0 | 0 | 0 | 0 | 0 | 0 | 0 | 0 | 0 | 0 | 0 | 0 | 0 | 0 | 0 | 0 | 0 | 0 | 0 | 0 | 0 | 0 | 0 | 0 | 0 | 0 | 0
F9_Industrial_Industrial - WA_Existing_Process_Natural Gas_Process Boiler - Maintenance_A_Achievable Economic TRC Potential | F9 | Industrial | Industrial - WA | Existing | Process | Natural Gas | Process Boiler - Maintenance | A | Cumulative Winter Peak Savings (MW) | Achievable Economic TRC Potential | 0 | 0 | 0 | 0 | 0 | 0 | 0 | 0 | 0 | 0 | 0 | 0 | 0 | 0 | 0 | 0 | 0 | 0 | 0 | 0 | 0 | 0 | 0 | 0 | 0 | 0 | 0
F10_Industrial_Industrial - WA_Existing_Process_Natural Gas_Process Boiler - Maintenance_A_Achievable Economic TRC Potential | F10 | Industrial | Industrial - WA | Existing | Process | Natural Gas | Process Boiler - Maintenance | A | Purchases (Incremental) | Achievable Economic TRC Potential | 0 | 0 | 81.0847 | 55.854 | 37.9993 | 0 | 0 | 0 | 0 | 0 | 0 | 0 | 0 | 0 | 0 | 0 | 0 | 0 | 0 | 0 | 0 | 0 | 0 | 0 | 0 | 0 | 0
F11_Industrial_Industrial - WA_Existing_Process_Natural Gas_Process Boiler - Maintenance_A_Achievable Economic TRC Potential | F11 | Industrial | Industrial - WA | Existing | Process | Natural Gas | Process Boiler - Maintenance | A | Purchases (Cumulative) | Achievable Economic TRC Potential | 0 | 0 | 81.0847 | 136.9387 | 174.938 | 174.938 | 174.938 | 174.938 | 174.938 | 174.938 | 174.938 | 174.938 | 174.938 | 174.938 | 174.938 | 174.938 | 174.938 | 174.938 | 174.938 | 174.938 | 174.938 | 174.938 | 174.938 | 174.938 | 174.938 | 174.938 | 174.938
F1_Industrial_Industrial - WA_Existing_Process_Natural Gas_Process - Heat Recovery_A_Achievable Economic TRC Potential | F1 | Industrial | Industrial - WA | Existing | Process | Natural Gas | Process - Heat Recovery | A | Integrated Unit Energy Savings (kWh or therms) | Achievable Economic TRC Potential | 0 | 0 | 0.70841 | 0.70729 | 0.7061 | 0.70488 | 0.70355 | 0.70213 | 0.70068 | 0.69922 | 0.6978 | 0.69646 | 0.69523 | 0.69429 | 0.69347 | 0.69275 | 0.6921 | 0.69173 | 0.69138 | 0.69104 | 0.69072 | 0.69039 | 0.69006 | 0.68972 | 0.68938 | 0.68903 | 0.68867
F2_Industrial_Industrial - WA_Existing_Process_Natural Gas_Process - Heat Recovery_A_Achievable Economic TRC Potential | F2 | Industrial | Industrial - WA | Existing | Process | Natural Gas | Process - Heat Recovery | A | Integrated Unit Summer Peak Savings (kW) | Achievable Economic TRC Potential | 0 | 0 | 0 | 0 | 0 | 0 | 0 | 0 | 0 | 0 | 0 | 0 | 0 | 0 | 0 | 0 | 0 | 0 | 0 | 0 | 0 | 0 | 0 | 0 | 0 | 0 | 0
F3_Industrial_Industrial - WA_Existing_Process_Natural Gas_Process - Heat Recovery_A_Achievable Economic TRC Potential | F3 | Industrial | Industrial - WA | Existing | Process | Natural Gas | Process - Heat Recovery | A | Integrated Unit Winter Peak Savings (kW) | Achievable Economic TRC Potential | 0 | 0 | 0 | 0 | 0 | 0 | 0 | 0 | 0 | 0 | 0 | 0 | 0 | 0 | 0 | 0 | 0 | 0 | 0 | 0 | 0 | 0 | 0 | 0 | 0 | 0 | 0
F4_Industrial_Industrial - WA_Existing_Process_Natural Gas_Process - Heat Recovery_A_Achievable Economic TRC Potential | F4 | Industrial | Industrial - WA | Existing | Process | Natural Gas | Process - Heat Recovery | A | Incremental Energy Savings (MWh or mTherms) | Achievable Economic TRC Potential | 0 | 0 | 13.1464 | 12.8993 | 12.6556 | 12.4158 | 12.1787 | 11.9446 | 11.7144 | 11.4885 | 11.2674 | 11.0519 | 10.8423 | 10.6409 | 10.4451 | 10.2543 | 10.068 | 9.8891 | 9.7137 | 9.5415 | 9.3727 | 9.2067 | 0 | 0 | 0 | 0 | 0
F5_Industrial_Industrial - WA_Existing_Process_Natural Gas_Process - Heat Recovery_A_Achievable Economic TRC Potential | F5 | Industrial | Industrial - WA | Existing | Process | Natural Gas | Process - Heat Recovery | A | Incremental Summer Peak Savings (MW) | Achievable Economic TRC Potential | 0 | 0 | 0 | 0 | 0 | 0 | 0 | 0 | 0 | 0 | 0 | 0 | 0 | 0 | 0 | 0 | 0 | 0 | 0 | 0 | 0 | 0 | 0 | 0 | 0 | 0 | 0
F6_Industrial_Industrial - WA_Existing_Process_Natural Gas_Process - Heat Recovery_A_Achievable Economic TRC Potential | F6 | Industrial | Industrial - WA | Existing | Process | Natural Gas | Process - Heat Recovery | A | Incremental Winter Peak Savings (MW) | Achievable Economic TRC Potential | 0 | 0 | 0 | 0 | 0 | 0 | 0 | 0 | 0 | 0 | 0 | 0 | 0 | 0 | 0 | 0 | 0 | 0 | 0 | 0 | 0 | 0 | 0 | 0 | 0 | 0 | 0
F7_Industrial_Industrial - WA_Existing_Process_Natural Gas_Process - Heat Recovery_A_Achievable Economic TRC Potential | F7 | Industrial | Industrial - WA | Existing | Process | Natural Gas | Process - Heat Recovery | A | Cumulative Energy Savings (MWh or mTherms) | Achievable Economic TRC Potential | 0 | 0 | 13.1464 | 26.0249 | 38.6368 | 50.9856 | 63.0681 | 74.8852 | 86.4451 | 97.7538 | 108.8224 | 119.6651 | 130.297 | 140.7611 | 151.0403 | 161.1378 | 171.0533 | 180.851 | 190.4731 | 199.921 | 209.2009 | 218.3089 | 218.204 | 218.0974 | 217.9889 | 217.8786 | 217.7664
F8_Industrial_Industrial - WA_Existing_Process_Natural Gas_Process - Heat Recovery_A_Achievable Economic TRC Potential | F8 | Industrial | Industrial - WA | Existing | Process | Natural Gas | Process - Heat Recovery | A | Cumulative Summer Peak Savings (MW) | Achievable Economic TRC Potential | 0 | 0 | 0 | 0 | 0 | 0 | 0 | 0 | 0 | 0 | 0 | 0 | 0 | 0 | 0 | 0 | 0 | 0 | 0 | 0 | 0 | 0 | 0 | 0 | 0 | 0 | 0
F9_Industrial_Industrial - WA_Existing_Process_Natural Gas_Process - Heat Recovery_A_Achievable Economic TRC Potential | F9 | Industrial | Industrial - WA | Existing | Process | Natural Gas | Process - Heat Recovery | A | Cumulative Winter Peak Savings (MW) | Achievable Economic TRC Potential | 0 | 0 | 0 | 0 | 0 | 0 | 0 | 0 | 0 | 0 | 0 | 0 | 0 | 0 | 0 | 0 | 0 | 0 | 0 | 0 | 0 | 0 | 0 | 0 | 0 | 0 | 0
F10_Industrial_Industrial - WA_Existing_Process_Natural Gas_Process - Heat Recovery_A_Achievable Economic TRC Potential | F10 | Industrial | Industrial - WA | Existing | Process | Natural Gas | Process - Heat Recovery | A | Purchases (Incremental) | Achievable Economic TRC Potential | 0 | 0 | 18557.5369 | 18237.5794 | 17923.1383 | 17614.1187 | 17310.427 | 17011.9714 | 16718.6615 | 16430.4087 | 16147.1258 | 15868.7271 | 15595.1284 | 15326.2468 | 15062.0012 | 14802.3115 | 14547.0993 | 14296.2872 | 14049.7995 | 13807.5616 | 13569.5002 | 13335.5433 | 0 | 0 | 0 | 0 | 0
F11_Industrial_Industrial - WA_Existing_Process_Natural Gas_Process - Heat Recovery_A_Achievable Economic TRC Potential | F11 | Industrial | Industrial - WA | Existing | Process | Natural Gas | Process - Heat Recovery | A | Purchases (Cumulative) | Achievable Economic TRC Potential | 0 | 0 | 18557.5369 | 36795.1162 | 54718.2546 | 72332.3733 | 89642.8003 | 106654.7717 | 123373.4332 | 139803.8419 | 155950.9677 | 171819.6948 | 187414.8232 | 202741.07 | 217803.0712 | 232605.3827 | 247152.482 | 261448.7692 | 275498.5687 | 289306.1303 | 302875.6304 | 316211.1737 | 316211.1737 | 316211.1737 | 316211.1737 | 316211.1737 | 316211.1737
F1_Industrial_Industrial - WA_Existing_Space Heating_Natural Gas_Strategic Energy Management_A_Achievable Economic TRC Potential | F1 | Industrial | Industrial - WA | Existing | Space Heating | Natural Gas | Strategic Energy Management | A | Integrated Unit Energy Savings (kWh or therms) | Achievable Economic TRC Potential | 0 | 0 | 0.033441 | 0.033149 | 0.032839 | 0.032509 | 0.032151 | 0.031814 | 0.031452 | 0.031061 | 0.030643 | 0.030203 | 0.029752 | 0.0293 | 0.028854 | 0.028423 | 0.028018 | 0.027704 | 0.027424 | 0.027181 | 0.02697 | 0.026781 | 0.02664 | 0.026505 | 0.026374 | 0.026245 | 0.026118
F2_Industrial_Industrial - WA_Existing_Space Heating_Natural Gas_Strategic Energy Management_A_Achievable Economic TRC Potential | F2 | Industrial | Industrial - WA | Existing | Space Heating | Natural Gas | Strategic Energy Management | A | Integrated Unit Summer Peak Savings (kW) | Achievable Economic TRC Potential | 0 | 0 | 0 | 0 | 0 | 0 | 0 | 0 | 0 | 0 | 0 | 0 | 0 | 0 | 0 | 0 | 0 | 0 | 0 | 0 | 0 | 0 | 0 | 0 | 0 | 0 | 0
F3_Industrial_Industrial - WA_Existing_Space Heating_Natural Gas_Strategic Energy Management_A_Achievable Economic TRC Potential | F3 | Industrial | Industrial - WA | Existing | Space Heating | Natural Gas | Strategic Energy Management | A | Integrated Unit Winter Peak Savings (kW) | Achievable Economic TRC Potential | 0 | 0 | 0 | 0 | 0 | 0 | 0 | 0 | 0 | 0 | 0 | 0 | 0 | 0 | 0 | 0 | 0 | 0 | 0 | 0 | 0 | 0 | 0 | 0 | 0 | 0 | 0
F4_Industrial_Industrial - WA_Existing_Space Heating_Natural Gas_Strategic Energy Management_A_Achievable Economic TRC Potential | F4 | Industrial | Industrial - WA | Existing | Space Heating | Natural Gas | Strategic Energy Management | A | Incremental Energy Savings (MWh or mTherms) | Achievable Economic TRC Potential | 0 | 0 | 0 | 0 | 0 | 0 | 0 | 0 | 0 | 0 | 0 | 0 | 0 | 0 | 0 | 0 | 0 | 0 | 0 | 0 | 0 | 0 | 0 | 0 | 0 | 0 | 0
F5_Industrial_Industrial - WA_Existing_Space Heating_Natural Gas_Strategic Energy Management_A_Achievable Economic TRC Potential | F5 | Industrial | Industrial - WA | Existing | Space Heating | Natural Gas | Strategic Energy Management | A | Incremental Summer Peak Savings (MW) | Achievable Economic TRC Potential | 0 | 0 | 0 | 0 | 0 | 0 | 0 | 0 | 0 | 0 | 0 | 0 | 0 | 0 | 0 | 0 | 0 | 0 | 0 | 0 | 0 | 0 | 0 | 0 | 0 | 0 | 0
F6_Industrial_Industrial - WA_Existing_Space Heating_Natural Gas_Strategic Energy Management_A_Achievable Economic TRC Potential | F6 | Industrial | Industrial - WA | Existing | Space Heating | Natural Gas | Strategic Energy Management | A | Incremental Winter Peak Savings (MW) | Achievable Economic TRC Potential | 0 | 0 | 0 | 0 | 0 | 0 | 0 | 0 | 0 | 0 | 0 | 0 | 0 | 0 | 0 | 0 | 0 | 0 | 0 | 0 | 0 | 0 | 0 | 0 | 0 | 0 | 0
F7_Industrial_Industrial - WA_Existing_Space Heating_Natural Gas_Strategic Energy Management_A_Achievable Economic TRC Potential | F7 | Industrial | Industrial - WA | Existing | Space Heating | Natural Gas | Strategic Energy Management | A | Cumulative Energy Savings (MWh or mTherms) | Achievable Economic TRC Potential | 0 | 0 | 0 | 0 | 0 | 0 | 0 | 0 | 0 | 0 | 0 | 0 | 0 | 0 | 0 | 0 | 0 | 0 | 0 | 0 | 0 | 0 | 0 | 0 | 0 | 0 | 0
F8_Industrial_Industrial - WA_Existing_Space Heating_Natural Gas_Strategic Energy Management_A_Achievable Economic TRC Potential | F8 | Industrial | Industrial - WA | Existing | Space Heating | Natural Gas | Strategic Energy Management | A | Cumulative Summer Peak Savings (MW) | Achievable Economic TRC Potential | 0 | 0 | 0 | 0 | 0 | 0 | 0 | 0 | 0 | 0 | 0 | 0 | 0 | 0 | 0 | 0 | 0 | 0 | 0 | 0 | 0 | 0 | 0 | 0 | 0 | 0 | 0
F9_Industrial_Industrial - WA_Existing_Space Heating_Natural Gas_Strategic Energy Management_A_Achievable Economic TRC Potential | F9 | Industrial | Industrial - WA | Existing | Space Heating | Natural Gas | Strategic Energy Management | A | Cumulative Winter Peak Savings (MW) | Achievable Economic TRC Potential | 0 | 0 | 0 | 0 | 0 | 0 | 0 | 0 | 0 | 0 | 0 | 0 | 0 | 0 | 0 | 0 | 0 | 0 | 0 | 0 | 0 | 0 | 0 | 0 | 0 | 0 | 0
F10_Industrial_Industrial - WA_Existing_Space Heating_Natural Gas_Strategic Energy Management_A_Achievable Economic TRC Potential | F10 | Industrial | Industrial - WA | Existing | Space Heating | Natural Gas | Strategic Energy Management | A | Purchases (Incremental) | Achievable Economic TRC Potential | 0 | 0 | 0 | 0 | 0 | 0 | 0 | 0 | 0 | 0 | 0 | 0 | 0 | 0 | 0 | 0 | 0 | 0 | 0 | 0 | 0 | 0 | 0 | 0 | 0 | 0 | 0
F11_Industrial_Industrial - WA_Existing_Space Heating_Natural Gas_Strategic Energy Management_A_Achievable Economic TRC Potential | F11 | Industrial | Industrial - WA | Existing | Space Heating | Natural Gas | Strategic Energy Management | A | Purchases (Cumulative) | Achievable Economic TRC Potential | 0 | 0 | 0 | 0 | 0 | 0 | 0 | 0 | 0 | 0 | 0 | 0 | 0 | 0 | 0 | 0 | 0 | 0 | 0 | 0 | 0 | 0 | 0 | 0 | 0 | 0 | 0
F1_Industrial_Industrial - WA_Existing_Process_Natural Gas_Strategic Energy Management_A_Achievable Economic TRC Potential | F1 | Industrial | Industrial - WA | Existing | Process | Natural Gas | Strategic Energy Management | A | Integrated Unit Energy Savings (kWh or therms) | Achievable Economic TRC Potential | 0 | 0 | 0.11472 | 0.11387 | 0.11299 | 0.1121 | 0.11119 | 0.11025 | 0.10929 | 0.10833 | 0.10736 | 0.10639 | 0.10543 | 0.1045 | 0.10358 | 0.10266 | 0.10174 | 0.10085 | 0.099941 | 0.099024 | 0.098095 | 0.097151 | 0.096836 | 0.096516 | 0.096191 | 0.09586 | 0.095523
F2_Industrial_Industrial - WA_Existing_Process_Natural Gas_Strategic Energy Management_A_Achievable Economic TRC Potential | F2 | Industrial | Industrial - WA | Existing | Process | Natural Gas | Strategic Energy Management | A | Integrated Unit Summer Peak Savings (kW) | Achievable Economic TRC Potential | 0 | 0 | 0 | 0 | 0 | 0 | 0 | 0 | 0 | 0 | 0 | 0 | 0 | 0 | 0 | 0 | 0 | 0 | 0 | 0 | 0 | 0 | 0 | 0 | 0 | 0 | 0
F3_Industrial_Industrial - WA_Existing_Process_Natural Gas_Strategic Energy Management_A_Achievable Economic TRC Potential | F3 | Industrial | Industrial - WA | Existing | Process | Natural Gas | Strategic Energy Management | A | Integrated Unit Winter Peak Savings (kW) | Achievable Economic TRC Potential | 0 | 0 | 0 | 0 | 0 | 0 | 0 | 0 | 0 | 0 | 0 | 0 | 0 | 0 | 0 | 0 | 0 | 0 | 0 | 0 | 0 | 0 | 0 | 0 | 0 | 0 | 0
F4_Industrial_Industrial - WA_Existing_Process_Natural Gas_Strategic Energy Management_A_Achievable Economic TRC Potential | F4 | Industrial | Industrial - WA | Existing | Process | Natural Gas | Strategic Energy Management | A | Incremental Energy Savings (MWh or mTherms) | Achievable Economic TRC Potential | 0 | 0 | 0 | 0 | 0 | 0 | 0 | 0 | 0 | 0 | 0 | 0 | 0 | 0 | 0 | 0 | 0 | 0 | 0 | 0 | 0 | 0 | 0 | 0 | 0 | 0 | 0
F5_Industrial_Industrial - WA_Existing_Process_Natural Gas_Strategic Energy Management_A_Achievable Economic TRC Potential | F5 | Industrial | Industrial - WA | Existing | Process | Natural Gas | Strategic Energy Management | A | Incremental Summer Peak Savings (MW) | Achievable Economic TRC Potential | 0 | 0 | 0 | 0 | 0 | 0 | 0 | 0 | 0 | 0 | 0 | 0 | 0 | 0 | 0 | 0 | 0 | 0 | 0 | 0 | 0 | 0 | 0 | 0 | 0 | 0 | 0
F6_Industrial_Industrial - WA_Existing_Process_Natural Gas_Strategic Energy Management_A_Achievable Economic TRC Potential | F6 | Industrial | Industrial - WA | Existing | Process | Natural Gas | Strategic Energy Management | A | Incremental Winter Peak Savings (MW) | Achievable Economic TRC Potential | 0 | 0 | 0 | 0 | 0 | 0 | 0 | 0 | 0 | 0 | 0 | 0 | 0 | 0 | 0 | 0 | 0 | 0 | 0 | 0 | 0 | 0 | 0 | 0 | 0 | 0 | 0
F7_Industrial_Industrial - WA_Existing_Process_Natural Gas_Strategic Energy Management_A_Achievable Economic TRC Potential | F7 | Industrial | Industrial - WA | Existing | Process | Natural Gas | Strategic Energy Management | A | Cumulative Energy Savings (MWh or mTherms) | Achievable Economic TRC Potential | 0 | 0 | 0 | 0 | 0 | 0 | 0 | 0 | 0 | 0 | 0 | 0 | 0 | 0 | 0 | 0 | 0 | 0 | 0 | 0 | 0 | 0 | 0 | 0 | 0 | 0 | 0
F8_Industrial_Industrial - WA_Existing_Process_Natural Gas_Strategic Energy Management_A_Achievable Economic TRC Potential | F8 | Industrial | Industrial - WA | Existing | Process | Natural Gas | Strategic Energy Management | A | Cumulative Summer Peak Savings (MW) | Achievable Economic TRC Potential | 0 | 0 | 0 | 0 | 0 | 0 | 0 | 0 | 0 | 0 | 0 | 0 | 0 | 0 | 0 | 0 | 0 | 0 | 0 | 0 | 0 | 0 | 0 | 0 | 0 | 0 | 0
F9_Industrial_Industrial - WA_Existing_Process_Natural Gas_Strategic Energy Management_A_Achievable Economic TRC Potential | F9 | Industrial | Industrial - WA | Existing | Process | Natural Gas | Strategic Energy Management | A | Cumulative Winter Peak Savings (MW) | Achievable Economic TRC Potential | 0 | 0 | 0 | 0 | 0 | 0 | 0 | 0 | 0 | 0 | 0 | 0 | 0 | 0 | 0 | 0 | 0 | 0 | 0 | 0 | 0 | 0 | 0 | 0 | 0 | 0 | 0
F10_Industrial_Industrial - WA_Existing_Process_Natural Gas_Strategic Energy Management_A_Achievable Economic TRC Potential | F10 | Industrial | Industrial - WA | Existing | Process | Natural Gas | Strategic Energy Management | A | Purchases (Incremental) | Achievable Economic TRC Potential | 0 | 0 | 0 | 0 | 0 | 0 | 0 | 0 | 0 | 0 | 0 | 0 | 0 | 0 | 0 | 0 | 0 | 0 | 0 | 0 | 0 | 0 | 0 | 0 | 0 | 0 | 0
F11_Industrial_Industrial - WA_Existing_Process_Natural Gas_Strategic Energy Management_A_Achievable Economic TRC Potential | F11 | Industrial | Industrial - WA | Existing | Process | Natural Gas | Strategic Energy Management | A | Purchases (Cumulative) | Achievable Economic TRC Potential | 0 | 0 | 0 | 0 | 0 | 0 | 0 | 0 | 0 | 0 | 0 | 0 | 0 | 0 | 0 | 0 | 0 | 0 | 0 | 0 | 0 | 0 | 0 | 0 | 0 | 0 | 0
F1_Industrial_Industrial - WA_Existing_Miscellaneous_Natural Gas_Strategic Energy Management_A_Achievable Economic TRC Potential | F1 | Industrial | Industrial - WA | Existing | Miscellaneous | Natural Gas | Strategic Energy Management | A | Integrated Unit Energy Savings (kWh or therms) | Achievable Economic TRC Potential | 0 | 0 | 0.025233 | 0.025233 | 0.025233 | 0.025233 | 0.025233 | 0.025233 | 0.025233 | 0.025233 | 0.025233 | 0.025233 | 0.025233 | 0.025233 | 0.025233 | 0.025233 | 0.025233 | 0.025233 | 0.025233 | 0.025233 | 0.025233 | 0.025233 | 0.025233 | 0.025233 | 0.025233 | 0.025233 | 0.025233
F2_Industrial_Industrial - WA_Existing_Miscellaneous_Natural Gas_Strategic Energy Management_A_Achievable Economic TRC Potential | F2 | Industrial | Industrial - WA | Existing | Miscellaneous | Natural Gas | Strategic Energy Management | A | Integrated Unit Summer Peak Savings (kW) | Achievable Economic TRC Potential | 0 | 0 | 0 | 0 | 0 | 0 | 0 | 0 | 0 | 0 | 0 | 0 | 0 | 0 | 0 | 0 | 0 | 0 | 0 | 0 | 0 | 0 | 0 | 0 | 0 | 0 | 0
F3_Industrial_Industrial - WA_Existing_Miscellaneous_Natural Gas_Strategic Energy Management_A_Achievable Economic TRC Potential | F3 | Industrial | Industrial - WA | Existing | Miscellaneous | Natural Gas | Strategic Energy Management | A | Integrated Unit Winter Peak Savings (kW) | Achievable Economic TRC Potential | 0 | 0 | 0 | 0 | 0 | 0 | 0 | 0 | 0 | 0 | 0 | 0 | 0 | 0 | 0 | 0 | 0 | 0 | 0 | 0 | 0 | 0 | 0 | 0 | 0 | 0 | 0
F4_Industrial_Industrial - WA_Existing_Miscellaneous_Natural Gas_Strategic Energy Management_A_Achievable Economic TRC Potential | F4 | Industrial | Industrial - WA | Existing | Miscellaneous | Natural Gas | Strategic Energy Management | A | Incremental Energy Savings (MWh or mTherms) | Achievable Economic TRC Potential | 0 | 0 | 0 | 0 | 0 | 0 | 0 | 0 | 0 | 0 | 0 | 0 | 0 | 0 | 0 | 0 | 0 | 0 | 0 | 0 | 0 | 0 | 0 | 0 | 0 | 0 | 0
F5_Industrial_Industrial - WA_Existing_Miscellaneous_Natural Gas_Strategic Energy Management_A_Achievable Economic TRC Potential | F5 | Industrial | Industrial - WA | Existing | Miscellaneous | Natural Gas | Strategic Energy Management | A | Incremental Summer Peak Savings (MW) | Achievable Economic TRC Potential | 0 | 0 | 0 | 0 | 0 | 0 | 0 | 0 | 0 | 0 | 0 | 0 | 0 | 0 | 0 | 0 | 0 | 0 | 0 | 0 | 0 | 0 | 0 | 0 | 0 | 0 | 0
F6_Industrial_Industrial - WA_Existing_Miscellaneous_Natural Gas_Strategic Energy Management_A_Achievable Economic TRC Potential | F6 | Industrial | Industrial - WA | Existing | Miscellaneous | Natural Gas | Strategic Energy Management | A | Incremental Winter Peak Savings (MW) | Achievable Economic TRC Potential | 0 | 0 | 0 | 0 | 0 | 0 | 0 | 0 | 0 | 0 | 0 | 0 | 0 | 0 | 0 | 0 | 0 | 0 | 0 | 0 | 0 | 0 | 0 | 0 | 0 | 0 | 0
F7_Industrial_Industrial - WA_Existing_Miscellaneous_Natural Gas_Strategic Energy Management_A_Achievable Economic TRC Potential | F7 | Industrial | Industrial - WA | Existing | Miscellaneous | Natural Gas | Strategic Energy Management | A | Cumulative Energy Savings (MWh or mTherms) | Achievable Economic TRC Potential | 0 | 0 | 0 | 0 | 0 | 0 | 0 | 0 | 0 | 0 | 0 | 0 | 0 | 0 | 0 | 0 | 0 | 0 | 0 | 0 | 0 | 0 | 0 | 0 | 0 | 0 | 0
F8_Industrial_Industrial - WA_Existing_Miscellaneous_Natural Gas_Strategic Energy Management_A_Achievable Economic TRC Potential | F8 | Industrial | Industrial - WA | Existing | Miscellaneous | Natural Gas | Strategic Energy Management | A | Cumulative Summer Peak Savings (MW) | Achievable Economic TRC Potential | 0 | 0 | 0 | 0 | 0 | 0 | 0 | 0 | 0 | 0 | 0 | 0 | 0 | 0 | 0 | 0 | 0 | 0 | 0 | 0 | 0 | 0 | 0 | 0 | 0 | 0 | 0
F9_Industrial_Industrial - WA_Existing_Miscellaneous_Natural Gas_Strategic Energy Management_A_Achievable Economic TRC Potential | F9 | Industrial | Industrial - WA | Existing | Miscellaneous | Natural Gas | Strategic Energy Management | A | Cumulative Winter Peak Savings (MW) | Achievable Economic TRC Potential | 0 | 0 | 0 | 0 | 0 | 0 | 0 | 0 | 0 | 0 | 0 | 0 | 0 | 0 | 0 | 0 | 0 | 0 | 0 | 0 | 0 | 0 | 0 | 0 | 0 | 0 | 0
F10_Industrial_Industrial - WA_Existing_Miscellaneous_Natural Gas_Strategic Energy Management_A_Achievable Economic TRC Potential | F10 | Industrial | Industrial - WA | Existing | Miscellaneous | Natural Gas | Strategic Energy Management | A | Purchases (Incremental) | Achievable Economic TRC Potential | 0 | 0 | 0 | 0 | 0 | 0 | 0 | 0 | 0 | 0 | 0 | 0 | 0 | 0 | 0 | 0 | 0 | 0 | 0 | 0 | 0 | 0 | 0 | 0 | 0 | 0 | 0
F11_Industrial_Industrial - WA_Existing_Miscellaneous_Natural Gas_Strategic Energy Management_A_Achievable Economic TRC Potential | F11 | Industrial | Industrial - WA | Existing | Miscellaneous | Natural Gas | Strategic Energy Management | A | Purchases (Cumulative) | Achievable Economic TRC Potential | 0 | 0 | 0 | 0 | 0 | 0 | 0 | 0 | 0 | 0 | 0 | 0 | 0 | 0 | 0 | 0 | 0 | 0 | 0 | 0 | 0 | 0 | 0 | 0 | 0 | 0 | 0
F1_Industrial_Industrial - WA_Existing_Space Heating_Natural Gas_Retrocommissioning_A_Achievable Economic TRC Potential | F1 | Industrial | Industrial - WA | Existing | Space Heating | Natural Gas | Retrocommissioning | A | Integrated Unit Energy Savings (kWh or therms) | Achievable Economic TRC Potential | 0 | 0 | 0.041063 | 0.040704 | 0.040323 | 0.039918 | 0.039478 | 0.039065 | 0.03862 | 0.03814 | 0.037627 | 0.037086 | 0.036532 | 0.035978 | 0.03543 | 0.034901 | 0.034404 | 0.034018 | 0.033674 | 0.033376 | 0.033117 | 0.032884 | 0.032712 | 0.032546 | 0.032385 | 0.032226 | 0.032071
F2_Industrial_Industrial - WA_Existing_Space Heating_Natural Gas_Retrocommissioning_A_Achievable Economic TRC Potential | F2 | Industrial | Industrial - WA | Existing | Space Heating | Natural Gas | Retrocommissioning | A | Integrated Unit Summer Peak Savings (kW) | Achievable Economic TRC Potential | 0 | 0 | 0 | 0 | 0 | 0 | 0 | 0 | 0 | 0 | 0 | 0 | 0 | 0 | 0 | 0 | 0 | 0 | 0 | 0 | 0 | 0 | 0 | 0 | 0 | 0 | 0
F3_Industrial_Industrial - WA_Existing_Space Heating_Natural Gas_Retrocommissioning_A_Achievable Economic TRC Potential | F3 | Industrial | Industrial - WA | Existing | Space Heating | Natural Gas | Retrocommissioning | A | Integrated Unit Winter Peak Savings (kW) | Achievable Economic TRC Potential | 0 | 0 | 0 | 0 | 0 | 0 | 0 | 0 | 0 | 0 | 0 | 0 | 0 | 0 | 0 | 0 | 0 | 0 | 0 | 0 | 0 | 0 | 0 | 0 | 0 | 0 | 0
F4_Industrial_Industrial - WA_Existing_Space Heating_Natural Gas_Retrocommissioning_A_Achievable Economic TRC Potential | F4 | Industrial | Industrial - WA | Existing | Space Heating | Natural Gas | Retrocommissioning | A | Incremental Energy Savings (MWh or mTherms) | Achievable Economic TRC Potential | 0 | 0 | 0.072816 | 0.087098 | 0.10376 | 0.046401 | 0.045441 | 0.047179 | 0.04405 | 0.030574 | 0.00034366 | 0 | 0 | 0 | 0 | 0 | 0 | 0 | 0 | 0 | 0 | 0 | 0 | 0 | 0 | 0 | 0
F5_Industrial_Industrial - WA_Existing_Space Heating_Natural Gas_Retrocommissioning_A_Achievable Economic TRC Potential | F5 | Industrial | Industrial - WA | Existing | Space Heating | Natural Gas | Retrocommissioning | A | Incremental Summer Peak Savings (MW) | Achievable Economic TRC Potential | 0 | 0 | 0 | 0 | 0 | 0 | 0 | 0 | 0 | 0 | 0 | 0 | 0 | 0 | 0 | 0 | 0 | 0 | 0 | 0 | 0 | 0 | 0 | 0 | 0 | 0 | 0
F6_Industrial_Industrial - WA_Existing_Space Heating_Natural Gas_Retrocommissioning_A_Achievable Economic TRC Potential | F6 | Industrial | Industrial - WA | Existing | Space Heating | Natural Gas | Retrocommissioning | A | Incremental Winter Peak Savings (MW) | Achievable Economic TRC Potential | 0 | 0 | 0 | 0 | 0 | 0 | 0 | 0 | 0 | 0 | 0 | 0 | 0 | 0 | 0 | 0 | 0 | 0 | 0 | 0 | 0 | 0 | 0 | 0 | 0 | 0 | 0
F7_Industrial_Industrial - WA_Existing_Space Heating_Natural Gas_Retrocommissioning_A_Achievable Economic TRC Potential | F7 | Industrial | Industrial - WA | Existing | Space Heating | Natural Gas | Retrocommissioning | A | Cumulative Energy Savings (MWh or mTherms) | Achievable Economic TRC Potential | 0 | 0 | 0.072816 | 0.15928 | 0.26155 | 0.30532 | 0.3474 | 0.39094 | 0.43053 | 0.45576 | 0.44997 | 0.44351 | 0.43688 | 0.43026 | 0.4237 | 0.41738 | 0.41143 | 0.40681 | 0.4027 | 0.39914 | 0.39604 | 0.39326 | 0.3912 | 0.38921 | 0.38728 | 0.38539 | 0.38353
F8_Industrial_Industrial - WA_Existing_Space Heating_Natural Gas_Retrocommissioning_A_Achievable Economic TRC Potential | F8 | Industrial | Industrial - WA | Existing | Space Heating | Natural Gas | Retrocommissioning | A | Cumulative Summer Peak Savings (MW) | Achievable Economic TRC Potential | 0 | 0 | 0 | 0 | 0 | 0 | 0 | 0 | 0 | 0 | 0 | 0 | 0 | 0 | 0 | 0 | 0 | 0 | 0 | 0 | 0 | 0 | 0 | 0 | 0 | 0 | 0
F9_Industrial_Industrial - WA_Existing_Space Heating_Natural Gas_Retrocommissioning_A_Achievable Economic TRC Potential | F9 | Industrial | Industrial - WA | Existing | Space Heating | Natural Gas | Retrocommissioning | A | Cumulative Winter Peak Savings (MW) | Achievable Economic TRC Potential | 0 | 0 | 0 | 0 | 0 | 0 | 0 | 0 | 0 | 0 | 0 | 0 | 0 | 0 | 0 | 0 | 0 | 0 | 0 | 0 | 0 | 0 | 0 | 0 | 0 | 0 | 0
F10_Industrial_Industrial - WA_Existing_Space Heating_Natural Gas_Retrocommissioning_A_Achievable Economic TRC Potential | F10 | Industrial | Industrial - WA | Existing | Space Heating | Natural Gas | Retrocommissioning | A | Purchases (Incremental) | Achievable Economic TRC Potential | 0 | 0 | 1773.2757 | 2139.7602 | 2573.2947 | 1162.4107 | 1151.0289 | 1207.6999 | 1140.6095 | 801.6382 | 9.1334 | 0 | 0 | 0 | 0 | 0 | 0 | 0 | 0 | 0 | 0 | 0 | 0 | 0 | 0 | 0 | 0
F11_Industrial_Industrial - WA_Existing_Space Heating_Natural Gas_Retrocommissioning_A_Achievable Economic TRC Potential | F11 | Industrial | Industrial - WA | Existing | Space Heating | Natural Gas | Retrocommissioning | A | Purchases (Cumulative) | Achievable Economic TRC Potential | 0 | 0 | 1773.2757 | 3913.0359 | 6486.3306 | 7648.7413 | 8799.7702 | 10007.4701 | 11148.0796 | 11949.7178 | 11958.8512 | 11958.8512 | 11958.8512 | 11958.8512 | 11958.8512 | 11958.8512 | 11958.8512 | 11958.8512 | 11958.8512 | 11958.8512 | 11958.8512 | 11958.8512 | 11958.8512 | 11958.8512 | 11958.8512 | 11958.8512 | 11958.8512
F1_Industrial_Industrial - WA_Existing_Process_Natural Gas_Retrocommissioning_A_Achievable Economic TRC Potential | F1 | Industrial | Industrial - WA | Existing | Process | Natural Gas | Retrocommissioning | A | Integrated Unit Energy Savings (kWh or therms) | Achievable Economic TRC Potential | 0 | 0 | 0 | 0 | 0 | 0 | 0 | 0 | 0 | 0 | 0 | 0 | 0 | 0 | 0 | 0 | 0 | 0 | 0 | 0 | 0 | 0 | 0 | 0 | 0 | 0 | 0
F2_Industrial_Industrial - WA_Existing_Process_Natural Gas_Retrocommissioning_A_Achievable Economic TRC Potential | F2 | Industrial | Industrial - WA | Existing | Process | Natural Gas | Retrocommissioning | A | Integrated Unit Summer Peak Savings (kW) | Achievable Economic TRC Potential | 0 | 0 | 0 | 0 | 0 | 0 | 0 | 0 | 0 | 0 | 0 | 0 | 0 | 0 | 0 | 0 | 0 | 0 | 0 | 0 | 0 | 0 | 0 | 0 | 0 | 0 | 0
F3_Industrial_Industrial - WA_Existing_Process_Natural Gas_Retrocommissioning_A_Achievable Economic TRC Potential | F3 | Industrial | Industrial - WA | Existing | Process | Natural Gas | Retrocommissioning | A | Integrated Unit Winter Peak Savings (kW) | Achievable Economic TRC Potential | 0 | 0 | 0 | 0 | 0 | 0 | 0 | 0 | 0 | 0 | 0 | 0 | 0 | 0 | 0 | 0 | 0 | 0 | 0 | 0 | 0 | 0 | 0 | 0 | 0 | 0 | 0
F4_Industrial_Industrial - WA_Existing_Process_Natural Gas_Retrocommissioning_A_Achievable Economic TRC Potential | F4 | Industrial | Industrial - WA | Existing | Process | Natural Gas | Retrocommissioning | A | Incremental Energy Savings (MWh or mTherms) | Achievable Economic TRC Potential | 0 | 0 | 0 | 0 | 0 | 0 | 0 | 0 | 0 | 0 | 0 | 0 | 0 | 0 | 0 | 0 | 0 | 0 | 0 | 0 | 0 | 0 | 0 | 0 | 0 | 0 | 0
F5_Industrial_Industrial - WA_Existing_Process_Natural Gas_Retrocommissioning_A_Achievable Economic TRC Potential | F5 | Industrial | Industrial - WA | Existing | Process | Natural Gas | Retrocommissioning | A | Incremental Summer Peak Savings (MW) | Achievable Economic TRC Potential | 0 | 0 | 0 | 0 | 0 | 0 | 0 | 0 | 0 | 0 | 0 | 0 | 0 | 0 | 0 | 0 | 0 | 0 | 0 | 0 | 0 | 0 | 0 | 0 | 0 | 0 | 0
F6_Industrial_Industrial - WA_Existing_Process_Natural Gas_Retrocommissioning_A_Achievable Economic TRC Potential | F6 | Industrial | Industrial - WA | Existing | Process | Natural Gas | Retrocommissioning | A | Incremental Winter Peak Savings (MW) | Achievable Economic TRC Potential | 0 | 0 | 0 | 0 | 0 | 0 | 0 | 0 | 0 | 0 | 0 | 0 | 0 | 0 | 0 | 0 | 0 | 0 | 0 | 0 | 0 | 0 | 0 | 0 | 0 | 0 | 0
F7_Industrial_Industrial - WA_Existing_Process_Natural Gas_Retrocommissioning_A_Achievable Economic TRC Potential | F7 | Industrial | Industrial - WA | Existing | Process | Natural Gas | Retrocommissioning | A | Cumulative Energy Savings (MWh or mTherms) | Achievable Economic TRC Potential | 0 | 0 | 0 | 0 | 0 | 0 | 0 | 0 | 0 | 0 | 0 | 0 | 0 | 0 | 0 | 0 | 0 | 0 | 0 | 0 | 0 | 0 | 0 | 0 | 0 | 0 | 0
F8_Industrial_Industrial - WA_Existing_Process_Natural Gas_Retrocommissioning_A_Achievable Economic TRC Potential | F8 | Industrial | Industrial - WA | Existing | Process | Natural Gas | Retrocommissioning | A | Cumulative Summer Peak Savings (MW) | Achievable Economic TRC Potential | 0 | 0 | 0 | 0 | 0 | 0 | 0 | 0 | 0 | 0 | 0 | 0 | 0 | 0 | 0 | 0 | 0 | 0 | 0 | 0 | 0 | 0 | 0 | 0 | 0 | 0 | 0
F9_Industrial_Industrial - WA_Existing_Process_Natural Gas_Retrocommissioning_A_Achievable Economic TRC Potential | F9 | Industrial | Industrial - WA | Existing | Process | Natural Gas | Retrocommissioning | A | Cumulative Winter Peak Savings (MW) | Achievable Economic TRC Potential | 0 | 0 | 0 | 0 | 0 | 0 | 0 | 0 | 0 | 0 | 0 | 0 | 0 | 0 | 0 | 0 | 0 | 0 | 0 | 0 | 0 | 0 | 0 | 0 | 0 | 0 | 0
F10_Industrial_Industrial - WA_Existing_Process_Natural Gas_Retrocommissioning_A_Achievable Economic TRC Potential | F10 | Industrial | Industrial - WA | Existing | Process | Natural Gas | Retrocommissioning | A | Purchases (Incremental) | Achievable Economic TRC Potential | 0 | 0 | 7093.103 | 8559.0406 | 10293.1789 | 4649.6428 | 4604.1154 | 4830.7998 | 4562.4379 | 3206.5529 | 36.5336 | 0 | 0 | 0 | 0 | 0 | 0 | 0 | 0 | 0 | 0 | 0 | 0 | 0 | 0 | 0 | 0
F11_Industrial_Industrial - WA_Existing_Process_Natural Gas_Retrocommissioning_A_Achievable Economic TRC Potential | F11 | Industrial | Industrial - WA | Existing | Process | Natural Gas | Retrocommissioning | A | Purchases (Cumulative) | Achievable Economic TRC Potential | 0 | 0 | 7093.103 | 15652.1436 | 25945.3225 | 30594.9654 | 35199.0808 | 40029.8806 | 44592.3184 | 47798.8713 | 47835.4049 | 47835.4049 | 47835.4049 | 47835.4049 | 47835.4049 | 47835.4049 | 47835.4049 | 47835.4049 | 47835.4049 | 47835.4049 | 47835.4049 | 47835.4049 | 47835.4049 | 47835.4049 | 47835.4049 | 47835.4049 | 47835.4049
F1_Industrial_Industrial - WA_New_Space Heating_Natural Gas_Insulation - Ceiling_A_Achievable Economic TRC Potential | F1 | Industrial | Industrial - WA | New | Space Heating | Natural Gas | Insulation - Ceiling | A | Integrated Unit Energy Savings (kWh or therms) | Achievable Economic TRC Potential | 0 | 0 | 0.074665 | 0.073819 | 0.073289 | 0.072878 | 0.072538 | 0.072293 | 0.072096 | 0.071921 | 0.071752 | 0.071589 | 0.071433 | 0.071285 | 0.071146 | 0.071016 | 0.070896 | 0.070817 | 0.070748 | 0.070663 | 0.070563 | 0.070468 | 0.070438 | 0.070415 | 0.070397 | 0.070384 | 0.070374
F2_Industrial_Industrial - WA_New_Space Heating_Natural Gas_Insulation - Ceiling_A_Achievable Economic TRC Potential | F2 | Industrial | Industrial - WA | New | Space Heating | Natural Gas | Insulation - Ceiling | A | Integrated Unit Summer Peak Savings (kW) | Achievable Economic TRC Potential | 0 | 0 | 0 | 0 | 0 | 0 | 0 | 0 | 0 | 0 | 0 | 0 | 0 | 0 | 0 | 0 | 0 | 0 | 0 | 0 | 0 | 0 | 0 | 0 | 0 | 0 | 0
F3_Industrial_Industrial - WA_New_Space Heating_Natural Gas_Insulation - Ceiling_A_Achievable Economic TRC Potential | F3 | Industrial | Industrial - WA | New | Space Heating | Natural Gas | Insulation - Ceiling | A | Integrated Unit Winter Peak Savings (kW) | Achievable Economic TRC Potential | 0 | 0 | 0 | 0 | 0 | 0 | 0 | 0 | 0 | 0 | 0 | 0 | 0 | 0 | 0 | 0 | 0 | 0 | 0 | 0 | 0 | 0 | 0 | 0 | 0 | 0 | 0
F4_Industrial_Industrial - WA_New_Space Heating_Natural Gas_Insulation - Ceiling_A_Achievable Economic TRC Potential | F4 | Industrial | Industrial - WA | New | Space Heating | Natural Gas | Insulation - Ceiling | A | Incremental Energy Savings (MWh or mTherms) | Achievable Economic TRC Potential | 0 | 0 | 0 | 0 | 0 | 0 | 0 | 0 | 0 | 0 | 0 | 0 | 0 | 0 | 0 | 0 | 0 | 0 | 0 | 0 | 0 | 0 | 0 | 0 | 0 | 0 | 0
F5_Industrial_Industrial - WA_New_Space Heating_Natural Gas_Insulation - Ceiling_A_Achievable Economic TRC Potential | F5 | Industrial | Industrial - WA | New | Space Heating | Natural Gas | Insulation - Ceiling | A | Incremental Summer Peak Savings (MW) | Achievable Economic TRC Potential | 0 | 0 | 0 | 0 | 0 | 0 | 0 | 0 | 0 | 0 | 0 | 0 | 0 | 0 | 0 | 0 | 0 | 0 | 0 | 0 | 0 | 0 | 0 | 0 | 0 | 0 | 0
F6_Industrial_Industrial - WA_New_Space Heating_Natural Gas_Insulation - Ceiling_A_Achievable Economic TRC Potential | F6 | Industrial | Industrial - WA | New | Space Heating | Natural Gas | Insulation - Ceiling | A | Incremental Winter Peak Savings (MW) | Achievable Economic TRC Potential | 0 | 0 | 0 | 0 | 0 | 0 | 0 | 0 | 0 | 0 | 0 | 0 | 0 | 0 | 0 | 0 | 0 | 0 | 0 | 0 | 0 | 0 | 0 | 0 | 0 | 0 | 0
F7_Industrial_Industrial - WA_New_Space Heating_Natural Gas_Insulation - Ceiling_A_Achievable Economic TRC Potential | F7 | Industrial | Industrial - WA | New | Space Heating | Natural Gas | Insulation - Ceiling | A | Cumulative Energy Savings (MWh or mTherms) | Achievable Economic TRC Potential | 0 | 0 | 0 | 0 | 0 | 0 | 0 | 0 | 0 | 0 | 0 | 0 | 0 | 0 | 0 | 0 | 0 | 0 | 0 | 0 | 0 | 0 | 0 | 0 | 0 | 0 | 0
F8_Industrial_Industrial - WA_New_Space Heating_Natural Gas_Insulation - Ceiling_A_Achievable Economic TRC Potential | F8 | Industrial | Industrial - WA | New | Space Heating | Natural Gas | Insulation - Ceiling | A | Cumulative Summer Peak Savings (MW) | Achievable Economic TRC Potential | 0 | 0 | 0 | 0 | 0 | 0 | 0 | 0 | 0 | 0 | 0 | 0 | 0 | 0 | 0 | 0 | 0 | 0 | 0 | 0 | 0 | 0 | 0 | 0 | 0 | 0 | 0
F9_Industrial_Industrial - WA_New_Space Heating_Natural Gas_Insulation - Ceiling_A_Achievable Economic TRC Potential | F9 | Industrial | Industrial - WA | New | Space Heating | Natural Gas | Insulation - Ceiling | A | Cumulative Winter Peak Savings (MW) | Achievable Economic TRC Potential | 0 | 0 | 0 | 0 | 0 | 0 | 0 | 0 | 0 | 0 | 0 | 0 | 0 | 0 | 0 | 0 | 0 | 0 | 0 | 0 | 0 | 0 | 0 | 0 | 0 | 0 | 0
F10_Industrial_Industrial - WA_New_Space Heating_Natural Gas_Insulation - Ceiling_A_Achievable Economic TRC Potential | F10 | Industrial | Industrial - WA | New | Space Heating | Natural Gas | Insulation - Ceiling | A | Purchases (Incremental) | Achievable Economic TRC Potential | 0 | 0 | 0 | 0 | 0 | 0 | 0 | 0 | 0 | 0 | 0 | 0 | 0 | 0 | 0 | 0 | 0 | 0 | 0 | 0 | 0 | 0 | 0 | 0 | 0 | 0 | 0
F11_Industrial_Industrial - WA_New_Space Heating_Natural Gas_Insulation - Ceiling_A_Achievable Economic TRC Potential | F11 | Industrial | Industrial - WA | New | Space Heating | Natural Gas | Insulation - Ceiling | A | Purchases (Cumulative) | Achievable Economic TRC Potential | 0 | 0 | 0 | 0 | 0 | 0 | 0 | 0 | 0 | 0 | 0 | 0 | 0 | 0 | 0 | 0 | 0 | 0 | 0 | 0 | 0 | 0 | 0 | 0 | 0 | 0 | 0
F1_Industrial_Industrial - WA_New_Space Heating_Natural Gas_Insulation - Wall Cavity_A_Achievable Economic TRC Potential | F1 | Industrial | Industrial - WA | New | Space Heating | Natural Gas | Insulation - Wall Cavity | A | Integrated Unit Energy Savings (kWh or therms) | Achievable Economic TRC Potential | 0 | 0 | 0.10809 | 0.10686 | 0.1061 | 0.1055 | 0.10501 | 0.10465 | 0.10437 | 0.10412 | 0.10387 | 0.10363 | 0.10341 | 0.10319 | 0.10299 | 0.10281 | 0.10263 | 0.10252 | 0.10242 | 0.10229 | 0.10215 | 0.10201 | 0.10197 | 0.10193 | 0.10191 | 0.10189 | 0.10188
F2_Industrial_Industrial - WA_New_Space Heating_Natural Gas_Insulation - Wall Cavity_A_Achievable Economic TRC Potential | F2 | Industrial | Industrial - WA | New | Space Heating | Natural Gas | Insulation - Wall Cavity | A | Integrated Unit Summer Peak Savings (kW) | Achievable Economic TRC Potential | 0 | 0 | 0 | 0 | 0 | 0 | 0 | 0 | 0 | 0 | 0 | 0 | 0 | 0 | 0 | 0 | 0 | 0 | 0 | 0 | 0 | 0 | 0 | 0 | 0 | 0 | 0
F3_Industrial_Industrial - WA_New_Space Heating_Natural Gas_Insulation - Wall Cavity_A_Achievable Economic TRC Potential | F3 | Industrial | Industrial - WA | New | Space Heating | Natural Gas | Insulation - Wall Cavity | A | Integrated Unit Winter Peak Savings (kW) | Achievable Economic TRC Potential | 0 | 0 | 0 | 0 | 0 | 0 | 0 | 0 | 0 | 0 | 0 | 0 | 0 | 0 | 0 | 0 | 0 | 0 | 0 | 0 | 0 | 0 | 0 | 0 | 0 | 0 | 0
F4_Industrial_Industrial - WA_New_Space Heating_Natural Gas_Insulation - Wall Cavity_A_Achievable Economic TRC Potential | F4 | Industrial | Industrial - WA | New | Space Heating | Natural Gas | Insulation - Wall Cavity | A | Incremental Energy Savings (MWh or mTherms) | Achievable Economic TRC Potential | 0 | 0 | 0 | 0 | 0 | 0 | 0 | 0 | 0 | 0 | 0 | 0 | 0 | 0 | 0 | 0 | 0 | 0 | 0 | 0 | 0 | 0 | 0 | 0 | 0 | 0 | 0
F5_Industrial_Industrial - WA_New_Space Heating_Natural Gas_Insulation - Wall Cavity_A_Achievable Economic TRC Potential | F5 | Industrial | Industrial - WA | New | Space Heating | Natural Gas | Insulation - Wall Cavity | A | Incremental Summer Peak Savings (MW) | Achievable Economic TRC Potential | 0 | 0 | 0 | 0 | 0 | 0 | 0 | 0 | 0 | 0 | 0 | 0 | 0 | 0 | 0 | 0 | 0 | 0 | 0 | 0 | 0 | 0 | 0 | 0 | 0 | 0 | 0
F6_Industrial_Industrial - WA_New_Space Heating_Natural Gas_Insulation - Wall Cavity_A_Achievable Economic TRC Potential | F6 | Industrial | Industrial - WA | New | Space Heating | Natural Gas | Insulation - Wall Cavity | A | Incremental Winter Peak Savings (MW) | Achievable Economic TRC Potential | 0 | 0 | 0 | 0 | 0 | 0 | 0 | 0 | 0 | 0 | 0 | 0 | 0 | 0 | 0 | 0 | 0 | 0 | 0 | 0 | 0 | 0 | 0 | 0 | 0 | 0 | 0
F7_Industrial_Industrial - WA_New_Space Heating_Natural Gas_Insulation - Wall Cavity_A_Achievable Economic TRC Potential | F7 | Industrial | Industrial - WA | New | Space Heating | Natural Gas | Insulation - Wall Cavity | A | Cumulative Energy Savings (MWh or mTherms) | Achievable Economic TRC Potential | 0 | 0 | 0 | 0 | 0 | 0 | 0 | 0 | 0 | 0 | 0 | 0 | 0 | 0 | 0 | 0 | 0 | 0 | 0 | 0 | 0 | 0 | 0 | 0 | 0 | 0 | 0
F8_Industrial_Industrial - WA_New_Space Heating_Natural Gas_Insulation - Wall Cavity_A_Achievable Economic TRC Potential | F8 | Industrial | Industrial - WA | New | Space Heating | Natural Gas | Insulation - Wall Cavity | A | Cumulative Summer Peak Savings (MW) | Achievable Economic TRC Potential | 0 | 0 | 0 | 0 | 0 | 0 | 0 | 0 | 0 | 0 | 0 | 0 | 0 | 0 | 0 | 0 | 0 | 0 | 0 | 0 | 0 | 0 | 0 | 0 | 0 | 0 | 0
F9_Industrial_Industrial - WA_New_Space Heating_Natural Gas_Insulation - Wall Cavity_A_Achievable Economic TRC Potential | F9 | Industrial | Industrial - WA | New | Space Heating | Natural Gas | Insulation - Wall Cavity | A | Cumulative Winter Peak Savings (MW) | Achievable Economic TRC Potential | 0 | 0 | 0 | 0 | 0 | 0 | 0 | 0 | 0 | 0 | 0 | 0 | 0 | 0 | 0 | 0 | 0 | 0 | 0 | 0 | 0 | 0 | 0 | 0 | 0 | 0 | 0
F10_Industrial_Industrial - WA_New_Space Heating_Natural Gas_Insulation - Wall Cavity_A_Achievable Economic TRC Potential | F10 | Industrial | Industrial - WA | New | Space Heating | Natural Gas | Insulation - Wall Cavity | A | Purchases (Incremental) | Achievable Economic TRC Potential | 0 | 0 | 0 | 0 | 0 | 0 | 0 | 0 | 0 | 0 | 0 | 0 | 0 | 0 | 0 | 0 | 0 | 0 | 0 | 0 | 0 | 0 | 0 | 0 | 0 | 0 | 0
F11_Industrial_Industrial - WA_New_Space Heating_Natural Gas_Insulation - Wall Cavity_A_Achievable Economic TRC Potential | F11 | Industrial | Industrial - WA | New | Space Heating | Natural Gas | Insulation - Wall Cavity | A | Purchases (Cumulative) | Achievable Economic TRC Potential | 0 | 0 | 0 | 0 | 0 | 0 | 0 | 0 | 0 | 0 | 0 | 0 | 0 | 0 | 0 | 0 | 0 | 0 | 0 | 0 | 0 | 0 | 0 | 0 | 0 | 0 | 0
F1_Industrial_Industrial - WA_New_Space Heating_Natural Gas_Insulation - Ducting_A_Achievable Economic TRC Potential | F1 | Industrial | Industrial - WA | New | Space Heating | Natural Gas | Insulation - Ducting | A | Integrated Unit Energy Savings (kWh or therms) | Achievable Economic TRC Potential | 0 | 0 | 0.048133 | 0.046638 | 0.045832 | 0.045295 | 0.044926 | 0.04464 | 0.044404 | 0.044197 | 0.044007 | 0.04383 | 0.043666 | 0.043515 | 0.043376 | 0.043247 | 0.043129 | 0.04304 | 0.042961 | 0.042831 | 0.042666 | 0.042516 | 0.042416 | 0.042329 | 0.042253 | 0.042187 | 0.04213
F2_Industrial_Industrial - WA_New_Space Heating_Natural Gas_Insulation - Ducting_A_Achievable Economic TRC Potential | F2 | Industrial | Industrial - WA | New | Space Heating | Natural Gas | Insulation - Ducting | A | Integrated Unit Summer Peak Savings (kW) | Achievable Economic TRC Potential | 0 | 0 | 0 | 0 | 0 | 0 | 0 | 0 | 0 | 0 | 0 | 0 | 0 | 0 | 0 | 0 | 0 | 0 | 0 | 0 | 0 | 0 | 0 | 0 | 0 | 0 | 0
F3_Industrial_Industrial - WA_New_Space Heating_Natural Gas_Insulation - Ducting_A_Achievable Economic TRC Potential | F3 | Industrial | Industrial - WA | New | Space Heating | Natural Gas | Insulation - Ducting | A | Integrated Unit Winter Peak Savings (kW) | Achievable Economic TRC Potential | 0 | 0 | 0 | 0 | 0 | 0 | 0 | 0 | 0 | 0 | 0 | 0 | 0 | 0 | 0 | 0 | 0 | 0 | 0 | 0 | 0 | 0 | 0 | 0 | 0 | 0 | 0
F4_Industrial_Industrial - WA_New_Space Heating_Natural Gas_Insulation - Ducting_A_Achievable Economic TRC Potential | F4 | Industrial | Industrial - WA | New | Space Heating | Natural Gas | Insulation - Ducting | A | Incremental Energy Savings (MWh or mTherms) | Achievable Economic TRC Potential | 0 | 0 | 0 | 0 | 0 | 0 | 0 | 0 | 0 | 0 | 0 | 0 | 0 | 0 | 0 | 0 | 0 | 0 | 0 | 0 | 0 | 0 | 0 | 0 | 0 | 0 | 0
F5_Industrial_Industrial - WA_New_Space Heating_Natural Gas_Insulation - Ducting_A_Achievable Economic TRC Potential | F5 | Industrial | Industrial - WA | New | Space Heating | Natural Gas | Insulation - Ducting | A | Incremental Summer Peak Savings (MW) | Achievable Economic TRC Potential | 0 | 0 | 0 | 0 | 0 | 0 | 0 | 0 | 0 | 0 | 0 | 0 | 0 | 0 | 0 | 0 | 0 | 0 | 0 | 0 | 0 | 0 | 0 | 0 | 0 | 0 | 0
F6_Industrial_Industrial - WA_New_Space Heating_Natural Gas_Insulation - Ducting_A_Achievable Economic TRC Potential | F6 | Industrial | Industrial - WA | New | Space Heating | Natural Gas | Insulation - Ducting | A | Incremental Winter Peak Savings (MW) | Achievable Economic TRC Potential | 0 | 0 | 0 | 0 | 0 | 0 | 0 | 0 | 0 | 0 | 0 | 0 | 0 | 0 | 0 | 0 | 0 | 0 | 0 | 0 | 0 | 0 | 0 | 0 | 0 | 0 | 0
F7_Industrial_Industrial - WA_New_Space Heating_Natural Gas_Insulation - Ducting_A_Achievable Economic TRC Potential | F7 | Industrial | Industrial - WA | New | Space Heating | Natural Gas | Insulation - Ducting | A | Cumulative Energy Savings (MWh or mTherms) | Achievable Economic TRC Potential | 0 | 0 | 0 | 0 | 0 | 0 | 0 | 0 | 0 | 0 | 0 | 0 | 0 | 0 | 0 | 0 | 0 | 0 | 0 | 0 | 0 | 0 | 0 | 0 | 0 | 0 | 0
F8_Industrial_Industrial - WA_New_Space Heating_Natural Gas_Insulation - Ducting_A_Achievable Economic TRC Potential | F8 | Industrial | Industrial - WA | New | Space Heating | Natural Gas | Insulation - Ducting | A | Cumulative Summer Peak Savings (MW) | Achievable Economic TRC Potential | 0 | 0 | 0 | 0 | 0 | 0 | 0 | 0 | 0 | 0 | 0 | 0 | 0 | 0 | 0 | 0 | 0 | 0 | 0 | 0 | 0 | 0 | 0 | 0 | 0 | 0 | 0
F9_Industrial_Industrial - WA_New_Space Heating_Natural Gas_Insulation - Ducting_A_Achievable Economic TRC Potential | F9 | Industrial | Industrial - WA | New | Space Heating | Natural Gas | Insulation - Ducting | A | Cumulative Winter Peak Savings (MW) | Achievable Economic TRC Potential | 0 | 0 | 0 | 0 | 0 | 0 | 0 | 0 | 0 | 0 | 0 | 0 | 0 | 0 | 0 | 0 | 0 | 0 | 0 | 0 | 0 | 0 | 0 | 0 | 0 | 0 | 0
F10_Industrial_Industrial - WA_New_Space Heating_Natural Gas_Insulation - Ducting_A_Achievable Economic TRC Potential | F10 | Industrial | Industrial - WA | New | Space Heating | Natural Gas | Insulation - Ducting | A | Purchases (Incremental) | Achievable Economic TRC Potential | 0 | 0 | 0 | 0 | 0 | 0 | 0 | 0 | 0 | 0 | 0 | 0 | 0 | 0 | 0 | 0 | 0 | 0 | 0 | 0 | 0 | 0 | 0 | 0 | 0 | 0 | 0
F11_Industrial_Industrial - WA_New_Space Heating_Natural Gas_Insulation - Ducting_A_Achievable Economic TRC Potential | F11 | Industrial | Industrial - WA | New | Space Heating | Natural Gas | Insulation - Ducting | A | Purchases (Cumulative) | Achievable Economic TRC Potential | 0 | 0 | 0 | 0 | 0 | 0 | 0 | 0 | 0 | 0 | 0 | 0 | 0 | 0 | 0 | 0 | 0 | 0 | 0 | 0 | 0 | 0 | 0 | 0 | 0 | 0 | 0
F1_Industrial_Industrial - WA_New_Space Heating_Natural Gas_Ducting - Repair and Sealing_A_Achievable Economic TRC Potential | F1 | Industrial | Industrial - WA | New | Space Heating | Natural Gas | Ducting - Repair and Sealing | A | Integrated Unit Energy Savings (kWh or therms) | Achievable Economic TRC Potential | 0 | 0 | 0.19117 | 0.18524 | 0.18205 | 0.17991 | 0.17844 | 0.1773 | 0.17637 | 0.17554 | 0.17478 | 0.17408 | 0.17343 | 0.17283 | 0.17227 | 0.17176 | 0.17129 | 0.17094 | 0.17062 | 0.17011 | 0.16945 | 0.16885 | 0.16846 | 0.16811 | 0.16781 | 0.16755 | 0.16732
F2_Industrial_Industrial - WA_New_Space Heating_Natural Gas_Ducting - Repair and Sealing_A_Achievable Economic TRC Potential | F2 | Industrial | Industrial - WA | New | Space Heating | Natural Gas | Ducting - Repair and Sealing | A | Integrated Unit Summer Peak Savings (kW) | Achievable Economic TRC Potential | 0 | 0 | 0 | 0 | 0 | 0 | 0 | 0 | 0 | 0 | 0 | 0 | 0 | 0 | 0 | 0 | 0 | 0 | 0 | 0 | 0 | 0 | 0 | 0 | 0 | 0 | 0
F3_Industrial_Industrial - WA_New_Space Heating_Natural Gas_Ducting - Repair and Sealing_A_Achievable Economic TRC Potential | F3 | Industrial | Industrial - WA | New | Space Heating | Natural Gas | Ducting - Repair and Sealing | A | Integrated Unit Winter Peak Savings (kW) | Achievable Economic TRC Potential | 0 | 0 | 0 | 0 | 0 | 0 | 0 | 0 | 0 | 0 | 0 | 0 | 0 | 0 | 0 | 0 | 0 | 0 | 0 | 0 | 0 | 0 | 0 | 0 | 0 | 0 | 0
F4_Industrial_Industrial - WA_New_Space Heating_Natural Gas_Ducting - Repair and Sealing_A_Achievable Economic TRC Potential | F4 | Industrial | Industrial - WA | New | Space Heating | Natural Gas | Ducting - Repair and Sealing | A | Incremental Energy Savings (MWh or mTherms) | Achievable Economic TRC Potential | 0 | 0 | 0 | 0 | 0 | 0 | 0 | 0 | 0 | 0 | 0 | 0 | 0 | 0 | 0 | 0 | 0 | 0 | 0 | 0 | 0 | 0 | 0 | 0 | 0 | 0 | 0
F5_Industrial_Industrial - WA_New_Space Heating_Natural Gas_Ducting - Repair and Sealing_A_Achievable Economic TRC Potential | F5 | Industrial | Industrial - WA | New | Space Heating | Natural Gas | Ducting - Repair and Sealing | A | Incremental Summer Peak Savings (MW) | Achievable Economic TRC Potential | 0 | 0 | 0 | 0 | 0 | 0 | 0 | 0 | 0 | 0 | 0 | 0 | 0 | 0 | 0 | 0 | 0 | 0 | 0 | 0 | 0 | 0 | 0 | 0 | 0 | 0 | 0
F6_Industrial_Industrial - WA_New_Space Heating_Natural Gas_Ducting - Repair and Sealing_A_Achievable Economic TRC Potential | F6 | Industrial | Industrial - WA | New | Space Heating | Natural Gas | Ducting - Repair and Sealing | A | Incremental Winter Peak Savings (MW) | Achievable Economic TRC Potential | 0 | 0 | 0 | 0 | 0 | 0 | 0 | 0 | 0 | 0 | 0 | 0 | 0 | 0 | 0 | 0 | 0 | 0 | 0 | 0 | 0 | 0 | 0 | 0 | 0 | 0 | 0
F7_Industrial_Industrial - WA_New_Space Heating_Natural Gas_Ducting - Repair and Sealing_A_Achievable Economic TRC Potential | F7 | Industrial | Industrial - WA | New | Space Heating | Natural Gas | Ducting - Repair and Sealing | A | Cumulative Energy Savings (MWh or mTherms) | Achievable Economic TRC Potential | 0 | 0 | 0 | 0 | 0 | 0 | 0 | 0 | 0 | 0 | 0 | 0 | 0 | 0 | 0 | 0 | 0 | 0 | 0 | 0 | 0 | 0 | 0 | 0 | 0 | 0 | 0
F8_Industrial_Industrial - WA_New_Space Heating_Natural Gas_Ducting - Repair and Sealing_A_Achievable Economic TRC Potential | F8 | Industrial | Industrial - WA | New | Space Heating | Natural Gas | Ducting - Repair and Sealing | A | Cumulative Summer Peak Savings (MW) | Achievable Economic TRC Potential | 0 | 0 | 0 | 0 | 0 | 0 | 0 | 0 | 0 | 0 | 0 | 0 | 0 | 0 | 0 | 0 | 0 | 0 | 0 | 0 | 0 | 0 | 0 | 0 | 0 | 0 | 0
F9_Industrial_Industrial - WA_New_Space Heating_Natural Gas_Ducting - Repair and Sealing_A_Achievable Economic TRC Potential | F9 | Industrial | Industrial - WA | New | Space Heating | Natural Gas | Ducting - Repair and Sealing | A | Cumulative Winter Peak Savings (MW) | Achievable Economic TRC Potential | 0 | 0 | 0 | 0 | 0 | 0 | 0 | 0 | 0 | 0 | 0 | 0 | 0 | 0 | 0 | 0 | 0 | 0 | 0 | 0 | 0 | 0 | 0 | 0 | 0 | 0 | 0
F10_Industrial_Industrial - WA_New_Space Heating_Natural Gas_Ducting - Repair and Sealing_A_Achievable Economic TRC Potential | F10 | Industrial | Industrial - WA | New | Space Heating | Natural Gas | Ducting - Repair and Sealing | A | Purchases (Incremental) | Achievable Economic TRC Potential | 0 | 0 | 0 | 0 | 0 | 0 | 0 | 0 | 0 | 0 | 0 | 0 | 0 | 0 | 0 | 0 | 0 | 0 | 0 | 0 | 0 | 0 | 0 | 0 | 0 | 0 | 0
F11_Industrial_Industrial - WA_New_Space Heating_Natural Gas_Ducting - Repair and Sealing_A_Achievable Economic TRC Potential | F11 | Industrial | Industrial - WA | New | Space Heating | Natural Gas | Ducting - Repair and Sealing | A | Purchases (Cumulative) | Achievable Economic TRC Potential | 0 | 0 | 0 | 0 | 0 | 0 | 0 | 0 | 0 | 0 | 0 | 0 | 0 | 0 | 0 | 0 | 0 | 0 | 0 | 0 | 0 | 0 | 0 | 0 | 0 | 0 | 0
F1_Industrial_Industrial - WA_New_Space Heating_Natural Gas_Building Shell - Air Sealing (Infiltration Control)_A_Achievable Economic TRC Potential | F1 | Industrial | Industrial - WA | New | Space Heating | Natural Gas | Building Shell - Air Sealing (Infiltration Control) | A | Integrated Unit Energy Savings (kWh or therms) | Achievable Economic TRC Potential | 0 | 0 | 53.4578 | 52.8542 | 52.4775 | 52.1887 | 51.9535 | 51.7891 | 51.6627 | 51.5547 | 51.4517 | 51.3535 | 51.2595 | 51.1695 | 51.083 | 50.9996 | 50.9191 | 50.865 | 50.8154 | 50.7503 | 50.6752 | 50.6022 | 50.5768 | 50.5564 | 50.5402 | 50.5272 | 50.5168
F2_Industrial_Industrial - WA_New_Space Heating_Natural Gas_Building Shell - Air Sealing (Infiltration Control)_A_Achievable Economic TRC Potential | F2 | Industrial | Industrial - WA | New | Space Heating | Natural Gas | Building Shell - Air Sealing (Infiltration Control) | A | Integrated Unit Summer Peak Savings (kW) | Achievable Economic TRC Potential | 0 | 0 | 0 | 0 | 0 | 0 | 0 | 0 | 0 | 0 | 0 | 0 | 0 | 0 | 0 | 0 | 0 | 0 | 0 | 0 | 0 | 0 | 0 | 0 | 0 | 0 | 0
F3_Industrial_Industrial - WA_New_Space Heating_Natural Gas_Building Shell - Air Sealing (Infiltration Control)_A_Achievable Economic TRC Potential | F3 | Industrial | Industrial - WA | New | Space Heating | Natural Gas | Building Shell - Air Sealing (Infiltration Control) | A | Integrated Unit Winter Peak Savings (kW) | Achievable Economic TRC Potential | 0 | 0 | 0 | 0 | 0 | 0 | 0 | 0 | 0 | 0 | 0 | 0 | 0 | 0 | 0 | 0 | 0 | 0 | 0 | 0 | 0 | 0 | 0 | 0 | 0 | 0 | 0
F4_Industrial_Industrial - WA_New_Space Heating_Natural Gas_Building Shell - Air Sealing (Infiltration Control)_A_Achievable Economic TRC Potential | F4 | Industrial | Industrial - WA | New | Space Heating | Natural Gas | Building Shell - Air Sealing (Infiltration Control) | A | Incremental Energy Savings (MWh or mTherms) | Achievable Economic TRC Potential | 0 | 0 | 6.7768e-05 | 0.00017837 | 0.000376 | 0.00068906 | 0.0011254 | 0.0017248 | 0.002498 | 0.003432 | 0.0044795 | 0.0055537 | 0.0064643 | 0.0070844 | 0.0072278 | 0.0067683 | 0.0056841 | 0.0041196 | 0.0021395 | 0 | 0 | 0 | 0 | 0 | 0 | 0 | 0
F5_Industrial_Industrial - WA_New_Space Heating_Natural Gas_Building Shell - Air Sealing (Infiltration Control)_A_Achievable Economic TRC Potential | F5 | Industrial | Industrial - WA | New | Space Heating | Natural Gas | Building Shell - Air Sealing (Infiltration Control) | A | Incremental Summer Peak Savings (MW) | Achievable Economic TRC Potential | 0 | 0 | 0 | 0 | 0 | 0 | 0 | 0 | 0 | 0 | 0 | 0 | 0 | 0 | 0 | 0 | 0 | 0 | 0 | 0 | 0 | 0 | 0 | 0 | 0 | 0 | 0
F6_Industrial_Industrial - WA_New_Space Heating_Natural Gas_Building Shell - Air Sealing (Infiltration Control)_A_Achievable Economic TRC Potential | F6 | Industrial | Industrial - WA | New | Space Heating | Natural Gas | Building Shell - Air Sealing (Infiltration Control) | A | Incremental Winter Peak Savings (MW) | Achievable Economic TRC Potential | 0 | 0 | 0 | 0 | 0 | 0 | 0 | 0 | 0 | 0 | 0 | 0 | 0 | 0 | 0 | 0 | 0 | 0 | 0 | 0 | 0 | 0 | 0 | 0 | 0 | 0 | 0
F7_Industrial_Industrial - WA_New_Space Heating_Natural Gas_Building Shell - Air Sealing (Infiltration Control)_A_Achievable Economic TRC Potential | F7 | Industrial | Industrial - WA | New | Space Heating | Natural Gas | Building Shell - Air Sealing (Infiltration Control) | A | Cumulative Energy Savings (MWh or mTherms) | Achievable Economic TRC Potential | 0 | 0 | 6.7768e-05 | 0.00024537 | 0.00061963 | 0.0013053 | 0.0024248 | 0.0041419 | 0.0066298 | 0.010048 | 0.014507 | 0.020033 | 0.026461 | 0.033499 | 0.04067 | 0.047372 | 0.052981 | 0.057045 | 0.059128 | 0.059053 | 0.058965 | 0.05888 | 0.058851 | 0.058827 | 0.058808 | 0.058793 | 0.058781
F8_Industrial_Industrial - WA_New_Space Heating_Natural Gas_Building Shell - Air Sealing (Infiltration Control)_A_Achievable Economic TRC Potential | F8 | Industrial | Industrial - WA | New | Space Heating | Natural Gas | Building Shell - Air Sealing (Infiltration Control) | A | Cumulative Summer Peak Savings (MW) | Achievable Economic TRC Potential | 0 | 0 | 0 | 0 | 0 | 0 | 0 | 0 | 0 | 0 | 0 | 0 | 0 | 0 | 0 | 0 | 0 | 0 | 0 | 0 | 0 | 0 | 0 | 0 | 0 | 0 | 0
F9_Industrial_Industrial - WA_New_Space Heating_Natural Gas_Building Shell - Air Sealing (Infiltration Control)_A_Achievable Economic TRC Potential | F9 | Industrial | Industrial - WA | New | Space Heating | Natural Gas | Building Shell - Air Sealing (Infiltration Control) | A | Cumulative Winter Peak Savings (MW) | Achievable Economic TRC Potential | 0 | 0 | 0 | 0 | 0 | 0 | 0 | 0 | 0 | 0 | 0 | 0 | 0 | 0 | 0 | 0 | 0 | 0 | 0 | 0 | 0 | 0 | 0 | 0 | 0 | 0 | 0
F10_Industrial_Industrial - WA_New_Space Heating_Natural Gas_Building Shell - Air Sealing (Infiltration Control)_A_Achievable Economic TRC Potential | F10 | Industrial | Industrial - WA | New | Space Heating | Natural Gas | Building Shell - Air Sealing (Infiltration Control) | A | Purchases (Incremental) | Achievable Economic TRC Potential | 0 | 0 | 0.0012677 | 0.0033747 | 0.0071651 | 0.013203 | 0.021661 | 0.033304 | 0.048353 | 0.06657 | 0.087062 | 0.10815 | 0.12611 | 0.13845 | 0.14149 | 0.13271 | 0.11163 | 0.08099 | 0.042103 | 0 | 0 | 0 | 0 | 0 | 0 | 0 | 0
F11_Industrial_Industrial - WA_New_Space Heating_Natural Gas_Building Shell - Air Sealing (Infiltration Control)_A_Achievable Economic TRC Potential | F11 | Industrial | Industrial - WA | New | Space Heating | Natural Gas | Building Shell - Air Sealing (Infiltration Control) | A | Purchases (Cumulative) | Achievable Economic TRC Potential | 0 | 0 | 0.0012677 | 0.0046424 | 0.011808 | 0.025011 | 0.046672 | 0.079976 | 0.12833 | 0.1949 | 0.28196 | 0.39011 | 0.51621 | 0.65466 | 0.79616 | 0.92887 | 1.0405 | 1.1215 | 1.1636 | 1.1636 | 1.1636 | 1.1636 | 1.1636 | 1.1636 | 1.1636 | 1.1636 | 1.1636
F1_Industrial_Industrial - WA_New_Space Heating_Natural Gas_Ventilation - Demand Controlled_A_Achievable Economic TRC Potential | F1 | Industrial | Industrial - WA | New | Space Heating | Natural Gas | Ventilation - Demand Controlled | A | Integrated Unit Energy Savings (kWh or therms) | Achievable Economic TRC Potential | 0 | 0 | 0.035272 | 0.034178 | 0.033588 | 0.033194 | 0.032923 | 0.032713 | 0.03254 | 0.032388 | 0.032248 | 0.032118 | 0.031998 | 0.031887 | 0.031785 | 0.031691 | 0.031604 | 0.031539 | 0.031481 | 0.031386 | 0.031265 | 0.031154 | 0.031081 | 0.031017 | 0.030962 | 0.030913 | 0.030871
F2_Industrial_Industrial - WA_New_Space Heating_Natural Gas_Ventilation - Demand Controlled_A_Achievable Economic TRC Potential | F2 | Industrial | Industrial - WA | New | Space Heating | Natural Gas | Ventilation - Demand Controlled | A | Integrated Unit Summer Peak Savings (kW) | Achievable Economic TRC Potential | 0 | 0 | 0 | 0 | 0 | 0 | 0 | 0 | 0 | 0 | 0 | 0 | 0 | 0 | 0 | 0 | 0 | 0 | 0 | 0 | 0 | 0 | 0 | 0 | 0 | 0 | 0
F3_Industrial_Industrial - WA_New_Space Heating_Natural Gas_Ventilation - Demand Controlled_A_Achievable Economic TRC Potential | F3 | Industrial | Industrial - WA | New | Space Heating | Natural Gas | Ventilation - Demand Controlled | A | Integrated Unit Winter Peak Savings (kW) | Achievable Economic TRC Potential | 0 | 0 | 0 | 0 | 0 | 0 | 0 | 0 | 0 | 0 | 0 | 0 | 0 | 0 | 0 | 0 | 0 | 0 | 0 | 0 | 0 | 0 | 0 | 0 | 0 | 0 | 0
F4_Industrial_Industrial - WA_New_Space Heating_Natural Gas_Ventilation - Demand Controlled_A_Achievable Economic TRC Potential | F4 | Industrial | Industrial - WA | New | Space Heating | Natural Gas | Ventilation - Demand Controlled | A | Incremental Energy Savings (MWh or mTherms) | Achievable Economic TRC Potential | 0 | 0 | 0 | 0 | 0 | 0 | 0 | 0 | 0 | 0 | 0 | 0 | 0 | 0 | 0 | 0 | 0 | 0 | 0 | 0 | 0 | 0 | 0 | 0 | 0 | 0 | 0
F5_Industrial_Industrial - WA_New_Space Heating_Natural Gas_Ventilation - Demand Controlled_A_Achievable Economic TRC Potential | F5 | Industrial | Industrial - WA | New | Space Heating | Natural Gas | Ventilation - Demand Controlled | A | Incremental Summer Peak Savings (MW) | Achievable Economic TRC Potential | 0 | 0 | 0 | 0 | 0 | 0 | 0 | 0 | 0 | 0 | 0 | 0 | 0 | 0 | 0 | 0 | 0 | 0 | 0 | 0 | 0 | 0 | 0 | 0 | 0 | 0 | 0
F6_Industrial_Industrial - WA_New_Space Heating_Natural Gas_Ventilation - Demand Controlled_A_Achievable Economic TRC Potential | F6 | Industrial | Industrial - WA | New | Space Heating | Natural Gas | Ventilation - Demand Controlled | A | Incremental Winter Peak Savings (MW) | Achievable Economic TRC Potential | 0 | 0 | 0 | 0 | 0 | 0 | 0 | 0 | 0 | 0 | 0 | 0 | 0 | 0 | 0 | 0 | 0 | 0 | 0 | 0 | 0 | 0 | 0 | 0 | 0 | 0 | 0
F7_Industrial_Industrial - WA_New_Space Heating_Natural Gas_Ventilation - Demand Controlled_A_Achievable Economic TRC Potential | F7 | Industrial | Industrial - WA | New | Space Heating | Natural Gas | Ventilation - Demand Controlled | A | Cumulative Energy Savings (MWh or mTherms) | Achievable Economic TRC Potential | 0 | 0 | 0 | 0 | 0 | 0 | 0 | 0 | 0 | 0 | 0 | 0 | 0 | 0 | 0 | 0 | 0 | 0 | 0 | 0 | 0 | 0 | 0 | 0 | 0 | 0 | 0
F8_Industrial_Industrial - WA_New_Space Heating_Natural Gas_Ventilation - Demand Controlled_A_Achievable Economic TRC Potential | F8 | Industrial | Industrial - WA | New | Space Heating | Natural Gas | Ventilation - Demand Controlled | A | Cumulative Summer Peak Savings (MW) | Achievable Economic TRC Potential | 0 | 0 | 0 | 0 | 0 | 0 | 0 | 0 | 0 | 0 | 0 | 0 | 0 | 0 | 0 | 0 | 0 | 0 | 0 | 0 | 0 | 0 | 0 | 0 | 0 | 0 | 0
F9_Industrial_Industrial - WA_New_Space Heating_Natural Gas_Ventilation - Demand Controlled_A_Achievable Economic TRC Potential | F9 | Industrial | Industrial - WA | New | Space Heating | Natural Gas | Ventilation - Demand Controlled | A | Cumulative Winter Peak Savings (MW) | Achievable Economic TRC Potential | 0 | 0 | 0 | 0 | 0 | 0 | 0 | 0 | 0 | 0 | 0 | 0 | 0 | 0 | 0 | 0 | 0 | 0 | 0 | 0 | 0 | 0 | 0 | 0 | 0 | 0 | 0
F10_Industrial_Industrial - WA_New_Space Heating_Natural Gas_Ventilation - Demand Controlled_A_Achievable Economic TRC Potential | F10 | Industrial | Industrial - WA | New | Space Heating | Natural Gas | Ventilation - Demand Controlled | A | Purchases (Incremental) | Achievable Economic TRC Potential | 0 | 0 | 0 | 0 | 0 | 0 | 0 | 0 | 0 | 0 | 0 | 0 | 0 | 0 | 0 | 0 | 0 | 0 | 0 | 0 | 0 | 0 | 0 | 0 | 0 | 0 | 0
F11_Industrial_Industrial - WA_New_Space Heating_Natural Gas_Ventilation - Demand Controlled_A_Achievable Economic TRC Potential | F11 | Industrial | Industrial - WA | New | Space Heating | Natural Gas | Ventilation - Demand Controlled | A | Purchases (Cumulative) | Achievable Economic TRC Potential | 0 | 0 | 0 | 0 | 0 | 0 | 0 | 0 | 0 | 0 | 0 | 0 | 0 | 0 | 0 | 0 | 0 | 0 | 0 | 0 | 0 | 0 | 0 | 0 | 0 | 0 | 0
F1_Industrial_Industrial - WA_New_Space Heating_Natural Gas_Destratification Fans (HVLS)_A_Achievable Economic TRC Potential | F1 | Industrial | Industrial - WA | New | Space Heating | Natural Gas | Destratification Fans (HVLS) | A | Integrated Unit Energy Savings (kWh or therms) | Achievable Economic TRC Potential | 0 | 0 | 98423.8683 | 97426.4573 | 96839.7609 | 96413.8541 | 96093.8798 | 95899.3896 | 95771.2408 | 95673.8533 | 95583.4807 | 95499.8832 | 95422.6751 | 95351.419 | 95285.654 | 95224.9231 | 95168.788 | 95117.4005 | 95062.624 | 94971.507 | 94856.6758 | 94743.7686 | 94647.1156 | 94563.6415 | 94490.9466 | 94427.1456 | 94370.7467
F2_Industrial_Industrial - WA_New_Space Heating_Natural Gas_Destratification Fans (HVLS)_A_Achievable Economic TRC Potential | F2 | Industrial | Industrial - WA | New | Space Heating | Natural Gas | Destratification Fans (HVLS) | A | Integrated Unit Summer Peak Savings (kW) | Achievable Economic TRC Potential | 0 | 0 | 0 | 0 | 0 | 0 | 0 | 0 | 0 | 0 | 0 | 0 | 0 | 0 | 0 | 0 | 0 | 0 | 0 | 0 | 0 | 0 | 0 | 0 | 0 | 0 | 0
F3_Industrial_Industrial - WA_New_Space Heating_Natural Gas_Destratification Fans (HVLS)_A_Achievable Economic TRC Potential | F3 | Industrial | Industrial - WA | New | Space Heating | Natural Gas | Destratification Fans (HVLS) | A | Integrated Unit Winter Peak Savings (kW) | Achievable Economic TRC Potential | 0 | 0 | 0 | 0 | 0 | 0 | 0 | 0 | 0 | 0 | 0 | 0 | 0 | 0 | 0 | 0 | 0 | 0 | 0 | 0 | 0 | 0 | 0 | 0 | 0 | 0 | 0
F4_Industrial_Industrial - WA_New_Space Heating_Natural Gas_Destratification Fans (HVLS)_A_Achievable Economic TRC Potential | F4 | Industrial | Industrial - WA | New | Space Heating | Natural Gas | Destratification Fans (HVLS) | A | Incremental Energy Savings (MWh or mTherms) | Achievable Economic TRC Potential | 0 | 0 | 0.024971 | 0.032919 | 0.039126 | 0.044129 | 0.047538 | 0.05093 | 0.054287 | 0.057595 | 0.060844 | 0.064035 | 0.06717 | 0.07025 | 0.073278 | 0.076253 | 0.079177 | 0.057919 | 0.05275 | 0.049233 | 0.046846 | 0.046 | 0 | 0 | 0 | 0 | 0
F5_Industrial_Industrial - WA_New_Space Heating_Natural Gas_Destratification Fans (HVLS)_A_Achievable Economic TRC Potential | F5 | Industrial | Industrial - WA | New | Space Heating | Natural Gas | Destratification Fans (HVLS) | A | Incremental Summer Peak Savings (MW) | Achievable Economic TRC Potential | 0 | 0 | 0 | 0 | 0 | 0 | 0 | 0 | 0 | 0 | 0 | 0 | 0 | 0 | 0 | 0 | 0 | 0 | 0 | 0 | 0 | 0 | 0 | 0 | 0 | 0 | 0
F6_Industrial_Industrial - WA_New_Space Heating_Natural Gas_Destratification Fans (HVLS)_A_Achievable Economic TRC Potential | F6 | Industrial | Industrial - WA | New | Space Heating | Natural Gas | Destratification Fans (HVLS) | A | Incremental Winter Peak Savings (MW) | Achievable Economic TRC Potential | 0 | 0 | 0 | 0 | 0 | 0 | 0 | 0 | 0 | 0 | 0 | 0 | 0 | 0 | 0 | 0 | 0 | 0 | 0 | 0 | 0 | 0 | 0 | 0 | 0 | 0 | 0
F7_Industrial_Industrial - WA_New_Space Heating_Natural Gas_Destratification Fans (HVLS)_A_Achievable Economic TRC Potential | F7 | Industrial | Industrial - WA | New | Space Heating | Natural Gas | Destratification Fans (HVLS) | A | Cumulative Energy Savings (MWh or mTherms) | Achievable Economic TRC Potential | 0 | 0 | 0.024971 | 0.057637 | 0.096416 | 0.14012 | 0.1872 | 0.23775 | 0.29172 | 0.34901 | 0.40953 | 0.4732 | 0.53999 | 0.60984 | 0.6827 | 0.75851 | 0.83724 | 0.89471 | 0.94695 | 0.99527 | 1.0409 | 1.0857 | 1.0846 | 1.0836 | 1.0828 | 1.082 | 1.0814
F8_Industrial_Industrial - WA_New_Space Heating_Natural Gas_Destratification Fans (HVLS)_A_Achievable Economic TRC Potential | F8 | Industrial | Industrial - WA | New | Space Heating | Natural Gas | Destratification Fans (HVLS) | A | Cumulative Summer Peak Savings (MW) | Achievable Economic TRC Potential | 0 | 0 | 0 | 0 | 0 | 0 | 0 | 0 | 0 | 0 | 0 | 0 | 0 | 0 | 0 | 0 | 0 | 0 | 0 | 0 | 0 | 0 | 0 | 0 | 0 | 0 | 0
F9_Industrial_Industrial - WA_New_Space Heating_Natural Gas_Destratification Fans (HVLS)_A_Achievable Economic TRC Potential | F9 | Industrial | Industrial - WA | New | Space Heating | Natural Gas | Destratification Fans (HVLS) | A | Cumulative Winter Peak Savings (MW) | Achievable Economic TRC Potential | 0 | 0 | 0 | 0 | 0 | 0 | 0 | 0 | 0 | 0 | 0 | 0 | 0 | 0 | 0 | 0 | 0 | 0 | 0 | 0 | 0 | 0 | 0 | 0 | 0 | 0 | 0
F10_Industrial_Industrial - WA_New_Space Heating_Natural Gas_Destratification Fans (HVLS)_A_Achievable Economic TRC Potential | F10 | Industrial | Industrial - WA | New | Space Heating | Natural Gas | Destratification Fans (HVLS) | A | Purchases (Incremental) | Achievable Economic TRC Potential | 0 | 0 | 0.00025371 | 0.00033788 | 0.00040403 | 0.00045771 | 0.00049471 | 0.00053108 | 0.00056684 | 0.00060199 | 0.00063655 | 0.00067052 | 0.00070392 | 0.00073675 | 0.00076903 | 0.00080076 | 0.00083196 | 0.00060892 | 0.0005549 | 0.00051839 | 0.00049386 | 0.00048552 | 0 | 0 | 0 | 0 | 0
F11_Industrial_Industrial - WA_New_Space Heating_Natural Gas_Destratification Fans (HVLS)_A_Achievable Economic TRC Potential | F11 | Industrial | Industrial - WA | New | Space Heating | Natural Gas | Destratification Fans (HVLS) | A | Purchases (Cumulative) | Achievable Economic TRC Potential | 0 | 0 | 0.00025371 | 0.0005916 | 0.00099563 | 0.0014533 | 0.001948 | 0.0024791 | 0.003046 | 0.003648 | 0.0042845 | 0.004955 | 0.0056589 | 0.0063957 | 0.0071647 | 0.0079655 | 0.0087975 | 0.0094064 | 0.0099613 | 0.01048 | 0.010974 | 0.011459 | 0.011459 | 0.011459 | 0.011459 | 0.011459 | 0.011459
F1_Industrial_Industrial - WA_New_Space Heating_Natural Gas_Condensing RTU_A_Achievable Economic TRC Potential | F1 | Industrial | Industrial - WA | New | Space Heating | Natural Gas | Condensing RTU | A | Integrated Unit Energy Savings (kWh or therms) | Achievable Economic TRC Potential | 0 | 0 | 0.056785 | 0.055022 | 0.054071 | 0.053437 | 0.053002 | 0.052665 | 0.052386 | 0.052143 | 0.051917 | 0.051709 | 0.051516 | 0.051338 | 0.051173 | 0.051022 | 0.050882 | 0.050777 | 0.050684 | 0.050531 | 0.050336 | 0.050158 | 0.05004 | 0.049938 | 0.049849 | 0.049771 | 0.049703
F2_Industrial_Industrial - WA_New_Space Heating_Natural Gas_Condensing RTU_A_Achievable Economic TRC Potential | F2 | Industrial | Industrial - WA | New | Space Heating | Natural Gas | Condensing RTU | A | Integrated Unit Summer Peak Savings (kW) | Achievable Economic TRC Potential | 0 | 0 | 0 | 0 | 0 | 0 | 0 | 0 | 0 | 0 | 0 | 0 | 0 | 0 | 0 | 0 | 0 | 0 | 0 | 0 | 0 | 0 | 0 | 0 | 0 | 0 | 0
F3_Industrial_Industrial - WA_New_Space Heating_Natural Gas_Condensing RTU_A_Achievable Economic TRC Potential | F3 | Industrial | Industrial - WA | New | Space Heating | Natural Gas | Condensing RTU | A | Integrated Unit Winter Peak Savings (kW) | Achievable Economic TRC Potential | 0 | 0 | 0 | 0 | 0 | 0 | 0 | 0 | 0 | 0 | 0 | 0 | 0 | 0 | 0 | 0 | 0 | 0 | 0 | 0 | 0 | 0 | 0 | 0 | 0 | 0 | 0
F4_Industrial_Industrial - WA_New_Space Heating_Natural Gas_Condensing RTU_A_Achievable Economic TRC Potential | F4 | Industrial | Industrial - WA | New | Space Heating | Natural Gas | Condensing RTU | A | Incremental Energy Savings (MWh or mTherms) | Achievable Economic TRC Potential | 0 | 0 | 0 | 0 | 0 | 0 | 0 | 0 | 0 | 0 | 0 | 0 | 0 | 0 | 0 | 0 | 0 | 0 | 0 | 0 | 0 | 0 | 0 | 0 | 0 | 0 | 0
F5_Industrial_Industrial - WA_New_Space Heating_Natural Gas_Condensing RTU_A_Achievable Economic TRC Potential | F5 | Industrial | Industrial - WA | New | Space Heating | Natural Gas | Condensing RTU | A | Incremental Summer Peak Savings (MW) | Achievable Economic TRC Potential | 0 | 0 | 0 | 0 | 0 | 0 | 0 | 0 | 0 | 0 | 0 | 0 | 0 | 0 | 0 | 0 | 0 | 0 | 0 | 0 | 0 | 0 | 0 | 0 | 0 | 0 | 0
F6_Industrial_Industrial - WA_New_Space Heating_Natural Gas_Condensing RTU_A_Achievable Economic TRC Potential | F6 | Industrial | Industrial - WA | New | Space Heating | Natural Gas | Condensing RTU | A | Incremental Winter Peak Savings (MW) | Achievable Economic TRC Potential | 0 | 0 | 0 | 0 | 0 | 0 | 0 | 0 | 0 | 0 | 0 | 0 | 0 | 0 | 0 | 0 | 0 | 0 | 0 | 0 | 0 | 0 | 0 | 0 | 0 | 0 | 0
F7_Industrial_Industrial - WA_New_Space Heating_Natural Gas_Condensing RTU_A_Achievable Economic TRC Potential | F7 | Industrial | Industrial - WA | New | Space Heating | Natural Gas | Condensing RTU | A | Cumulative Energy Savings (MWh or mTherms) | Achievable Economic TRC Potential | 0 | 0 | 0 | 0 | 0 | 0 | 0 | 0 | 0 | 0 | 0 | 0 | 0 | 0 | 0 | 0 | 0 | 0 | 0 | 0 | 0 | 0 | 0 | 0 | 0 | 0 | 0
F8_Industrial_Industrial - WA_New_Space Heating_Natural Gas_Condensing RTU_A_Achievable Economic TRC Potential | F8 | Industrial | Industrial - WA | New | Space Heating | Natural Gas | Condensing RTU | A | Cumulative Summer Peak Savings (MW) | Achievable Economic TRC Potential | 0 | 0 | 0 | 0 | 0 | 0 | 0 | 0 | 0 | 0 | 0 | 0 | 0 | 0 | 0 | 0 | 0 | 0 | 0 | 0 | 0 | 0 | 0 | 0 | 0 | 0 | 0
F9_Industrial_Industrial - WA_New_Space Heating_Natural Gas_Condensing RTU_A_Achievable Economic TRC Potential | F9 | Industrial | Industrial - WA | New | Space Heating | Natural Gas | Condensing RTU | A | Cumulative Winter Peak Savings (MW) | Achievable Economic TRC Potential | 0 | 0 | 0 | 0 | 0 | 0 | 0 | 0 | 0 | 0 | 0 | 0 | 0 | 0 | 0 | 0 | 0 | 0 | 0 | 0 | 0 | 0 | 0 | 0 | 0 | 0 | 0
F10_Industrial_Industrial - WA_New_Space Heating_Natural Gas_Condensing RTU_A_Achievable Economic TRC Potential | F10 | Industrial | Industrial - WA | New | Space Heating | Natural Gas | Condensing RTU | A | Purchases (Incremental) | Achievable Economic TRC Potential | 0 | 0 | 0 | 0 | 0 | 0 | 0 | 0 | 0 | 0 | 0 | 0 | 0 | 0 | 0 | 0 | 0 | 0 | 0 | 0 | 0 | 0 | 0 | 0 | 0 | 0 | 0
F11_Industrial_Industrial - WA_New_Space Heating_Natural Gas_Condensing RTU_A_Achievable Economic TRC Potential | F11 | Industrial | Industrial - WA | New | Space Heating | Natural Gas | Condensing RTU | A | Purchases (Cumulative) | Achievable Economic TRC Potential | 0 | 0 | 0 | 0 | 0 | 0 | 0 | 0 | 0 | 0 | 0 | 0 | 0 | 0 | 0 | 0 | 0 | 0 | 0 | 0 | 0 | 0 | 0 | 0 | 0 | 0 | 0
F1_Industrial_Industrial - WA_New_Space Heating_Natural Gas_Industrial Air Curtains_A_Achievable Economic TRC Potential | F1 | Industrial | Industrial - WA | New | Space Heating | Natural Gas | Industrial Air Curtains | A | Integrated Unit Energy Savings (kWh or therms) | Achievable Economic TRC Potential | 0 | 0 | -0.01692 | -0.016772 | -0.016693 | -0.016642 | -0.016611 | -0.016582 | -0.016556 | -0.016532 | -0.01651 | -0.01649 | -0.016472 | -0.016455 | -0.01644 | -0.016426 | -0.016413 | -0.016401 | -0.016389 | -0.016371 | -0.016349 | -0.016327 | -0.016308 | -0.016292 | -0.016278 | -0.016265 | -0.016254
F2_Industrial_Industrial - WA_New_Space Heating_Natural Gas_Industrial Air Curtains_A_Achievable Economic TRC Potential | F2 | Industrial | Industrial - WA | New | Space Heating | Natural Gas | Industrial Air Curtains | A | Integrated Unit Summer Peak Savings (kW) | Achievable Economic TRC Potential | 0 | 0 | 0 | 0 | 0 | 0 | 0 | 0 | 0 | 0 | 0 | 0 | 0 | 0 | 0 | 0 | 0 | 0 | 0 | 0 | 0 | 0 | 0 | 0 | 0 | 0 | 0
F3_Industrial_Industrial - WA_New_Space Heating_Natural Gas_Industrial Air Curtains_A_Achievable Economic TRC Potential | F3 | Industrial | Industrial - WA | New | Space Heating | Natural Gas | Industrial Air Curtains | A | Integrated Unit Winter Peak Savings (kW) | Achievable Economic TRC Potential | 0 | 0 | 0 | 0 | 0 | 0 | 0 | 0 | 0 | 0 | 0 | 0 | 0 | 0 | 0 | 0 | 0 | 0 | 0 | 0 | 0 | 0 | 0 | 0 | 0 | 0 | 0
F4_Industrial_Industrial - WA_New_Space Heating_Natural Gas_Industrial Air Curtains_A_Achievable Economic TRC Potential | F4 | Industrial | Industrial - WA | New | Space Heating | Natural Gas | Industrial Air Curtains | A | Incremental Energy Savings (MWh or mTherms) | Achievable Economic TRC Potential | 0 | 0 | 0 | 0 | 0 | 0 | 0 | 0 | 0 | 0 | 0 | 0 | 0 | 0 | 0 | 0 | 0 | 0 | 0 | 0 | 0 | 0 | 0 | 0 | 0 | 0 | 0
F5_Industrial_Industrial - WA_New_Space Heating_Natural Gas_Industrial Air Curtains_A_Achievable Economic TRC Potential | F5 | Industrial | Industrial - WA | New | Space Heating | Natural Gas | Industrial Air Curtains | A | Incremental Summer Peak Savings (MW) | Achievable Economic TRC Potential | 0 | 0 | 0 | 0 | 0 | 0 | 0 | 0 | 0 | 0 | 0 | 0 | 0 | 0 | 0 | 0 | 0 | 0 | 0 | 0 | 0 | 0 | 0 | 0 | 0 | 0 | 0
F6_Industrial_Industrial - WA_New_Space Heating_Natural Gas_Industrial Air Curtains_A_Achievable Economic TRC Potential | F6 | Industrial | Industrial - WA | New | Space Heating | Natural Gas | Industrial Air Curtains | A | Incremental Winter Peak Savings (MW) | Achievable Economic TRC Potential | 0 | 0 | 0 | 0 | 0 | 0 | 0 | 0 | 0 | 0 | 0 | 0 | 0 | 0 | 0 | 0 | 0 | 0 | 0 | 0 | 0 | 0 | 0 | 0 | 0 | 0 | 0
F7_Industrial_Industrial - WA_New_Space Heating_Natural Gas_Industrial Air Curtains_A_Achievable Economic TRC Potential | F7 | Industrial | Industrial - WA | New | Space Heating | Natural Gas | Industrial Air Curtains | A | Cumulative Energy Savings (MWh or mTherms) | Achievable Economic TRC Potential | 0 | 0 | 0 | 0 | 0 | 0 | 0 | 0 | 0 | 0 | 0 | 0 | 0 | 0 | 0 | 0 | 0 | 0 | 0 | 0 | 0 | 0 | 0 | 0 | 0 | 0 | 0
F8_Industrial_Industrial - WA_New_Space Heating_Natural Gas_Industrial Air Curtains_A_Achievable Economic TRC Potential | F8 | Industrial | Industrial - WA | New | Space Heating | Natural Gas | Industrial Air Curtains | A | Cumulative Summer Peak Savings (MW) | Achievable Economic TRC Potential | 0 | 0 | 0 | 0 | 0 | 0 | 0 | 0 | 0 | 0 | 0 | 0 | 0 | 0 | 0 | 0 | 0 | 0 | 0 | 0 | 0 | 0 | 0 | 0 | 0 | 0 | 0
F9_Industrial_Industrial - WA_New_Space Heating_Natural Gas_Industrial Air Curtains_A_Achievable Economic TRC Potential | F9 | Industrial | Industrial - WA | New | Space Heating | Natural Gas | Industrial Air Curtains | A | Cumulative Winter Peak Savings (MW) | Achievable Economic TRC Potential | 0 | 0 | 0 | 0 | 0 | 0 | 0 | 0 | 0 | 0 | 0 | 0 | 0 | 0 | 0 | 0 | 0 | 0 | 0 | 0 | 0 | 0 | 0 | 0 | 0 | 0 | 0
F10_Industrial_Industrial - WA_New_Space Heating_Natural Gas_Industrial Air Curtains_A_Achievable Economic TRC Potential | F10 | Industrial | Industrial - WA | New | Space Heating | Natural Gas | Industrial Air Curtains | A | Purchases (Incremental) | Achievable Economic TRC Potential | 0 | 0 | 0 | 0 | 0 | 0 | 0 | 0 | 0 | 0 | 0 | 0 | 0 | 0 | 0 | 0 | 0 | 0 | 0 | 0 | 0 | 0 | 0 | 0 | 0 | 0 | 0
F11_Industrial_Industrial - WA_New_Space Heating_Natural Gas_Industrial Air Curtains_A_Achievable Economic TRC Potential | F11 | Industrial | Industrial - WA | New | Space Heating | Natural Gas | Industrial Air Curtains | A | Purchases (Cumulative) | Achievable Economic TRC Potential | 0 | 0 | 0 | 0 | 0 | 0 | 0 | 0 | 0 | 0 | 0 | 0 | 0 | 0 | 0 | 0 | 0 | 0 | 0 | 0 | 0 | 0 | 0 | 0 | 0 | 0 | 0
F1_Industrial_Industrial - WA_New_Space Heating_Natural Gas_HVAC - Energy Recovery Ventilator_A_Achievable Economic TRC Potential | F1 | Industrial | Industrial - WA | New | Space Heating | Natural Gas | HVAC - Energy Recovery Ventilator | A | Integrated Unit Energy Savings (kWh or therms) | Achievable Economic TRC Potential | 0 | 0 | 0.17368 | 0.17172 | 0.17048 | 0.16953 | 0.16874 | 0.16817 | 0.16771 | 0.1673 | 0.16691 | 0.16653 | 0.16616 | 0.16582 | 0.1655 | 0.1652 | 0.16492 | 0.16473 | 0.16457 | 0.16437 | 0.16414 | 0.16392 | 0.16385 | 0.1638 | 0.16376 | 0.16373 | 0.1637
F2_Industrial_Industrial - WA_New_Space Heating_Natural Gas_HVAC - Energy Recovery Ventilator_A_Achievable Economic TRC Potential | F2 | Industrial | Industrial - WA | New | Space Heating | Natural Gas | HVAC - Energy Recovery Ventilator | A | Integrated Unit Summer Peak Savings (kW) | Achievable Economic TRC Potential | 0 | 0 | 0 | 0 | 0 | 0 | 0 | 0 | 0 | 0 | 0 | 0 | 0 | 0 | 0 | 0 | 0 | 0 | 0 | 0 | 0 | 0 | 0 | 0 | 0 | 0 | 0
F3_Industrial_Industrial - WA_New_Space Heating_Natural Gas_HVAC - Energy Recovery Ventilator_A_Achievable Economic TRC Potential | F3 | Industrial | Industrial - WA | New | Space Heating | Natural Gas | HVAC - Energy Recovery Ventilator | A | Integrated Unit Winter Peak Savings (kW) | Achievable Economic TRC Potential | 0 | 0 | 0 | 0 | 0 | 0 | 0 | 0 | 0 | 0 | 0 | 0 | 0 | 0 | 0 | 0 | 0 | 0 | 0 | 0 | 0 | 0 | 0 | 0 | 0 | 0 | 0
F4_Industrial_Industrial - WA_New_Space Heating_Natural Gas_HVAC - Energy Recovery Ventilator_A_Achievable Economic TRC Potential | F4 | Industrial | Industrial - WA | New | Space Heating | Natural Gas | HVAC - Energy Recovery Ventilator | A | Incremental Energy Savings (MWh or mTherms) | Achievable Economic TRC Potential | 0 | 0 | 0 | 0 | 0 | 0 | 0 | 0 | 0 | 0 | 0 | 0 | 0 | 0 | 0 | 0 | 0 | 0 | 0 | 0 | 0 | 0 | 0 | 0 | 0 | 0 | 0
F5_Industrial_Industrial - WA_New_Space Heating_Natural Gas_HVAC - Energy Recovery Ventilator_A_Achievable Economic TRC Potential | F5 | Industrial | Industrial - WA | New | Space Heating | Natural Gas | HVAC - Energy Recovery Ventilator | A | Incremental Summer Peak Savings (MW) | Achievable Economic TRC Potential | 0 | 0 | 0 | 0 | 0 | 0 | 0 | 0 | 0 | 0 | 0 | 0 | 0 | 0 | 0 | 0 | 0 | 0 | 0 | 0 | 0 | 0 | 0 | 0 | 0 | 0 | 0
F6_Industrial_Industrial - WA_New_Space Heating_Natural Gas_HVAC - Energy Recovery Ventilator_A_Achievable Economic TRC Potential | F6 | Industrial | Industrial - WA | New | Space Heating | Natural Gas | HVAC - Energy Recovery Ventilator | A | Incremental Winter Peak Savings (MW) | Achievable Economic TRC Potential | 0 | 0 | 0 | 0 | 0 | 0 | 0 | 0 | 0 | 0 | 0 | 0 | 0 | 0 | 0 | 0 | 0 | 0 | 0 | 0 | 0 | 0 | 0 | 0 | 0 | 0 | 0
F7_Industrial_Industrial - WA_New_Space Heating_Natural Gas_HVAC - Energy Recovery Ventilator_A_Achievable Economic TRC Potential | F7 | Industrial | Industrial - WA | New | Space Heating | Natural Gas | HVAC - Energy Recovery Ventilator | A | Cumulative Energy Savings (MWh or mTherms) | Achievable Economic TRC Potential | 0 | 0 | 0 | 0 | 0 | 0 | 0 | 0 | 0 | 0 | 0 | 0 | 0 | 0 | 0 | 0 | 0 | 0 | 0 | 0 | 0 | 0 | 0 | 0 | 0 | 0 | 0
F8_Industrial_Industrial - WA_New_Space Heating_Natural Gas_HVAC - Energy Recovery Ventilator_A_Achievable Economic TRC Potential | F8 | Industrial | Industrial - WA | New | Space Heating | Natural Gas | HVAC - Energy Recovery Ventilator | A | Cumulative Summer Peak Savings (MW) | Achievable Economic TRC Potential | 0 | 0 | 0 | 0 | 0 | 0 | 0 | 0 | 0 | 0 | 0 | 0 | 0 | 0 | 0 | 0 | 0 | 0 | 0 | 0 | 0 | 0 | 0 | 0 | 0 | 0 | 0
F9_Industrial_Industrial - WA_New_Space Heating_Natural Gas_HVAC - Energy Recovery Ventilator_A_Achievable Economic TRC Potential | F9 | Industrial | Industrial - WA | New | Space Heating | Natural Gas | HVAC - Energy Recovery Ventilator | A | Cumulative Winter Peak Savings (MW) | Achievable Economic TRC Potential | 0 | 0 | 0 | 0 | 0 | 0 | 0 | 0 | 0 | 0 | 0 | 0 | 0 | 0 | 0 | 0 | 0 | 0 | 0 | 0 | 0 | 0 | 0 | 0 | 0 | 0 | 0
F10_Industrial_Industrial - WA_New_Space Heating_Natural Gas_HVAC - Energy Recovery Ventilator_A_Achievable Economic TRC Potential | F10 | Industrial | Industrial - WA | New | Space Heating | Natural Gas | HVAC - Energy Recovery Ventilator | A | Purchases (Incremental) | Achievable Economic TRC Potential | 0 | 0 | 0 | 0 | 0 | 0 | 0 | 0 | 0 | 0 | 0 | 0 | 0 | 0 | 0 | 0 | 0 | 0 | 0 | 0 | 0 | 0 | 0 | 0 | 0 | 0 | 0
F11_Industrial_Industrial - WA_New_Space Heating_Natural Gas_HVAC - Energy Recovery Ventilator_A_Achievable Economic TRC Potential | F11 | Industrial | Industrial - WA | New | Space Heating | Natural Gas | HVAC - Energy Recovery Ventilator | A | Purchases (Cumulative) | Achievable Economic TRC Potential | 0 | 0 | 0 | 0 | 0 | 0 | 0 | 0 | 0 | 0 | 0 | 0 | 0 | 0 | 0 | 0 | 0 | 0 | 0 | 0 | 0 | 0 | 0 | 0 | 0 | 0 | 0
F1_Industrial_Industrial - WA_New_Space Heating_Natural Gas_Thermostat - Connected_A_Achievable Economic TRC Potential | F1 | Industrial | Industrial - WA | New | Space Heating | Natural Gas | Thermostat - Connected | A | Integrated Unit Energy Savings (kWh or therms) | Achievable Economic TRC Potential | 0 | 0 | 6195.8354 | 6141.6391 | 6112.7892 | 6093.9989 | 6082.4497 | 6071.8743 | 6062.2372 | 6053.453 | 6045.4457 | 6038.1411 | 6031.4687 | 6025.3646 | 6019.7706 | 6014.6344 | 6009.9091 | 6005.5884 | 6001.1454 | 5994.4893 | 5986.4087 | 5978.514 | 5971.7023 | 5965.7734 | 5960.5705 | 5955.97 | 5951.8738
F2_Industrial_Industrial - WA_New_Space Heating_Natural Gas_Thermostat - Connected_A_Achievable Economic TRC Potential | F2 | Industrial | Industrial - WA | New | Space Heating | Natural Gas | Thermostat - Connected | A | Integrated Unit Summer Peak Savings (kW) | Achievable Economic TRC Potential | 0 | 0 | 0 | 0 | 0 | 0 | 0 | 0 | 0 | 0 | 0 | 0 | 0 | 0 | 0 | 0 | 0 | 0 | 0 | 0 | 0 | 0 | 0 | 0 | 0 | 0 | 0
F3_Industrial_Industrial - WA_New_Space Heating_Natural Gas_Thermostat - Connected_A_Achievable Economic TRC Potential | F3 | Industrial | Industrial - WA | New | Space Heating | Natural Gas | Thermostat - Connected | A | Integrated Unit Winter Peak Savings (kW) | Achievable Economic TRC Potential | 0 | 0 | 0 | 0 | 0 | 0 | 0 | 0 | 0 | 0 | 0 | 0 | 0 | 0 | 0 | 0 | 0 | 0 | 0 | 0 | 0 | 0 | 0 | 0 | 0 | 0 | 0
F4_Industrial_Industrial - WA_New_Space Heating_Natural Gas_Thermostat - Connected_A_Achievable Economic TRC Potential | F4 | Industrial | Industrial - WA | New | Space Heating | Natural Gas | Thermostat - Connected | A | Incremental Energy Savings (MWh or mTherms) | Achievable Economic TRC Potential | 0 | 0 | 0.029916 | 0.039493 | 0.047003 | 0.053083 | 0.057265 | 0.025914 | 0.0081037 | 0 | 0 | 0 | 0 | 0 | 0 | 0 | 0 | 0 | 0 | 0 | 0 | 0 | 0 | 0 | 0 | 0 | 0
F5_Industrial_Industrial - WA_New_Space Heating_Natural Gas_Thermostat - Connected_A_Achievable Economic TRC Potential | F5 | Industrial | Industrial - WA | New | Space Heating | Natural Gas | Thermostat - Connected | A | Incremental Summer Peak Savings (MW) | Achievable Economic TRC Potential | 0 | 0 | 0 | 0 | 0 | 0 | 0 | 0 | 0 | 0 | 0 | 0 | 0 | 0 | 0 | 0 | 0 | 0 | 0 | 0 | 0 | 0 | 0 | 0 | 0 | 0 | 0
F6_Industrial_Industrial - WA_New_Space Heating_Natural Gas_Thermostat - Connected_A_Achievable Economic TRC Potential | F6 | Industrial | Industrial - WA | New | Space Heating | Natural Gas | Thermostat - Connected | A | Incremental Winter Peak Savings (MW) | Achievable Economic TRC Potential | 0 | 0 | 0 | 0 | 0 | 0 | 0 | 0 | 0 | 0 | 0 | 0 | 0 | 0 | 0 | 0 | 0 | 0 | 0 | 0 | 0 | 0 | 0 | 0 | 0 | 0 | 0
F7_Industrial_Industrial - WA_New_Space Heating_Natural Gas_Thermostat - Connected_A_Achievable Economic TRC Potential | F7 | Industrial | Industrial - WA | New | Space Heating | Natural Gas | Thermostat - Connected | A | Cumulative Energy Savings (MWh or mTherms) | Achievable Economic TRC Potential | 0 | 0 | 0.029916 | 0.069147 | 0.11583 | 0.16855 | 0.2255 | 0.25102 | 0.25873 | 0.25835 | 0.25801 | 0.2577 | 0.25741 | 0.25715 | 0.25691 | 0.25669 | 0.25649 | 0.25631 | 0.25612 | 0.25583 | 0.25549 | 0.25515 | 0.25486 | 0.25461 | 0.25439 | 0.25419 | 0.25402
F8_Industrial_Industrial - WA_New_Space Heating_Natural Gas_Thermostat - Connected_A_Achievable Economic TRC Potential | F8 | Industrial | Industrial - WA | New | Space Heating | Natural Gas | Thermostat - Connected | A | Cumulative Summer Peak Savings (MW) | Achievable Economic TRC Potential | 0 | 0 | 0 | 0 | 0 | 0 | 0 | 0 | 0 | 0 | 0 | 0 | 0 | 0 | 0 | 0 | 0 | 0 | 0 | 0 | 0 | 0 | 0 | 0 | 0 | 0 | 0
F9_Industrial_Industrial - WA_New_Space Heating_Natural Gas_Thermostat - Connected_A_Achievable Economic TRC Potential | F9 | Industrial | Industrial - WA | New | Space Heating | Natural Gas | Thermostat - Connected | A | Cumulative Winter Peak Savings (MW) | Achievable Economic TRC Potential | 0 | 0 | 0 | 0 | 0 | 0 | 0 | 0 | 0 | 0 | 0 | 0 | 0 | 0 | 0 | 0 | 0 | 0 | 0 | 0 | 0 | 0 | 0 | 0 | 0 | 0 | 0
F10_Industrial_Industrial - WA_New_Space Heating_Natural Gas_Thermostat - Connected_A_Achievable Economic TRC Potential | F10 | Industrial | Industrial - WA | New | Space Heating | Natural Gas | Thermostat - Connected | A | Purchases (Incremental) | Achievable Economic TRC Potential | 0 | 0 | 0.0048285 | 0.0064303 | 0.0076892 | 0.0087107 | 0.0094149 | 0.0042679 | 0.0013368 | 0 | 0 | 0 | 0 | 0 | 0 | 0 | 0 | 0 | 0 | 0 | 0 | 0 | 0 | 0 | 0 | 0 | 0
F11_Industrial_Industrial - WA_New_Space Heating_Natural Gas_Thermostat - Connected_A_Achievable Economic TRC Potential | F11 | Industrial | Industrial - WA | New | Space Heating | Natural Gas | Thermostat - Connected | A | Purchases (Cumulative) | Achievable Economic TRC Potential | 0 | 0 | 0.0048285 | 0.011259 | 0.018948 | 0.027659 | 0.037074 | 0.041342 | 0.042678 | 0.042678 | 0.042678 | 0.042678 | 0.042678 | 0.042678 | 0.042678 | 0.042678 | 0.042678 | 0.042678 | 0.042678 | 0.042678 | 0.042678 | 0.042678 | 0.042678 | 0.042678 | 0.042678 | 0.042678 | 0.042678
F1_Industrial_Industrial - WA_New_Space Heating_Natural Gas_Gas Boiler - Maintenance_A_Achievable Economic TRC Potential | F1 | Industrial | Industrial - WA | New | Space Heating | Natural Gas | Gas Boiler - Maintenance | A | Integrated Unit Energy Savings (kWh or therms) | Achievable Economic TRC Potential | 0 | 0 | 0.55099 | 0.54911 | 0.54733 | 0.54556 | 0.54374 | 0.54252 | 0.54157 | 0.54072 | 0.53984 | 0.53897 | 0.53811 | 0.53728 | 0.53648 | 0.53573 | 0.53503 | 0.53462 | 0.53428 | 0.53399 | 0.53373 | 0.53343 | 0.53358 | 0.53374 | 0.53391 | 0.53408 | 0.53424
F2_Industrial_Industrial - WA_New_Space Heating_Natural Gas_Gas Boiler - Maintenance_A_Achievable Economic TRC Potential | F2 | Industrial | Industrial - WA | New | Space Heating | Natural Gas | Gas Boiler - Maintenance | A | Integrated Unit Summer Peak Savings (kW) | Achievable Economic TRC Potential | 0 | 0 | 0 | 0 | 0 | 0 | 0 | 0 | 0 | 0 | 0 | 0 | 0 | 0 | 0 | 0 | 0 | 0 | 0 | 0 | 0 | 0 | 0 | 0 | 0 | 0 | 0
F3_Industrial_Industrial - WA_New_Space Heating_Natural Gas_Gas Boiler - Maintenance_A_Achievable Economic TRC Potential | F3 | Industrial | Industrial - WA | New | Space Heating | Natural Gas | Gas Boiler - Maintenance | A | Integrated Unit Winter Peak Savings (kW) | Achievable Economic TRC Potential | 0 | 0 | 0 | 0 | 0 | 0 | 0 | 0 | 0 | 0 | 0 | 0 | 0 | 0 | 0 | 0 | 0 | 0 | 0 | 0 | 0 | 0 | 0 | 0 | 0 | 0 | 0
F4_Industrial_Industrial - WA_New_Space Heating_Natural Gas_Gas Boiler - Maintenance_A_Achievable Economic TRC Potential | F4 | Industrial | Industrial - WA | New | Space Heating | Natural Gas | Gas Boiler - Maintenance | A | Incremental Energy Savings (MWh or mTherms) | Achievable Economic TRC Potential | 0 | 0 | 0.0013146 | 0.001223 | 0.0010091 | 0 | 0 | 0 | 0 | 0 | 0 | 0 | 0 | 0 | 0 | 0 | 0 | 0 | 0 | 0 | 0 | 0 | 0 | 0 | 0 | 0 | 0
F5_Industrial_Industrial - WA_New_Space Heating_Natural Gas_Gas Boiler - Maintenance_A_Achievable Economic TRC Potential | F5 | Industrial | Industrial - WA | New | Space Heating | Natural Gas | Gas Boiler - Maintenance | A | Incremental Summer Peak Savings (MW) | Achievable Economic TRC Potential | 0 | 0 | 0 | 0 | 0 | 0 | 0 | 0 | 0 | 0 | 0 | 0 | 0 | 0 | 0 | 0 | 0 | 0 | 0 | 0 | 0 | 0 | 0 | 0 | 0 | 0 | 0
F6_Industrial_Industrial - WA_New_Space Heating_Natural Gas_Gas Boiler - Maintenance_A_Achievable Economic TRC Potential | F6 | Industrial | Industrial - WA | New | Space Heating | Natural Gas | Gas Boiler - Maintenance | A | Incremental Winter Peak Savings (MW) | Achievable Economic TRC Potential | 0 | 0 | 0 | 0 | 0 | 0 | 0 | 0 | 0 | 0 | 0 | 0 | 0 | 0 | 0 | 0 | 0 | 0 | 0 | 0 | 0 | 0 | 0 | 0 | 0 | 0 | 0
F7_Industrial_Industrial - WA_New_Space Heating_Natural Gas_Gas Boiler - Maintenance_A_Achievable Economic TRC Potential | F7 | Industrial | Industrial - WA | New | Space Heating | Natural Gas | Gas Boiler - Maintenance | A | Cumulative Energy Savings (MWh or mTherms) | Achievable Economic TRC Potential | 0 | 0 | 0.0013146 | 0.0025331 | 0.003534 | 0.0035225 | 0.0035108 | 0.0035029 | 0.0034968 | 0.0034913 | 0.0034856 | 0.00348 | 0.0034744 | 0.0034691 | 0.0034639 | 0.0034591 | 0.0034546 | 0.0034519 | 0.0034497 | 0.0034478 | 0.0034461 | 0.0034442 | 0.0034452 | 0.0034463 | 0.0034473 | 0.0034484 | 0.0034494
F8_Industrial_Industrial - WA_New_Space Heating_Natural Gas_Gas Boiler - Maintenance_A_Achievable Economic TRC Potential | F8 | Industrial | Industrial - WA | New | Space Heating | Natural Gas | Gas Boiler - Maintenance | A | Cumulative Summer Peak Savings (MW) | Achievable Economic TRC Potential | 0 | 0 | 0 | 0 | 0 | 0 | 0 | 0 | 0 | 0 | 0 | 0 | 0 | 0 | 0 | 0 | 0 | 0 | 0 | 0 | 0 | 0 | 0 | 0 | 0 | 0 | 0
F9_Industrial_Industrial - WA_New_Space Heating_Natural Gas_Gas Boiler - Maintenance_A_Achievable Economic TRC Potential | F9 | Industrial | Industrial - WA | New | Space Heating | Natural Gas | Gas Boiler - Maintenance | A | Cumulative Winter Peak Savings (MW) | Achievable Economic TRC Potential | 0 | 0 | 0 | 0 | 0 | 0 | 0 | 0 | 0 | 0 | 0 | 0 | 0 | 0 | 0 | 0 | 0 | 0 | 0 | 0 | 0 | 0 | 0 | 0 | 0 | 0 | 0
F10_Industrial_Industrial - WA_New_Space Heating_Natural Gas_Gas Boiler - Maintenance_A_Achievable Economic TRC Potential | F10 | Industrial | Industrial - WA | New | Space Heating | Natural Gas | Gas Boiler - Maintenance | A | Purchases (Incremental) | Achievable Economic TRC Potential | 0 | 0 | 2.3859 | 2.2272 | 1.8436 | 0 | 0 | 0 | 0 | 0 | 0 | 0 | 0 | 0 | 0 | 0 | 0 | 0 | 0 | 0 | 0 | 0 | 0 | 0 | 0 | 0 | 0
F11_Industrial_Industrial - WA_New_Space Heating_Natural Gas_Gas Boiler - Maintenance_A_Achievable Economic TRC Potential | F11 | Industrial | Industrial - WA | New | Space Heating | Natural Gas | Gas Boiler - Maintenance | A | Purchases (Cumulative) | Achievable Economic TRC Potential | 0 | 0 | 2.3859 | 4.6131 | 6.4567 | 6.4567 | 6.4567 | 6.4567 | 6.4567 | 6.4567 | 6.4567 | 6.4567 | 6.4567 | 6.4567 | 6.4567 | 6.4567 | 6.4567 | 6.4567 | 6.4567 | 6.4567 | 6.4567 | 6.4567 | 6.4567 | 6.4567 | 6.4567 | 6.4567 | 6.4567
F1_Industrial_Industrial - WA_New_Space Heating_Natural Gas_Gas Furnace - Maintenance_A_Achievable Economic TRC Potential | F1 | Industrial | Industrial - WA | New | Space Heating | Natural Gas | Gas Furnace - Maintenance | A | Integrated Unit Energy Savings (kWh or therms) | Achievable Economic TRC Potential | 0 | 0 | 0.48386 | 0.46884 | 0.46074 | 0.45534 | 0.45163 | 0.44875 | 0.44638 | 0.4443 | 0.44238 | 0.4406 | 0.43896 | 0.43744 | 0.43604 | 0.43474 | 0.43355 | 0.43266 | 0.43187 | 0.43056 | 0.4289 | 0.42739 | 0.42638 | 0.42551 | 0.42475 | 0.42408 | 0.4235
F2_Industrial_Industrial - WA_New_Space Heating_Natural Gas_Gas Furnace - Maintenance_A_Achievable Economic TRC Potential | F2 | Industrial | Industrial - WA | New | Space Heating | Natural Gas | Gas Furnace - Maintenance | A | Integrated Unit Summer Peak Savings (kW) | Achievable Economic TRC Potential | 0 | 0 | 0 | 0 | 0 | 0 | 0 | 0 | 0 | 0 | 0 | 0 | 0 | 0 | 0 | 0 | 0 | 0 | 0 | 0 | 0 | 0 | 0 | 0 | 0 | 0 | 0
F3_Industrial_Industrial - WA_New_Space Heating_Natural Gas_Gas Furnace - Maintenance_A_Achievable Economic TRC Potential | F3 | Industrial | Industrial - WA | New | Space Heating | Natural Gas | Gas Furnace - Maintenance | A | Integrated Unit Winter Peak Savings (kW) | Achievable Economic TRC Potential | 0 | 0 | 0 | 0 | 0 | 0 | 0 | 0 | 0 | 0 | 0 | 0 | 0 | 0 | 0 | 0 | 0 | 0 | 0 | 0 | 0 | 0 | 0 | 0 | 0 | 0 | 0
F4_Industrial_Industrial - WA_New_Space Heating_Natural Gas_Gas Furnace - Maintenance_A_Achievable Economic TRC Potential | F4 | Industrial | Industrial - WA | New | Space Heating | Natural Gas | Gas Furnace - Maintenance | A | Incremental Energy Savings (MWh or mTherms) | Achievable Economic TRC Potential | 0 | 0 | 0.0007234 | 0.0006543 | 0.00053227 | 0 | 0 | 0 | 0 | 0 | 0 | 0 | 0 | 0 | 0 | 0 | 0 | 0 | 0 | 0 | 0 | 0 | 0 | 0 | 0 | 0 | 0
F5_Industrial_Industrial - WA_New_Space Heating_Natural Gas_Gas Furnace - Maintenance_A_Achievable Economic TRC Potential | F5 | Industrial | Industrial - WA | New | Space Heating | Natural Gas | Gas Furnace - Maintenance | A | Incremental Summer Peak Savings (MW) | Achievable Economic TRC Potential | 0 | 0 | 0 | 0 | 0 | 0 | 0 | 0 | 0 | 0 | 0 | 0 | 0 | 0 | 0 | 0 | 0 | 0 | 0 | 0 | 0 | 0 | 0 | 0 | 0 | 0 | 0
F6_Industrial_Industrial - WA_New_Space Heating_Natural Gas_Gas Furnace - Maintenance_A_Achievable Economic TRC Potential | F6 | Industrial | Industrial - WA | New | Space Heating | Natural Gas | Gas Furnace - Maintenance | A | Incremental Winter Peak Savings (MW) | Achievable Economic TRC Potential | 0 | 0 | 0 | 0 | 0 | 0 | 0 | 0 | 0 | 0 | 0 | 0 | 0 | 0 | 0 | 0 | 0 | 0 | 0 | 0 | 0 | 0 | 0 | 0 | 0 | 0 | 0
F7_Industrial_Industrial - WA_New_Space Heating_Natural Gas_Gas Furnace - Maintenance_A_Achievable Economic TRC Potential | F7 | Industrial | Industrial - WA | New | Space Heating | Natural Gas | Gas Furnace - Maintenance | A | Cumulative Energy Savings (MWh or mTherms) | Achievable Economic TRC Potential | 0 | 0 | 0.0007234 | 0.0013552 | 0.0018641 | 0.0018422 | 0.0018272 | 0.0018156 | 0.001806 | 0.0017976 | 0.0017898 | 0.0017826 | 0.001776 | 0.0017698 | 0.0017641 | 0.0017589 | 0.0017541 | 0.0017505 | 0.0017473 | 0.001742 | 0.0017353 | 0.0017291 | 0.0017251 | 0.0017215 | 0.0017185 | 0.0017158 | 0.0017134
F8_Industrial_Industrial - WA_New_Space Heating_Natural Gas_Gas Furnace - Maintenance_A_Achievable Economic TRC Potential | F8 | Industrial | Industrial - WA | New | Space Heating | Natural Gas | Gas Furnace - Maintenance | A | Cumulative Summer Peak Savings (MW) | Achievable Economic TRC Potential | 0 | 0 | 0 | 0 | 0 | 0 | 0 | 0 | 0 | 0 | 0 | 0 | 0 | 0 | 0 | 0 | 0 | 0 | 0 | 0 | 0 | 0 | 0 | 0 | 0 | 0 | 0
F9_Industrial_Industrial - WA_New_Space Heating_Natural Gas_Gas Furnace - Maintenance_A_Achievable Economic TRC Potential | F9 | Industrial | Industrial - WA | New | Space Heating | Natural Gas | Gas Furnace - Maintenance | A | Cumulative Winter Peak Savings (MW) | Achievable Economic TRC Potential | 0 | 0 | 0 | 0 | 0 | 0 | 0 | 0 | 0 | 0 | 0 | 0 | 0 | 0 | 0 | 0 | 0 | 0 | 0 | 0 | 0 | 0 | 0 | 0 | 0 | 0 | 0
F10_Industrial_Industrial - WA_New_Space Heating_Natural Gas_Gas Furnace - Maintenance_A_Achievable Economic TRC Potential | F10 | Industrial | Industrial - WA | New | Space Heating | Natural Gas | Gas Furnace - Maintenance | A | Purchases (Incremental) | Achievable Economic TRC Potential | 0 | 0 | 1.4951 | 1.3956 | 1.1552 | 0 | 0 | 0 | 0 | 0 | 0 | 0 | 0 | 0 | 0 | 0 | 0 | 0 | 0 | 0 | 0 | 0 | 0 | 0 | 0 | 0 | 0
F11_Industrial_Industrial - WA_New_Space Heating_Natural Gas_Gas Furnace - Maintenance_A_Achievable Economic TRC Potential | F11 | Industrial | Industrial - WA | New | Space Heating | Natural Gas | Gas Furnace - Maintenance | A | Purchases (Cumulative) | Achievable Economic TRC Potential | 0 | 0 | 1.4951 | 2.8906 | 4.0459 | 4.0459 | 4.0459 | 4.0459 | 4.0459 | 4.0459 | 4.0459 | 4.0459 | 4.0459 | 4.0459 | 4.0459 | 4.0459 | 4.0459 | 4.0459 | 4.0459 | 4.0459 | 4.0459 | 4.0459 | 4.0459 | 4.0459 | 4.0459 | 4.0459 | 4.0459
F1_Industrial_Industrial - WA_New_Space Heating_Natural Gas_Gas Furnace - Tube Inserts_A_Achievable Economic TRC Potential | F1 | Industrial | Industrial - WA | New | Space Heating | Natural Gas | Gas Furnace - Tube Inserts | A | Integrated Unit Energy Savings (kWh or therms) | Achievable Economic TRC Potential | 0 | 0 | 0 | 0 | 0 | 0 | 0 | 0 | 0 | 0 | 0 | 0 | 0 | 0 | 0 | 0 | 0 | 0 | 0 | 0 | 0 | 0 | 0 | 0 | 0 | 0 | 0
F2_Industrial_Industrial - WA_New_Space Heating_Natural Gas_Gas Furnace - Tube Inserts_A_Achievable Economic TRC Potential | F2 | Industrial | Industrial - WA | New | Space Heating | Natural Gas | Gas Furnace - Tube Inserts | A | Integrated Unit Summer Peak Savings (kW) | Achievable Economic TRC Potential | 0 | 0 | 0 | 0 | 0 | 0 | 0 | 0 | 0 | 0 | 0 | 0 | 0 | 0 | 0 | 0 | 0 | 0 | 0 | 0 | 0 | 0 | 0 | 0 | 0 | 0 | 0
F3_Industrial_Industrial - WA_New_Space Heating_Natural Gas_Gas Furnace - Tube Inserts_A_Achievable Economic TRC Potential | F3 | Industrial | Industrial - WA | New | Space Heating | Natural Gas | Gas Furnace - Tube Inserts | A | Integrated Unit Winter Peak Savings (kW) | Achievable Economic TRC Potential | 0 | 0 | 0 | 0 | 0 | 0 | 0 | 0 | 0 | 0 | 0 | 0 | 0 | 0 | 0 | 0 | 0 | 0 | 0 | 0 | 0 | 0 | 0 | 0 | 0 | 0 | 0
F4_Industrial_Industrial - WA_New_Space Heating_Natural Gas_Gas Furnace - Tube Inserts_A_Achievable Economic TRC Potential | F4 | Industrial | Industrial - WA | New | Space Heating | Natural Gas | Gas Furnace - Tube Inserts | A | Incremental Energy Savings (MWh or mTherms) | Achievable Economic TRC Potential | 0 | 0 | 0 | 0 | 0 | 0 | 0 | 0 | 0 | 0 | 0 | 0 | 0 | 0 | 0 | 0 | 0 | 0 | 0 | 0 | 0 | 0 | 0 | 0 | 0 | 0 | 0
F5_Industrial_Industrial - WA_New_Space Heating_Natural Gas_Gas Furnace - Tube Inserts_A_Achievable Economic TRC Potential | F5 | Industrial | Industrial - WA | New | Space Heating | Natural Gas | Gas Furnace - Tube Inserts | A | Incremental Summer Peak Savings (MW) | Achievable Economic TRC Potential | 0 | 0 | 0 | 0 | 0 | 0 | 0 | 0 | 0 | 0 | 0 | 0 | 0 | 0 | 0 | 0 | 0 | 0 | 0 | 0 | 0 | 0 | 0 | 0 | 0 | 0 | 0
F6_Industrial_Industrial - WA_New_Space Heating_Natural Gas_Gas Furnace - Tube Inserts_A_Achievable Economic TRC Potential | F6 | Industrial | Industrial - WA | New | Space Heating | Natural Gas | Gas Furnace - Tube Inserts | A | Incremental Winter Peak Savings (MW) | Achievable Economic TRC Potential | 0 | 0 | 0 | 0 | 0 | 0 | 0 | 0 | 0 | 0 | 0 | 0 | 0 | 0 | 0 | 0 | 0 | 0 | 0 | 0 | 0 | 0 | 0 | 0 | 0 | 0 | 0
F7_Industrial_Industrial - WA_New_Space Heating_Natural Gas_Gas Furnace - Tube Inserts_A_Achievable Economic TRC Potential | F7 | Industrial | Industrial - WA | New | Space Heating | Natural Gas | Gas Furnace - Tube Inserts | A | Cumulative Energy Savings (MWh or mTherms) | Achievable Economic TRC Potential | 0 | 0 | 0 | 0 | 0 | 0 | 0 | 0 | 0 | 0 | 0 | 0 | 0 | 0 | 0 | 0 | 0 | 0 | 0 | 0 | 0 | 0 | 0 | 0 | 0 | 0 | 0
F8_Industrial_Industrial - WA_New_Space Heating_Natural Gas_Gas Furnace - Tube Inserts_A_Achievable Economic TRC Potential | F8 | Industrial | Industrial - WA | New | Space Heating | Natural Gas | Gas Furnace - Tube Inserts | A | Cumulative Summer Peak Savings (MW) | Achievable Economic TRC Potential | 0 | 0 | 0 | 0 | 0 | 0 | 0 | 0 | 0 | 0 | 0 | 0 | 0 | 0 | 0 | 0 | 0 | 0 | 0 | 0 | 0 | 0 | 0 | 0 | 0 | 0 | 0
F9_Industrial_Industrial - WA_New_Space Heating_Natural Gas_Gas Furnace - Tube Inserts_A_Achievable Economic TRC Potential | F9 | Industrial | Industrial - WA | New | Space Heating | Natural Gas | Gas Furnace - Tube Inserts | A | Cumulative Winter Peak Savings (MW) | Achievable Economic TRC Potential | 0 | 0 | 0 | 0 | 0 | 0 | 0 | 0 | 0 | 0 | 0 | 0 | 0 | 0 | 0 | 0 | 0 | 0 | 0 | 0 | 0 | 0 | 0 | 0 | 0 | 0 | 0
F10_Industrial_Industrial - WA_New_Space Heating_Natural Gas_Gas Furnace - Tube Inserts_A_Achievable Economic TRC Potential | F10 | Industrial | Industrial - WA | New | Space Heating | Natural Gas | Gas Furnace - Tube Inserts | A | Purchases (Incremental) | Achievable Economic TRC Potential | 0 | 0 | 0 | 0 | 0 | 0 | 0 | 0 | 0 | 0 | 0 | 0 | 0 | 0 | 0 | 0 | 0 | 0 | 0 | 0 | 0 | 0 | 0 | 0 | 0 | 0 | 0
F11_Industrial_Industrial - WA_New_Space Heating_Natural Gas_Gas Furnace - Tube Inserts_A_Achievable Economic TRC Potential | F11 | Industrial | Industrial - WA | New | Space Heating | Natural Gas | Gas Furnace - Tube Inserts | A | Purchases (Cumulative) | Achievable Economic TRC Potential | 0 | 0 | 0 | 0 | 0 | 0 | 0 | 0 | 0 | 0 | 0 | 0 | 0 | 0 | 0 | 0 | 0 | 0 | 0 | 0 | 0 | 0 | 0 | 0 | 0 | 0 | 0
F1_Industrial_Industrial - WA_New_Space Heating_Natural Gas_Gas Boiler - Burner Control Optimization_A_Achievable Economic TRC Potential | F1 | Industrial | Industrial - WA | New | Space Heating | Natural Gas | Gas Boiler - Burner Control Optimization | A | Integrated Unit Energy Savings (kWh or therms) | Achievable Economic TRC Potential | 0 | 0 | 0.26631 | 0.26541 | 0.26456 | 0.26373 | 0.26288 | 0.26234 | 0.26194 | 0.26159 | 0.26123 | 0.26088 | 0.26052 | 0.26016 | 0.25981 | 0.25947 | 0.25914 | 0.25895 | 0.25878 | 0.25863 | 0.25849 | 0.25833 | 0.25839 | 0.25846 | 0.25853 | 0.2586 | 0.25866
F2_Industrial_Industrial - WA_New_Space Heating_Natural Gas_Gas Boiler - Burner Control Optimization_A_Achievable Economic TRC Potential | F2 | Industrial | Industrial - WA | New | Space Heating | Natural Gas | Gas Boiler - Burner Control Optimization | A | Integrated Unit Summer Peak Savings (kW) | Achievable Economic TRC Potential | 0 | 0 | 0 | 0 | 0 | 0 | 0 | 0 | 0 | 0 | 0 | 0 | 0 | 0 | 0 | 0 | 0 | 0 | 0 | 0 | 0 | 0 | 0 | 0 | 0 | 0 | 0
F3_Industrial_Industrial - WA_New_Space Heating_Natural Gas_Gas Boiler - Burner Control Optimization_A_Achievable Economic TRC Potential | F3 | Industrial | Industrial - WA | New | Space Heating | Natural Gas | Gas Boiler - Burner Control Optimization | A | Integrated Unit Winter Peak Savings (kW) | Achievable Economic TRC Potential | 0 | 0 | 0 | 0 | 0 | 0 | 0 | 0 | 0 | 0 | 0 | 0 | 0 | 0 | 0 | 0 | 0 | 0 | 0 | 0 | 0 | 0 | 0 | 0 | 0 | 0 | 0
F4_Industrial_Industrial - WA_New_Space Heating_Natural Gas_Gas Boiler - Burner Control Optimization_A_Achievable Economic TRC Potential | F4 | Industrial | Industrial - WA | New | Space Heating | Natural Gas | Gas Boiler - Burner Control Optimization | A | Incremental Energy Savings (MWh or mTherms) | Achievable Economic TRC Potential | 0 | 0 | 0.00025426 | 0.00053046 | 0.0012646 | 0.0024991 | 0.0041882 | 0.0062816 | 0.00852 | 0.010542 | 0.011989 | 0.012611 | 0.01234 | 0.011286 | 0.0096882 | 0.0078359 | 0.0059911 | 0.0043451 | 0.0029961 | 0.0019688 | 0.00098878 | 0.00034493 | 0 | 0 | 0 | 0 | 0
F5_Industrial_Industrial - WA_New_Space Heating_Natural Gas_Gas Boiler - Burner Control Optimization_A_Achievable Economic TRC Potential | F5 | Industrial | Industrial - WA | New | Space Heating | Natural Gas | Gas Boiler - Burner Control Optimization | A | Incremental Summer Peak Savings (MW) | Achievable Economic TRC Potential | 0 | 0 | 0 | 0 | 0 | 0 | 0 | 0 | 0 | 0 | 0 | 0 | 0 | 0 | 0 | 0 | 0 | 0 | 0 | 0 | 0 | 0 | 0 | 0 | 0 | 0 | 0
F6_Industrial_Industrial - WA_New_Space Heating_Natural Gas_Gas Boiler - Burner Control Optimization_A_Achievable Economic TRC Potential | F6 | Industrial | Industrial - WA | New | Space Heating | Natural Gas | Gas Boiler - Burner Control Optimization | A | Incremental Winter Peak Savings (MW) | Achievable Economic TRC Potential | 0 | 0 | 0 | 0 | 0 | 0 | 0 | 0 | 0 | 0 | 0 | 0 | 0 | 0 | 0 | 0 | 0 | 0 | 0 | 0 | 0 | 0 | 0 | 0 | 0 | 0 | 0
F7_Industrial_Industrial - WA_New_Space Heating_Natural Gas_Gas Boiler - Burner Control Optimization_A_Achievable Economic TRC Potential | F7 | Industrial | Industrial - WA | New | Space Heating | Natural Gas | Gas Boiler - Burner Control Optimization | A | Cumulative Energy Savings (MWh or mTherms) | Achievable Economic TRC Potential | 0 | 0 | 0.00025426 | 0.00078386 | 0.0020459 | 0.0045385 | 0.0087122 | 0.014976 | 0.023473 | 0.033984 | 0.045927 | 0.058475 | 0.070735 | 0.081924 | 0.091502 | 0.099218 | 0.10508 | 0.10935 | 0.11227 | 0.11418 | 0.11511 | 0.11538 | 0.11541 | 0.11544 | 0.11547 | 0.1155 | 0.11553
F8_Industrial_Industrial - WA_New_Space Heating_Natural Gas_Gas Boiler - Burner Control Optimization_A_Achievable Economic TRC Potential | F8 | Industrial | Industrial - WA | New | Space Heating | Natural Gas | Gas Boiler - Burner Control Optimization | A | Cumulative Summer Peak Savings (MW) | Achievable Economic TRC Potential | 0 | 0 | 0 | 0 | 0 | 0 | 0 | 0 | 0 | 0 | 0 | 0 | 0 | 0 | 0 | 0 | 0 | 0 | 0 | 0 | 0 | 0 | 0 | 0 | 0 | 0 | 0
F9_Industrial_Industrial - WA_New_Space Heating_Natural Gas_Gas Boiler - Burner Control Optimization_A_Achievable Economic TRC Potential | F9 | Industrial | Industrial - WA | New | Space Heating | Natural Gas | Gas Boiler - Burner Control Optimization | A | Cumulative Winter Peak Savings (MW) | Achievable Economic TRC Potential | 0 | 0 | 0 | 0 | 0 | 0 | 0 | 0 | 0 | 0 | 0 | 0 | 0 | 0 | 0 | 0 | 0 | 0 | 0 | 0 | 0 | 0 | 0 | 0 | 0 | 0 | 0
F10_Industrial_Industrial - WA_New_Space Heating_Natural Gas_Gas Boiler - Burner Control Optimization_A_Achievable Economic TRC Potential | F10 | Industrial | Industrial - WA | New | Space Heating | Natural Gas | Gas Boiler - Burner Control Optimization | A | Purchases (Incremental) | Achievable Economic TRC Potential | 0 | 0 | 0.95473 | 1.9986 | 4.7798 | 9.4759 | 15.9319 | 23.9447 | 32.527 | 40.3015 | 45.893 | 48.3424 | 47.3669 | 43.3792 | 37.2892 | 30.1995 | 23.1191 | 16.78 | 11.5777 | 7.6122 | 3.8252 | 1.3352 | 0 | 0 | 0 | 0 | 0
F11_Industrial_Industrial - WA_New_Space Heating_Natural Gas_Gas Boiler - Burner Control Optimization_A_Achievable Economic TRC Potential | F11 | Industrial | Industrial - WA | New | Space Heating | Natural Gas | Gas Boiler - Burner Control Optimization | A | Purchases (Cumulative) | Achievable Economic TRC Potential | 0 | 0 | 0.95473 | 2.9534 | 7.7332 | 17.2091 | 33.1411 | 57.0858 | 89.6127 | 129.9142 | 175.8072 | 224.1496 | 271.5165 | 314.8957 | 352.1849 | 382.3844 | 405.5035 | 422.2835 | 433.8612 | 441.4734 | 445.2986 | 446.6339 | 446.6339 | 446.6339 | 446.6339 | 446.6339 | 446.6339
F1_Industrial_Industrial - WA_New_Space Heating_Natural Gas_Gas Boiler - High Turndown Burner_A_Achievable Economic TRC Potential | F1 | Industrial | Industrial - WA | New | Space Heating | Natural Gas | Gas Boiler - High Turndown Burner | A | Integrated Unit Energy Savings (kWh or therms) | Achievable Economic TRC Potential | 0 | 0 | 0.91832 | 0.91522 | 0.91229 | 0.90941 | 0.90649 | 0.90461 | 0.90323 | 0.90203 | 0.90081 | 0.89957 | 0.89834 | 0.89711 | 0.89591 | 0.89473 | 0.89359 | 0.89292 | 0.89234 | 0.89183 | 0.89134 | 0.8908 | 0.89101 | 0.89124 | 0.89147 | 0.89171 | 0.89194
F2_Industrial_Industrial - WA_New_Space Heating_Natural Gas_Gas Boiler - High Turndown Burner_A_Achievable Economic TRC Potential | F2 | Industrial | Industrial - WA | New | Space Heating | Natural Gas | Gas Boiler - High Turndown Burner | A | Integrated Unit Summer Peak Savings (kW) | Achievable Economic TRC Potential | 0 | 0 | 0 | 0 | 0 | 0 | 0 | 0 | 0 | 0 | 0 | 0 | 0 | 0 | 0 | 0 | 0 | 0 | 0 | 0 | 0 | 0 | 0 | 0 | 0 | 0 | 0
F3_Industrial_Industrial - WA_New_Space Heating_Natural Gas_Gas Boiler - High Turndown Burner_A_Achievable Economic TRC Potential | F3 | Industrial | Industrial - WA | New | Space Heating | Natural Gas | Gas Boiler - High Turndown Burner | A | Integrated Unit Winter Peak Savings (kW) | Achievable Economic TRC Potential | 0 | 0 | 0 | 0 | 0 | 0 | 0 | 0 | 0 | 0 | 0 | 0 | 0 | 0 | 0 | 0 | 0 | 0 | 0 | 0 | 0 | 0 | 0 | 0 | 0 | 0 | 0
F4_Industrial_Industrial - WA_New_Space Heating_Natural Gas_Gas Boiler - High Turndown Burner_A_Achievable Economic TRC Potential | F4 | Industrial | Industrial - WA | New | Space Heating | Natural Gas | Gas Boiler - High Turndown Burner | A | Incremental Energy Savings (MWh or mTherms) | Achievable Economic TRC Potential | 0 | 0 | 0 | 0 | 0 | 0 | 0 | 0 | 0 | 0 | 0 | 0 | 0 | 0 | 0 | 0 | 0 | 0 | 0 | 0 | 0 | 0 | 0 | 0 | 0 | 0 | 0
F5_Industrial_Industrial - WA_New_Space Heating_Natural Gas_Gas Boiler - High Turndown Burner_A_Achievable Economic TRC Potential | F5 | Industrial | Industrial - WA | New | Space Heating | Natural Gas | Gas Boiler - High Turndown Burner | A | Incremental Summer Peak Savings (MW) | Achievable Economic TRC Potential | 0 | 0 | 0 | 0 | 0 | 0 | 0 | 0 | 0 | 0 | 0 | 0 | 0 | 0 | 0 | 0 | 0 | 0 | 0 | 0 | 0 | 0 | 0 | 0 | 0 | 0 | 0
F6_Industrial_Industrial - WA_New_Space Heating_Natural Gas_Gas Boiler - High Turndown Burner_A_Achievable Economic TRC Potential | F6 | Industrial | Industrial - WA | New | Space Heating | Natural Gas | Gas Boiler - High Turndown Burner | A | Incremental Winter Peak Savings (MW) | Achievable Economic TRC Potential | 0 | 0 | 0 | 0 | 0 | 0 | 0 | 0 | 0 | 0 | 0 | 0 | 0 | 0 | 0 | 0 | 0 | 0 | 0 | 0 | 0 | 0 | 0 | 0 | 0 | 0 | 0
F7_Industrial_Industrial - WA_New_Space Heating_Natural Gas_Gas Boiler - High Turndown Burner_A_Achievable Economic TRC Potential | F7 | Industrial | Industrial - WA | New | Space Heating | Natural Gas | Gas Boiler - High Turndown Burner | A | Cumulative Energy Savings (MWh or mTherms) | Achievable Economic TRC Potential | 0 | 0 | 0 | 0 | 0 | 0 | 0 | 0 | 0 | 0 | 0 | 0 | 0 | 0 | 0 | 0 | 0 | 0 | 0 | 0 | 0 | 0 | 0 | 0 | 0 | 0 | 0
F8_Industrial_Industrial - WA_New_Space Heating_Natural Gas_Gas Boiler - High Turndown Burner_A_Achievable Economic TRC Potential | F8 | Industrial | Industrial - WA | New | Space Heating | Natural Gas | Gas Boiler - High Turndown Burner | A | Cumulative Summer Peak Savings (MW) | Achievable Economic TRC Potential | 0 | 0 | 0 | 0 | 0 | 0 | 0 | 0 | 0 | 0 | 0 | 0 | 0 | 0 | 0 | 0 | 0 | 0 | 0 | 0 | 0 | 0 | 0 | 0 | 0 | 0 | 0
F9_Industrial_Industrial - WA_New_Space Heating_Natural Gas_Gas Boiler - High Turndown Burner_A_Achievable Economic TRC Potential | F9 | Industrial | Industrial - WA | New | Space Heating | Natural Gas | Gas Boiler - High Turndown Burner | A | Cumulative Winter Peak Savings (MW) | Achievable Economic TRC Potential | 0 | 0 | 0 | 0 | 0 | 0 | 0 | 0 | 0 | 0 | 0 | 0 | 0 | 0 | 0 | 0 | 0 | 0 | 0 | 0 | 0 | 0 | 0 | 0 | 0 | 0 | 0
F10_Industrial_Industrial - WA_New_Space Heating_Natural Gas_Gas Boiler - High Turndown Burner_A_Achievable Economic TRC Potential | F10 | Industrial | Industrial - WA | New | Space Heating | Natural Gas | Gas Boiler - High Turndown Burner | A | Purchases (Incremental) | Achievable Economic TRC Potential | 0 | 0 | 0 | 0 | 0 | 0 | 0 | 0 | 0 | 0 | 0 | 0 | 0 | 0 | 0 | 0 | 0 | 0 | 0 | 0 | 0 | 0 | 0 | 0 | 0 | 0 | 0
F11_Industrial_Industrial - WA_New_Space Heating_Natural Gas_Gas Boiler - High Turndown Burner_A_Achievable Economic TRC Potential | F11 | Industrial | Industrial - WA | New | Space Heating | Natural Gas | Gas Boiler - High Turndown Burner | A | Purchases (Cumulative) | Achievable Economic TRC Potential | 0 | 0 | 0 | 0 | 0 | 0 | 0 | 0 | 0 | 0 | 0 | 0 | 0 | 0 | 0 | 0 | 0 | 0 | 0 | 0 | 0 | 0 | 0 | 0 | 0 | 0 | 0
F1_Industrial_Industrial - WA_New_Space Heating_Natural Gas_Gas Boiler - Hot Water Reset_A_Achievable Economic TRC Potential | F1 | Industrial | Industrial - WA | New | Space Heating | Natural Gas | Gas Boiler - Hot Water Reset | A | Integrated Unit Energy Savings (kWh or therms) | Achievable Economic TRC Potential | 0 | 0 | 979.545 | 976.2317 | 973.1059 | 970.0351 | 966.928 | 964.9203 | 963.4457 | 962.1674 | 960.8633 | 959.546 | 958.2276 | 956.9191 | 955.6322 | 954.3784 | 953.1672 | 952.4525 | 951.8284 | 951.283 | 950.7674 | 950.1876 | 950.4107 | 950.6534 | 950.905 | 951.158 | 951.4073
F2_Industrial_Industrial - WA_New_Space Heating_Natural Gas_Gas Boiler - Hot Water Reset_A_Achievable Economic TRC Potential | F2 | Industrial | Industrial - WA | New | Space Heating | Natural Gas | Gas Boiler - Hot Water Reset | A | Integrated Unit Summer Peak Savings (kW) | Achievable Economic TRC Potential | 0 | 0 | 0 | 0 | 0 | 0 | 0 | 0 | 0 | 0 | 0 | 0 | 0 | 0 | 0 | 0 | 0 | 0 | 0 | 0 | 0 | 0 | 0 | 0 | 0 | 0 | 0
F3_Industrial_Industrial - WA_New_Space Heating_Natural Gas_Gas Boiler - Hot Water Reset_A_Achievable Economic TRC Potential | F3 | Industrial | Industrial - WA | New | Space Heating | Natural Gas | Gas Boiler - Hot Water Reset | A | Integrated Unit Winter Peak Savings (kW) | Achievable Economic TRC Potential | 0 | 0 | 0 | 0 | 0 | 0 | 0 | 0 | 0 | 0 | 0 | 0 | 0 | 0 | 0 | 0 | 0 | 0 | 0 | 0 | 0 | 0 | 0 | 0 | 0 | 0 | 0
F4_Industrial_Industrial - WA_New_Space Heating_Natural Gas_Gas Boiler - Hot Water Reset_A_Achievable Economic TRC Potential | F4 | Industrial | Industrial - WA | New | Space Heating | Natural Gas | Gas Boiler - Hot Water Reset | A | Incremental Energy Savings (MWh or mTherms) | Achievable Economic TRC Potential | 0 | 0 | 0 | 0 | 0 | 0 | 0 | 0 | 0 | 0 | 0 | 0 | 0 | 0 | 0 | 0 | 0 | 0 | 0 | 0 | 0 | 0 | 0 | 0 | 0 | 0 | 0
F5_Industrial_Industrial - WA_New_Space Heating_Natural Gas_Gas Boiler - Hot Water Reset_A_Achievable Economic TRC Potential | F5 | Industrial | Industrial - WA | New | Space Heating | Natural Gas | Gas Boiler - Hot Water Reset | A | Incremental Summer Peak Savings (MW) | Achievable Economic TRC Potential | 0 | 0 | 0 | 0 | 0 | 0 | 0 | 0 | 0 | 0 | 0 | 0 | 0 | 0 | 0 | 0 | 0 | 0 | 0 | 0 | 0 | 0 | 0 | 0 | 0 | 0 | 0
F6_Industrial_Industrial - WA_New_Space Heating_Natural Gas_Gas Boiler - Hot Water Reset_A_Achievable Economic TRC Potential | F6 | Industrial | Industrial - WA | New | Space Heating | Natural Gas | Gas Boiler - Hot Water Reset | A | Incremental Winter Peak Savings (MW) | Achievable Economic TRC Potential | 0 | 0 | 0 | 0 | 0 | 0 | 0 | 0 | 0 | 0 | 0 | 0 | 0 | 0 | 0 | 0 | 0 | 0 | 0 | 0 | 0 | 0 | 0 | 0 | 0 | 0 | 0
F7_Industrial_Industrial - WA_New_Space Heating_Natural Gas_Gas Boiler - Hot Water Reset_A_Achievable Economic TRC Potential | F7 | Industrial | Industrial - WA | New | Space Heating | Natural Gas | Gas Boiler - Hot Water Reset | A | Cumulative Energy Savings (MWh or mTherms) | Achievable Economic TRC Potential | 0 | 0 | 0 | 0 | 0 | 0 | 0 | 0 | 0 | 0 | 0 | 0 | 0 | 0 | 0 | 0 | 0 | 0 | 0 | 0 | 0 | 0 | 0 | 0 | 0 | 0 | 0
F8_Industrial_Industrial - WA_New_Space Heating_Natural Gas_Gas Boiler - Hot Water Reset_A_Achievable Economic TRC Potential | F8 | Industrial | Industrial - WA | New | Space Heating | Natural Gas | Gas Boiler - Hot Water Reset | A | Cumulative Summer Peak Savings (MW) | Achievable Economic TRC Potential | 0 | 0 | 0 | 0 | 0 | 0 | 0 | 0 | 0 | 0 | 0 | 0 | 0 | 0 | 0 | 0 | 0 | 0 | 0 | 0 | 0 | 0 | 0 | 0 | 0 | 0 | 0
F9_Industrial_Industrial - WA_New_Space Heating_Natural Gas_Gas Boiler - Hot Water Reset_A_Achievable Economic TRC Potential | F9 | Industrial | Industrial - WA | New | Space Heating | Natural Gas | Gas Boiler - Hot Water Reset | A | Cumulative Winter Peak Savings (MW) | Achievable Economic TRC Potential | 0 | 0 | 0 | 0 | 0 | 0 | 0 | 0 | 0 | 0 | 0 | 0 | 0 | 0 | 0 | 0 | 0 | 0 | 0 | 0 | 0 | 0 | 0 | 0 | 0 | 0 | 0
F10_Industrial_Industrial - WA_New_Space Heating_Natural Gas_Gas Boiler - Hot Water Reset_A_Achievable Economic TRC Potential | F10 | Industrial | Industrial - WA | New | Space Heating | Natural Gas | Gas Boiler - Hot Water Reset | A | Purchases (Incremental) | Achievable Economic TRC Potential | 0 | 0 | 0 | 0 | 0 | 0 | 0 | 0 | 0 | 0 | 0 | 0 | 0 | 0 | 0 | 0 | 0 | 0 | 0 | 0 | 0 | 0 | 0 | 0 | 0 | 0 | 0
F11_Industrial_Industrial - WA_New_Space Heating_Natural Gas_Gas Boiler - Hot Water Reset_A_Achievable Economic TRC Potential | F11 | Industrial | Industrial - WA | New | Space Heating | Natural Gas | Gas Boiler - Hot Water Reset | A | Purchases (Cumulative) | Achievable Economic TRC Potential | 0 | 0 | 0 | 0 | 0 | 0 | 0 | 0 | 0 | 0 | 0 | 0 | 0 | 0 | 0 | 0 | 0 | 0 | 0 | 0 | 0 | 0 | 0 | 0 | 0 | 0 | 0
F1_Industrial_Industrial - WA_New_Space Heating_Natural Gas_Gas Boiler - Insulate Hot Water Lines_A_Achievable Economic TRC Potential | F1 | Industrial | Industrial - WA | New | Space Heating | Natural Gas | Gas Boiler - Insulate Hot Water Lines | A | Integrated Unit Energy Savings (kWh or therms) | Achievable Economic TRC Potential | 0 | 0 | 4.409 | 4.394 | 4.3797 | 4.3655 | 4.351 | 4.3412 | 4.3336 | 4.3268 | 4.3198 | 4.3128 | 4.3059 | 4.2993 | 4.2929 | 4.2869 | 4.2813 | 4.278 | 4.2753 | 4.273 | 4.2709 | 4.2685 | 4.2697 | 4.271 | 4.2723 | 4.2737 | 4.275
F2_Industrial_Industrial - WA_New_Space Heating_Natural Gas_Gas Boiler - Insulate Hot Water Lines_A_Achievable Economic TRC Potential | F2 | Industrial | Industrial - WA | New | Space Heating | Natural Gas | Gas Boiler - Insulate Hot Water Lines | A | Integrated Unit Summer Peak Savings (kW) | Achievable Economic TRC Potential | 0 | 0 | 0 | 0 | 0 | 0 | 0 | 0 | 0 | 0 | 0 | 0 | 0 | 0 | 0 | 0 | 0 | 0 | 0 | 0 | 0 | 0 | 0 | 0 | 0 | 0 | 0
F3_Industrial_Industrial - WA_New_Space Heating_Natural Gas_Gas Boiler - Insulate Hot Water Lines_A_Achievable Economic TRC Potential | F3 | Industrial | Industrial - WA | New | Space Heating | Natural Gas | Gas Boiler - Insulate Hot Water Lines | A | Integrated Unit Winter Peak Savings (kW) | Achievable Economic TRC Potential | 0 | 0 | 0 | 0 | 0 | 0 | 0 | 0 | 0 | 0 | 0 | 0 | 0 | 0 | 0 | 0 | 0 | 0 | 0 | 0 | 0 | 0 | 0 | 0 | 0 | 0 | 0
F4_Industrial_Industrial - WA_New_Space Heating_Natural Gas_Gas Boiler - Insulate Hot Water Lines_A_Achievable Economic TRC Potential | F4 | Industrial | Industrial - WA | New | Space Heating | Natural Gas | Gas Boiler - Insulate Hot Water Lines | A | Incremental Energy Savings (MWh or mTherms) | Achievable Economic TRC Potential | 0 | 0 | 0 | 0 | 0 | 0 | 0 | 0 | 0 | 0 | 0 | 0 | 0 | 0 | 0 | 0 | 0 | 0 | 0 | 0 | 0 | 0 | 0 | 0 | 0 | 0 | 0
F5_Industrial_Industrial - WA_New_Space Heating_Natural Gas_Gas Boiler - Insulate Hot Water Lines_A_Achievable Economic TRC Potential | F5 | Industrial | Industrial - WA | New | Space Heating | Natural Gas | Gas Boiler - Insulate Hot Water Lines | A | Incremental Summer Peak Savings (MW) | Achievable Economic TRC Potential | 0 | 0 | 0 | 0 | 0 | 0 | 0 | 0 | 0 | 0 | 0 | 0 | 0 | 0 | 0 | 0 | 0 | 0 | 0 | 0 | 0 | 0 | 0 | 0 | 0 | 0 | 0
F6_Industrial_Industrial - WA_New_Space Heating_Natural Gas_Gas Boiler - Insulate Hot Water Lines_A_Achievable Economic TRC Potential | F6 | Industrial | Industrial - WA | New | Space Heating | Natural Gas | Gas Boiler - Insulate Hot Water Lines | A | Incremental Winter Peak Savings (MW) | Achievable Economic TRC Potential | 0 | 0 | 0 | 0 | 0 | 0 | 0 | 0 | 0 | 0 | 0 | 0 | 0 | 0 | 0 | 0 | 0 | 0 | 0 | 0 | 0 | 0 | 0 | 0 | 0 | 0 | 0
F7_Industrial_Industrial - WA_New_Space Heating_Natural Gas_Gas Boiler - Insulate Hot Water Lines_A_Achievable Economic TRC Potential | F7 | Industrial | Industrial - WA | New | Space Heating | Natural Gas | Gas Boiler - Insulate Hot Water Lines | A | Cumulative Energy Savings (MWh or mTherms) | Achievable Economic TRC Potential | 0 | 0 | 0 | 0 | 0 | 0 | 0 | 0 | 0 | 0 | 0 | 0 | 0 | 0 | 0 | 0 | 0 | 0 | 0 | 0 | 0 | 0 | 0 | 0 | 0 | 0 | 0
F8_Industrial_Industrial - WA_New_Space Heating_Natural Gas_Gas Boiler - Insulate Hot Water Lines_A_Achievable Economic TRC Potential | F8 | Industrial | Industrial - WA | New | Space Heating | Natural Gas | Gas Boiler - Insulate Hot Water Lines | A | Cumulative Summer Peak Savings (MW) | Achievable Economic TRC Potential | 0 | 0 | 0 | 0 | 0 | 0 | 0 | 0 | 0 | 0 | 0 | 0 | 0 | 0 | 0 | 0 | 0 | 0 | 0 | 0 | 0 | 0 | 0 | 0 | 0 | 0 | 0
F9_Industrial_Industrial - WA_New_Space Heating_Natural Gas_Gas Boiler - Insulate Hot Water Lines_A_Achievable Economic TRC Potential | F9 | Industrial | Industrial - WA | New | Space Heating | Natural Gas | Gas Boiler - Insulate Hot Water Lines | A | Cumulative Winter Peak Savings (MW) | Achievable Economic TRC Potential | 0 | 0 | 0 | 0 | 0 | 0 | 0 | 0 | 0 | 0 | 0 | 0 | 0 | 0 | 0 | 0 | 0 | 0 | 0 | 0 | 0 | 0 | 0 | 0 | 0 | 0 | 0
F10_Industrial_Industrial - WA_New_Space Heating_Natural Gas_Gas Boiler - Insulate Hot Water Lines_A_Achievable Economic TRC Potential | F10 | Industrial | Industrial - WA | New | Space Heating | Natural Gas | Gas Boiler - Insulate Hot Water Lines | A | Purchases (Incremental) | Achievable Economic TRC Potential | 0 | 0 | 0 | 0 | 0 | 0 | 0 | 0 | 0 | 0 | 0 | 0 | 0 | 0 | 0 | 0 | 0 | 0 | 0 | 0 | 0 | 0 | 0 | 0 | 0 | 0 | 0
F11_Industrial_Industrial - WA_New_Space Heating_Natural Gas_Gas Boiler - Insulate Hot Water Lines_A_Achievable Economic TRC Potential | F11 | Industrial | Industrial - WA | New | Space Heating | Natural Gas | Gas Boiler - Insulate Hot Water Lines | A | Purchases (Cumulative) | Achievable Economic TRC Potential | 0 | 0 | 0 | 0 | 0 | 0 | 0 | 0 | 0 | 0 | 0 | 0 | 0 | 0 | 0 | 0 | 0 | 0 | 0 | 0 | 0 | 0 | 0 | 0 | 0 | 0 | 0
F1_Industrial_Industrial - WA_New_Space Heating_Natural Gas_Gas Boiler - Insulate Steam Lines/Condensate Tank_A_Achievable Economic TRC Potential | F1 | Industrial | Industrial - WA | New | Space Heating | Natural Gas | Gas Boiler - Insulate Steam Lines/Condensate Tank | A | Integrated Unit Energy Savings (kWh or therms) | Achievable Economic TRC Potential | 0 | 0 | 6.5861 | 6.5638 | 6.5428 | 6.5221 | 6.5012 | 6.4877 | 6.4778 | 6.4692 | 6.4605 | 6.4516 | 6.4427 | 6.4339 | 6.4253 | 6.4169 | 6.4087 | 6.4039 | 6.3997 | 6.396 | 6.3926 | 6.3887 | 6.3902 | 6.3918 | 6.3935 | 6.3952 | 6.3969
F2_Industrial_Industrial - WA_New_Space Heating_Natural Gas_Gas Boiler - Insulate Steam Lines/Condensate Tank_A_Achievable Economic TRC Potential | F2 | Industrial | Industrial - WA | New | Space Heating | Natural Gas | Gas Boiler - Insulate Steam Lines/Condensate Tank | A | Integrated Unit Summer Peak Savings (kW) | Achievable Economic TRC Potential | 0 | 0 | 0 | 0 | 0 | 0 | 0 | 0 | 0 | 0 | 0 | 0 | 0 | 0 | 0 | 0 | 0 | 0 | 0 | 0 | 0 | 0 | 0 | 0 | 0 | 0 | 0
F3_Industrial_Industrial - WA_New_Space Heating_Natural Gas_Gas Boiler - Insulate Steam Lines/Condensate Tank_A_Achievable Economic TRC Potential | F3 | Industrial | Industrial - WA | New | Space Heating | Natural Gas | Gas Boiler - Insulate Steam Lines/Condensate Tank | A | Integrated Unit Winter Peak Savings (kW) | Achievable Economic TRC Potential | 0 | 0 | 0 | 0 | 0 | 0 | 0 | 0 | 0 | 0 | 0 | 0 | 0 | 0 | 0 | 0 | 0 | 0 | 0 | 0 | 0 | 0 | 0 | 0 | 0 | 0 | 0
F4_Industrial_Industrial - WA_New_Space Heating_Natural Gas_Gas Boiler - Insulate Steam Lines/Condensate Tank_A_Achievable Economic TRC Potential | F4 | Industrial | Industrial - WA | New | Space Heating | Natural Gas | Gas Boiler - Insulate Steam Lines/Condensate Tank | A | Incremental Energy Savings (MWh or mTherms) | Achievable Economic TRC Potential | 0 | 0 | 0 | 0 | 0 | 0 | 0 | 0 | 0 | 0 | 0 | 0 | 0 | 0 | 0 | 0 | 0 | 0 | 0 | 0 | 0 | 0 | 0 | 0 | 0 | 0 | 0
F5_Industrial_Industrial - WA_New_Space Heating_Natural Gas_Gas Boiler - Insulate Steam Lines/Condensate Tank_A_Achievable Economic TRC Potential | F5 | Industrial | Industrial - WA | New | Space Heating | Natural Gas | Gas Boiler - Insulate Steam Lines/Condensate Tank | A | Incremental Summer Peak Savings (MW) | Achievable Economic TRC Potential | 0 | 0 | 0 | 0 | 0 | 0 | 0 | 0 | 0 | 0 | 0 | 0 | 0 | 0 | 0 | 0 | 0 | 0 | 0 | 0 | 0 | 0 | 0 | 0 | 0 | 0 | 0
F6_Industrial_Industrial - WA_New_Space Heating_Natural Gas_Gas Boiler - Insulate Steam Lines/Condensate Tank_A_Achievable Economic TRC Potential | F6 | Industrial | Industrial - WA | New | Space Heating | Natural Gas | Gas Boiler - Insulate Steam Lines/Condensate Tank | A | Incremental Winter Peak Savings (MW) | Achievable Economic TRC Potential | 0 | 0 | 0 | 0 | 0 | 0 | 0 | 0 | 0 | 0 | 0 | 0 | 0 | 0 | 0 | 0 | 0 | 0 | 0 | 0 | 0 | 0 | 0 | 0 | 0 | 0 | 0
F7_Industrial_Industrial - WA_New_Space Heating_Natural Gas_Gas Boiler - Insulate Steam Lines/Condensate Tank_A_Achievable Economic TRC Potential | F7 | Industrial | Industrial - WA | New | Space Heating | Natural Gas | Gas Boiler - Insulate Steam Lines/Condensate Tank | A | Cumulative Energy Savings (MWh or mTherms) | Achievable Economic TRC Potential | 0 | 0 | 0 | 0 | 0 | 0 | 0 | 0 | 0 | 0 | 0 | 0 | 0 | 0 | 0 | 0 | 0 | 0 | 0 | 0 | 0 | 0 | 0 | 0 | 0 | 0 | 0
F8_Industrial_Industrial - WA_New_Space Heating_Natural Gas_Gas Boiler - Insulate Steam Lines/Condensate Tank_A_Achievable Economic TRC Potential | F8 | Industrial | Industrial - WA | New | Space Heating | Natural Gas | Gas Boiler - Insulate Steam Lines/Condensate Tank | A | Cumulative Summer Peak Savings (MW) | Achievable Economic TRC Potential | 0 | 0 | 0 | 0 | 0 | 0 | 0 | 0 | 0 | 0 | 0 | 0 | 0 | 0 | 0 | 0 | 0 | 0 | 0 | 0 | 0 | 0 | 0 | 0 | 0 | 0 | 0
F9_Industrial_Industrial - WA_New_Space Heating_Natural Gas_Gas Boiler - Insulate Steam Lines/Condensate Tank_A_Achievable Economic TRC Potential | F9 | Industrial | Industrial - WA | New | Space Heating | Natural Gas | Gas Boiler - Insulate Steam Lines/Condensate Tank | A | Cumulative Winter Peak Savings (MW) | Achievable Economic TRC Potential | 0 | 0 | 0 | 0 | 0 | 0 | 0 | 0 | 0 | 0 | 0 | 0 | 0 | 0 | 0 | 0 | 0 | 0 | 0 | 0 | 0 | 0 | 0 | 0 | 0 | 0 | 0
F10_Industrial_Industrial - WA_New_Space Heating_Natural Gas_Gas Boiler - Insulate Steam Lines/Condensate Tank_A_Achievable Economic TRC Potential | F10 | Industrial | Industrial - WA | New | Space Heating | Natural Gas | Gas Boiler - Insulate Steam Lines/Condensate Tank | A | Purchases (Incremental) | Achievable Economic TRC Potential | 0 | 0 | 0 | 0 | 0 | 0 | 0 | 0 | 0 | 0 | 0 | 0 | 0 | 0 | 0 | 0 | 0 | 0 | 0 | 0 | 0 | 0 | 0 | 0 | 0 | 0 | 0
F11_Industrial_Industrial - WA_New_Space Heating_Natural Gas_Gas Boiler - Insulate Steam Lines/Condensate Tank_A_Achievable Economic TRC Potential | F11 | Industrial | Industrial - WA | New | Space Heating | Natural Gas | Gas Boiler - Insulate Steam Lines/Condensate Tank | A | Purchases (Cumulative) | Achievable Economic TRC Potential | 0 | 0 | 0 | 0 | 0 | 0 | 0 | 0 | 0 | 0 | 0 | 0 | 0 | 0 | 0 | 0 | 0 | 0 | 0 | 0 | 0 | 0 | 0 | 0 | 0 | 0 | 0
F1_Industrial_Industrial - WA_New_Space Heating_Natural Gas_Gas Boiler - Stack Economizer_A_Achievable Economic TRC Potential | F1 | Industrial | Industrial - WA | New | Space Heating | Natural Gas | Gas Boiler - Stack Economizer | A | Integrated Unit Energy Savings (kWh or therms) | Achievable Economic TRC Potential | 0 | 0 | 0.88158 | 0.87858 | 0.87572 | 0.87289 | 0.86999 | 0.86803 | 0.86651 | 0.86515 | 0.86375 | 0.86235 | 0.86097 | 0.85964 | 0.85837 | 0.85717 | 0.85605 | 0.8554 | 0.85485 | 0.85439 | 0.85396 | 0.85348 | 0.85373 | 0.85399 | 0.85426 | 0.85452 | 0.85478
F2_Industrial_Industrial - WA_New_Space Heating_Natural Gas_Gas Boiler - Stack Economizer_A_Achievable Economic TRC Potential | F2 | Industrial | Industrial - WA | New | Space Heating | Natural Gas | Gas Boiler - Stack Economizer | A | Integrated Unit Summer Peak Savings (kW) | Achievable Economic TRC Potential | 0 | 0 | 0 | 0 | 0 | 0 | 0 | 0 | 0 | 0 | 0 | 0 | 0 | 0 | 0 | 0 | 0 | 0 | 0 | 0 | 0 | 0 | 0 | 0 | 0 | 0 | 0
F3_Industrial_Industrial - WA_New_Space Heating_Natural Gas_Gas Boiler - Stack Economizer_A_Achievable Economic TRC Potential | F3 | Industrial | Industrial - WA | New | Space Heating | Natural Gas | Gas Boiler - Stack Economizer | A | Integrated Unit Winter Peak Savings (kW) | Achievable Economic TRC Potential | 0 | 0 | 0 | 0 | 0 | 0 | 0 | 0 | 0 | 0 | 0 | 0 | 0 | 0 | 0 | 0 | 0 | 0 | 0 | 0 | 0 | 0 | 0 | 0 | 0 | 0 | 0
F4_Industrial_Industrial - WA_New_Space Heating_Natural Gas_Gas Boiler - Stack Economizer_A_Achievable Economic TRC Potential | F4 | Industrial | Industrial - WA | New | Space Heating | Natural Gas | Gas Boiler - Stack Economizer | A | Incremental Energy Savings (MWh or mTherms) | Achievable Economic TRC Potential | 0 | 0 | 0 | 0 | 0 | 0 | 0 | 0 | 0 | 0 | 0 | 0 | 0 | 0 | 0 | 0 | 0 | 0 | 0 | 0 | 0 | 0 | 0 | 0 | 0 | 0 | 0
F5_Industrial_Industrial - WA_New_Space Heating_Natural Gas_Gas Boiler - Stack Economizer_A_Achievable Economic TRC Potential | F5 | Industrial | Industrial - WA | New | Space Heating | Natural Gas | Gas Boiler - Stack Economizer | A | Incremental Summer Peak Savings (MW) | Achievable Economic TRC Potential | 0 | 0 | 0 | 0 | 0 | 0 | 0 | 0 | 0 | 0 | 0 | 0 | 0 | 0 | 0 | 0 | 0 | 0 | 0 | 0 | 0 | 0 | 0 | 0 | 0 | 0 | 0
F6_Industrial_Industrial - WA_New_Space Heating_Natural Gas_Gas Boiler - Stack Economizer_A_Achievable Economic TRC Potential | F6 | Industrial | Industrial - WA | New | Space Heating | Natural Gas | Gas Boiler - Stack Economizer | A | Incremental Winter Peak Savings (MW) | Achievable Economic TRC Potential | 0 | 0 | 0 | 0 | 0 | 0 | 0 | 0 | 0 | 0 | 0 | 0 | 0 | 0 | 0 | 0 | 0 | 0 | 0 | 0 | 0 | 0 | 0 | 0 | 0 | 0 | 0
F7_Industrial_Industrial - WA_New_Space Heating_Natural Gas_Gas Boiler - Stack Economizer_A_Achievable Economic TRC Potential | F7 | Industrial | Industrial - WA | New | Space Heating | Natural Gas | Gas Boiler - Stack Economizer | A | Cumulative Energy Savings (MWh or mTherms) | Achievable Economic TRC Potential | 0 | 0 | 0 | 0 | 0 | 0 | 0 | 0 | 0 | 0 | 0 | 0 | 0 | 0 | 0 | 0 | 0 | 0 | 0 | 0 | 0 | 0 | 0 | 0 | 0 | 0 | 0
F8_Industrial_Industrial - WA_New_Space Heating_Natural Gas_Gas Boiler - Stack Economizer_A_Achievable Economic TRC Potential | F8 | Industrial | Industrial - WA | New | Space Heating | Natural Gas | Gas Boiler - Stack Economizer | A | Cumulative Summer Peak Savings (MW) | Achievable Economic TRC Potential | 0 | 0 | 0 | 0 | 0 | 0 | 0 | 0 | 0 | 0 | 0 | 0 | 0 | 0 | 0 | 0 | 0 | 0 | 0 | 0 | 0 | 0 | 0 | 0 | 0 | 0 | 0
F9_Industrial_Industrial - WA_New_Space Heating_Natural Gas_Gas Boiler - Stack Economizer_A_Achievable Economic TRC Potential | F9 | Industrial | Industrial - WA | New | Space Heating | Natural Gas | Gas Boiler - Stack Economizer | A | Cumulative Winter Peak Savings (MW) | Achievable Economic TRC Potential | 0 | 0 | 0 | 0 | 0 | 0 | 0 | 0 | 0 | 0 | 0 | 0 | 0 | 0 | 0 | 0 | 0 | 0 | 0 | 0 | 0 | 0 | 0 | 0 | 0 | 0 | 0
F10_Industrial_Industrial - WA_New_Space Heating_Natural Gas_Gas Boiler - Stack Economizer_A_Achievable Economic TRC Potential | F10 | Industrial | Industrial - WA | New | Space Heating | Natural Gas | Gas Boiler - Stack Economizer | A | Purchases (Incremental) | Achievable Economic TRC Potential | 0 | 0 | 0 | 0 | 0 | 0 | 0 | 0 | 0 | 0 | 0 | 0 | 0 | 0 | 0 | 0 | 0 | 0 | 0 | 0 | 0 | 0 | 0 | 0 | 0 | 0 | 0
F11_Industrial_Industrial - WA_New_Space Heating_Natural Gas_Gas Boiler - Stack Economizer_A_Achievable Economic TRC Potential | F11 | Industrial | Industrial - WA | New | Space Heating | Natural Gas | Gas Boiler - Stack Economizer | A | Purchases (Cumulative) | Achievable Economic TRC Potential | 0 | 0 | 0 | 0 | 0 | 0 | 0 | 0 | 0 | 0 | 0 | 0 | 0 | 0 | 0 | 0 | 0 | 0 | 0 | 0 | 0 | 0 | 0 | 0 | 0 | 0 | 0
F1_Industrial_Industrial - WA_New_Space Heating_Natural Gas_Gas Boiler - Steam Trap Replacement_A_Achievable Economic TRC Potential | F1 | Industrial | Industrial - WA | New | Space Heating | Natural Gas | Gas Boiler - Steam Trap Replacement | A | Integrated Unit Energy Savings (kWh or therms) | Achievable Economic TRC Potential | 0 | 0 | 29510.6893 | 29486.9292 | 29464.9899 | 29444.5322 | 29428.3526 | 29410.7995 | 29392.8968 | 29375.2586 | 29358.2426 | 29342.0446 | 29326.7584 | 29312.4136 | 29299.0003 | 29286.485 | 29274.8209 | 29264.1274 | 29251.9618 | 29239.1725 | 29226.1848 | 29211.0067 | 29198.4272 | 29187.8179 | 29178.7105 | 29170.7554 | 29163.6912
F2_Industrial_Industrial - WA_New_Space Heating_Natural Gas_Gas Boiler - Steam Trap Replacement_A_Achievable Economic TRC Potential | F2 | Industrial | Industrial - WA | New | Space Heating | Natural Gas | Gas Boiler - Steam Trap Replacement | A | Integrated Unit Summer Peak Savings (kW) | Achievable Economic TRC Potential | 0 | 0 | 0 | 0 | 0 | 0 | 0 | 0 | 0 | 0 | 0 | 0 | 0 | 0 | 0 | 0 | 0 | 0 | 0 | 0 | 0 | 0 | 0 | 0 | 0 | 0 | 0
F3_Industrial_Industrial - WA_New_Space Heating_Natural Gas_Gas Boiler - Steam Trap Replacement_A_Achievable Economic TRC Potential | F3 | Industrial | Industrial - WA | New | Space Heating | Natural Gas | Gas Boiler - Steam Trap Replacement | A | Integrated Unit Winter Peak Savings (kW) | Achievable Economic TRC Potential | 0 | 0 | 0 | 0 | 0 | 0 | 0 | 0 | 0 | 0 | 0 | 0 | 0 | 0 | 0 | 0 | 0 | 0 | 0 | 0 | 0 | 0 | 0 | 0 | 0 | 0 | 0
F4_Industrial_Industrial - WA_New_Space Heating_Natural Gas_Gas Boiler - Steam Trap Replacement_A_Achievable Economic TRC Potential | F4 | Industrial | Industrial - WA | New | Space Heating | Natural Gas | Gas Boiler - Steam Trap Replacement | A | Incremental Energy Savings (MWh or mTherms) | Achievable Economic TRC Potential | 0 | 0 | 0.00011193 | 0.00014894 | 0.00017797 | 0.00020147 | 0.00021764 | 0.0002335 | 0.00013759 | 0.00011598 | 0.00010205 | 9.3349e-05 | 9.172e-05 | 9.0124e-05 | 8.8559e-05 | 8.7024e-05 | 8.5518e-05 | 8.4042e-05 | 8.2588e-05 | 8.1158e-05 | 0 | 0 | 0 | 0 | 0 | 0 | 0
F5_Industrial_Industrial - WA_New_Space Heating_Natural Gas_Gas Boiler - Steam Trap Replacement_A_Achievable Economic TRC Potential | F5 | Industrial | Industrial - WA | New | Space Heating | Natural Gas | Gas Boiler - Steam Trap Replacement | A | Incremental Summer Peak Savings (MW) | Achievable Economic TRC Potential | 0 | 0 | 0 | 0 | 0 | 0 | 0 | 0 | 0 | 0 | 0 | 0 | 0 | 0 | 0 | 0 | 0 | 0 | 0 | 0 | 0 | 0 | 0 | 0 | 0 | 0 | 0
F6_Industrial_Industrial - WA_New_Space Heating_Natural Gas_Gas Boiler - Steam Trap Replacement_A_Achievable Economic TRC Potential | F6 | Industrial | Industrial - WA | New | Space Heating | Natural Gas | Gas Boiler - Steam Trap Replacement | A | Incremental Winter Peak Savings (MW) | Achievable Economic TRC Potential | 0 | 0 | 0 | 0 | 0 | 0 | 0 | 0 | 0 | 0 | 0 | 0 | 0 | 0 | 0 | 0 | 0 | 0 | 0 | 0 | 0 | 0 | 0 | 0 | 0 | 0 | 0
F7_Industrial_Industrial - WA_New_Space Heating_Natural Gas_Gas Boiler - Steam Trap Replacement_A_Achievable Economic TRC Potential | F7 | Industrial | Industrial - WA | New | Space Heating | Natural Gas | Gas Boiler - Steam Trap Replacement | A | Cumulative Energy Savings (MWh or mTherms) | Achievable Economic TRC Potential | 0 | 0 | 0.00011193 | 0.00026078 | 0.00043855 | 0.00063971 | 0.000857 | 0.00109 | 0.0012269 | 0.0013421 | 0.0014434 | 0.001536 | 0.0016269 | 0.0017162 | 0.001804 | 0.0018902 | 0.001975 | 0.0020583 | 0.0021401 | 0.0022203 | 0.0022193 | 0.0022181 | 0.0022172 | 0.0022164 | 0.0022157 | 0.0022151 | 0.0022146
F8_Industrial_Industrial - WA_New_Space Heating_Natural Gas_Gas Boiler - Steam Trap Replacement_A_Achievable Economic TRC Potential | F8 | Industrial | Industrial - WA | New | Space Heating | Natural Gas | Gas Boiler - Steam Trap Replacement | A | Cumulative Summer Peak Savings (MW) | Achievable Economic TRC Potential | 0 | 0 | 0 | 0 | 0 | 0 | 0 | 0 | 0 | 0 | 0 | 0 | 0 | 0 | 0 | 0 | 0 | 0 | 0 | 0 | 0 | 0 | 0 | 0 | 0 | 0 | 0
F9_Industrial_Industrial - WA_New_Space Heating_Natural Gas_Gas Boiler - Steam Trap Replacement_A_Achievable Economic TRC Potential | F9 | Industrial | Industrial - WA | New | Space Heating | Natural Gas | Gas Boiler - Steam Trap Replacement | A | Cumulative Winter Peak Savings (MW) | Achievable Economic TRC Potential | 0 | 0 | 0 | 0 | 0 | 0 | 0 | 0 | 0 | 0 | 0 | 0 | 0 | 0 | 0 | 0 | 0 | 0 | 0 | 0 | 0 | 0 | 0 | 0 | 0 | 0 | 0
F10_Industrial_Industrial - WA_New_Space Heating_Natural Gas_Gas Boiler - Steam Trap Replacement_A_Achievable Economic TRC Potential | F10 | Industrial | Industrial - WA | New | Space Heating | Natural Gas | Gas Boiler - Steam Trap Replacement | A | Purchases (Incremental) | Achievable Economic TRC Potential | 0 | 0 | 3.7928e-06 | 5.0511e-06 | 6.0399e-06 | 6.8423e-06 | 7.3954e-06 | 7.9392e-06 | 4.681e-06 | 3.9482e-06 | 3.4759e-06 | 3.1814e-06 | 3.1275e-06 | 3.0746e-06 | 3.0226e-06 | 2.9715e-06 | 2.9212e-06 | 2.8719e-06 | 2.8233e-06 | 2.7757e-06 | 0 | 0 | 0 | 0 | 0 | 0 | 0
F11_Industrial_Industrial - WA_New_Space Heating_Natural Gas_Gas Boiler - Steam Trap Replacement_A_Achievable Economic TRC Potential | F11 | Industrial | Industrial - WA | New | Space Heating | Natural Gas | Gas Boiler - Steam Trap Replacement | A | Purchases (Cumulative) | Achievable Economic TRC Potential | 0 | 0 | 3.7928e-06 | 8.8438e-06 | 1.4884e-05 | 2.1726e-05 | 2.9121e-05 | 3.7061e-05 | 4.1742e-05 | 4.569e-05 | 4.9166e-05 | 5.2347e-05 | 5.5475e-05 | 5.8549e-05 | 6.1572e-05 | 6.4543e-05 | 6.7465e-05 | 7.0336e-05 | 7.316e-05 | 7.5935e-05 | 7.5935e-05 | 7.5935e-05 | 7.5935e-05 | 7.5935e-05 | 7.5935e-05 | 7.5935e-05 | 7.5935e-05
F1_Industrial_Industrial - WA_New_Process_Natural Gas_Process Boiler - Hot Water Reset_A_Achievable Economic TRC Potential | F1 | Industrial | Industrial - WA | New | Process | Natural Gas | Process Boiler - Hot Water Reset | A | Integrated Unit Energy Savings (kWh or therms) | Achievable Economic TRC Potential | 0 | 0 | 8443.7049 | 8443.6598 | 8443.6169 | 8443.5741 | 8443.5283 | 8443.4844 | 8443.4689 | 8443.4598 | 8443.4544 | 8443.4511 | 8443.4481 | 8443.4454 | 8443.443 | 8443.4409 | 8443.4389 | 8443.4371 | 8443.4355 | 8443.434 | 8443.4441 | 8443.4535 | 8443.4622 | 8443.4703 | 8443.4778 | 8443.4849 | 8443.4915
F2_Industrial_Industrial - WA_New_Process_Natural Gas_Process Boiler - Hot Water Reset_A_Achievable Economic TRC Potential | F2 | Industrial | Industrial - WA | New | Process | Natural Gas | Process Boiler - Hot Water Reset | A | Integrated Unit Summer Peak Savings (kW) | Achievable Economic TRC Potential | 0 | 0 | 0 | 0 | 0 | 0 | 0 | 0 | 0 | 0 | 0 | 0 | 0 | 0 | 0 | 0 | 0 | 0 | 0 | 0 | 0 | 0 | 0 | 0 | 0 | 0 | 0
F3_Industrial_Industrial - WA_New_Process_Natural Gas_Process Boiler - Hot Water Reset_A_Achievable Economic TRC Potential | F3 | Industrial | Industrial - WA | New | Process | Natural Gas | Process Boiler - Hot Water Reset | A | Integrated Unit Winter Peak Savings (kW) | Achievable Economic TRC Potential | 0 | 0 | 0 | 0 | 0 | 0 | 0 | 0 | 0 | 0 | 0 | 0 | 0 | 0 | 0 | 0 | 0 | 0 | 0 | 0 | 0 | 0 | 0 | 0 | 0 | 0 | 0
F4_Industrial_Industrial - WA_New_Process_Natural Gas_Process Boiler - Hot Water Reset_A_Achievable Economic TRC Potential | F4 | Industrial | Industrial - WA | New | Process | Natural Gas | Process Boiler - Hot Water Reset | A | Incremental Energy Savings (MWh or mTherms) | Achievable Economic TRC Potential | 0 | 0 | 0 | 0 | 0 | 0 | 0 | 0 | 0 | 0 | 0 | 0 | 0 | 0 | 0 | 0 | 0 | 0 | 0 | 0 | 0 | 0 | 0 | 0 | 0 | 0 | 0
F5_Industrial_Industrial - WA_New_Process_Natural Gas_Process Boiler - Hot Water Reset_A_Achievable Economic TRC Potential | F5 | Industrial | Industrial - WA | New | Process | Natural Gas | Process Boiler - Hot Water Reset | A | Incremental Summer Peak Savings (MW) | Achievable Economic TRC Potential | 0 | 0 | 0 | 0 | 0 | 0 | 0 | 0 | 0 | 0 | 0 | 0 | 0 | 0 | 0 | 0 | 0 | 0 | 0 | 0 | 0 | 0 | 0 | 0 | 0 | 0 | 0
F6_Industrial_Industrial - WA_New_Process_Natural Gas_Process Boiler - Hot Water Reset_A_Achievable Economic TRC Potential | F6 | Industrial | Industrial - WA | New | Process | Natural Gas | Process Boiler - Hot Water Reset | A | Incremental Winter Peak Savings (MW) | Achievable Economic TRC Potential | 0 | 0 | 0 | 0 | 0 | 0 | 0 | 0 | 0 | 0 | 0 | 0 | 0 | 0 | 0 | 0 | 0 | 0 | 0 | 0 | 0 | 0 | 0 | 0 | 0 | 0 | 0
F7_Industrial_Industrial - WA_New_Process_Natural Gas_Process Boiler - Hot Water Reset_A_Achievable Economic TRC Potential | F7 | Industrial | Industrial - WA | New | Process | Natural Gas | Process Boiler - Hot Water Reset | A | Cumulative Energy Savings (MWh or mTherms) | Achievable Economic TRC Potential | 0 | 0 | 0 | 0 | 0 | 0 | 0 | 0 | 0 | 0 | 0 | 0 | 0 | 0 | 0 | 0 | 0 | 0 | 0 | 0 | 0 | 0 | 0 | 0 | 0 | 0 | 0
F8_Industrial_Industrial - WA_New_Process_Natural Gas_Process Boiler - Hot Water Reset_A_Achievable Economic TRC Potential | F8 | Industrial | Industrial - WA | New | Process | Natural Gas | Process Boiler - Hot Water Reset | A | Cumulative Summer Peak Savings (MW) | Achievable Economic TRC Potential | 0 | 0 | 0 | 0 | 0 | 0 | 0 | 0 | 0 | 0 | 0 | 0 | 0 | 0 | 0 | 0 | 0 | 0 | 0 | 0 | 0 | 0 | 0 | 0 | 0 | 0 | 0
F9_Industrial_Industrial - WA_New_Process_Natural Gas_Process Boiler - Hot Water Reset_A_Achievable Economic TRC Potential | F9 | Industrial | Industrial - WA | New | Process | Natural Gas | Process Boiler - Hot Water Reset | A | Cumulative Winter Peak Savings (MW) | Achievable Economic TRC Potential | 0 | 0 | 0 | 0 | 0 | 0 | 0 | 0 | 0 | 0 | 0 | 0 | 0 | 0 | 0 | 0 | 0 | 0 | 0 | 0 | 0 | 0 | 0 | 0 | 0 | 0 | 0
F10_Industrial_Industrial - WA_New_Process_Natural Gas_Process Boiler - Hot Water Reset_A_Achievable Economic TRC Potential | F10 | Industrial | Industrial - WA | New | Process | Natural Gas | Process Boiler - Hot Water Reset | A | Purchases (Incremental) | Achievable Economic TRC Potential | 0 | 0 | 0 | 0 | 0 | 0 | 0 | 0 | 0 | 0 | 0 | 0 | 0 | 0 | 0 | 0 | 0 | 0 | 0 | 0 | 0 | 0 | 0 | 0 | 0 | 0 | 0
F11_Industrial_Industrial - WA_New_Process_Natural Gas_Process Boiler - Hot Water Reset_A_Achievable Economic TRC Potential | F11 | Industrial | Industrial - WA | New | Process | Natural Gas | Process Boiler - Hot Water Reset | A | Purchases (Cumulative) | Achievable Economic TRC Potential | 0 | 0 | 0 | 0 | 0 | 0 | 0 | 0 | 0 | 0 | 0 | 0 | 0 | 0 | 0 | 0 | 0 | 0 | 0 | 0 | 0 | 0 | 0 | 0 | 0 | 0 | 0
F1_Industrial_Industrial - WA_New_Process_Natural Gas_Process Boiler - Burner Control Optimization_A_Achievable Economic TRC Potential | F1 | Industrial | Industrial - WA | New | Process | Natural Gas | Process Boiler - Burner Control Optimization | A | Integrated Unit Energy Savings (kWh or therms) | Achievable Economic TRC Potential | 0 | 0 | 2.2956 | 2.2956 | 2.2956 | 2.2956 | 2.2956 | 2.2956 | 2.2956 | 2.2956 | 2.2956 | 2.2956 | 2.2956 | 2.2956 | 2.2956 | 2.2956 | 2.2956 | 2.2956 | 2.2956 | 2.2956 | 2.2956 | 2.2956 | 2.2956 | 2.2956 | 2.2956 | 2.2956 | 2.2956
F2_Industrial_Industrial - WA_New_Process_Natural Gas_Process Boiler - Burner Control Optimization_A_Achievable Economic TRC Potential | F2 | Industrial | Industrial - WA | New | Process | Natural Gas | Process Boiler - Burner Control Optimization | A | Integrated Unit Summer Peak Savings (kW) | Achievable Economic TRC Potential | 0 | 0 | 0 | 0 | 0 | 0 | 0 | 0 | 0 | 0 | 0 | 0 | 0 | 0 | 0 | 0 | 0 | 0 | 0 | 0 | 0 | 0 | 0 | 0 | 0 | 0 | 0
F3_Industrial_Industrial - WA_New_Process_Natural Gas_Process Boiler - Burner Control Optimization_A_Achievable Economic TRC Potential | F3 | Industrial | Industrial - WA | New | Process | Natural Gas | Process Boiler - Burner Control Optimization | A | Integrated Unit Winter Peak Savings (kW) | Achievable Economic TRC Potential | 0 | 0 | 0 | 0 | 0 | 0 | 0 | 0 | 0 | 0 | 0 | 0 | 0 | 0 | 0 | 0 | 0 | 0 | 0 | 0 | 0 | 0 | 0 | 0 | 0 | 0 | 0
F4_Industrial_Industrial - WA_New_Process_Natural Gas_Process Boiler - Burner Control Optimization_A_Achievable Economic TRC Potential | F4 | Industrial | Industrial - WA | New | Process | Natural Gas | Process Boiler - Burner Control Optimization | A | Incremental Energy Savings (MWh or mTherms) | Achievable Economic TRC Potential | 0 | 0 | 0.0042517 | 0.0089006 | 0.021286 | 0.042199 | 0.070949 | 0.10663 | 0.14485 | 0.17947 | 0.20437 | 0.21528 | 0.21093 | 0.19318 | 0.16606 | 0.13448 | 0.10295 | 0.074725 | 0.051558 | 0.033899 | 0.017034 | 0.005946 | 0 | 0 | 0 | 0 | 0
F5_Industrial_Industrial - WA_New_Process_Natural Gas_Process Boiler - Burner Control Optimization_A_Achievable Economic TRC Potential | F5 | Industrial | Industrial - WA | New | Process | Natural Gas | Process Boiler - Burner Control Optimization | A | Incremental Summer Peak Savings (MW) | Achievable Economic TRC Potential | 0 | 0 | 0 | 0 | 0 | 0 | 0 | 0 | 0 | 0 | 0 | 0 | 0 | 0 | 0 | 0 | 0 | 0 | 0 | 0 | 0 | 0 | 0 | 0 | 0 | 0 | 0
F6_Industrial_Industrial - WA_New_Process_Natural Gas_Process Boiler - Burner Control Optimization_A_Achievable Economic TRC Potential | F6 | Industrial | Industrial - WA | New | Process | Natural Gas | Process Boiler - Burner Control Optimization | A | Incremental Winter Peak Savings (MW) | Achievable Economic TRC Potential | 0 | 0 | 0 | 0 | 0 | 0 | 0 | 0 | 0 | 0 | 0 | 0 | 0 | 0 | 0 | 0 | 0 | 0 | 0 | 0 | 0 | 0 | 0 | 0 | 0 | 0 | 0
F7_Industrial_Industrial - WA_New_Process_Natural Gas_Process Boiler - Burner Control Optimization_A_Achievable Economic TRC Potential | F7 | Industrial | Industrial - WA | New | Process | Natural Gas | Process Boiler - Burner Control Optimization | A | Cumulative Energy Savings (MWh or mTherms) | Achievable Economic TRC Potential | 0 | 0 | 0.0042517 | 0.013152 | 0.034438 | 0.076637 | 0.14759 | 0.25422 | 0.39906 | 0.57854 | 0.78291 | 0.99818 | 1.2091 | 1.4023 | 1.5684 | 1.7028 | 1.8058 | 1.8805 | 1.9321 | 1.966 | 1.983 | 1.989 | 1.989 | 1.989 | 1.989 | 1.989 | 1.989
F8_Industrial_Industrial - WA_New_Process_Natural Gas_Process Boiler - Burner Control Optimization_A_Achievable Economic TRC Potential | F8 | Industrial | Industrial - WA | New | Process | Natural Gas | Process Boiler - Burner Control Optimization | A | Cumulative Summer Peak Savings (MW) | Achievable Economic TRC Potential | 0 | 0 | 0 | 0 | 0 | 0 | 0 | 0 | 0 | 0 | 0 | 0 | 0 | 0 | 0 | 0 | 0 | 0 | 0 | 0 | 0 | 0 | 0 | 0 | 0 | 0 | 0
F9_Industrial_Industrial - WA_New_Process_Natural Gas_Process Boiler - Burner Control Optimization_A_Achievable Economic TRC Potential | F9 | Industrial | Industrial - WA | New | Process | Natural Gas | Process Boiler - Burner Control Optimization | A | Cumulative Winter Peak Savings (MW) | Achievable Economic TRC Potential | 0 | 0 | 0 | 0 | 0 | 0 | 0 | 0 | 0 | 0 | 0 | 0 | 0 | 0 | 0 | 0 | 0 | 0 | 0 | 0 | 0 | 0 | 0 | 0 | 0 | 0 | 0
F10_Industrial_Industrial - WA_New_Process_Natural Gas_Process Boiler - Burner Control Optimization_A_Achievable Economic TRC Potential | F10 | Industrial | Industrial - WA | New | Process | Natural Gas | Process Boiler - Burner Control Optimization | A | Purchases (Incremental) | Achievable Economic TRC Potential | 0 | 0 | 1.8521 | 3.8772 | 9.2725 | 18.3825 | 30.9067 | 46.4507 | 63.0996 | 78.1815 | 89.0288 | 93.7802 | 91.8879 | 84.1522 | 72.338 | 58.5845 | 44.8493 | 32.5518 | 22.4598 | 14.7671 | 7.4206 | 2.5902 | 0 | 0 | 0 | 0 | 0
F11_Industrial_Industrial - WA_New_Process_Natural Gas_Process Boiler - Burner Control Optimization_A_Achievable Economic TRC Potential | F11 | Industrial | Industrial - WA | New | Process | Natural Gas | Process Boiler - Burner Control Optimization | A | Purchases (Cumulative) | Achievable Economic TRC Potential | 0 | 0 | 1.8521 | 5.7293 | 15.0018 | 33.3843 | 64.291 | 110.7417 | 173.8414 | 252.0229 | 341.0517 | 434.8319 | 526.7198 | 610.872 | 683.21 | 741.7944 | 786.6437 | 819.1955 | 841.6553 | 856.4224 | 863.843 | 866.4333 | 866.4333 | 866.4333 | 866.4333 | 866.4333 | 866.4333
F1_Industrial_Industrial - WA_New_Process_Natural Gas_Process Boiler - Insulate Hot Water Lines_A_Achievable Economic TRC Potential | F1 | Industrial | Industrial - WA | New | Process | Natural Gas | Process Boiler - Insulate Hot Water Lines | A | Integrated Unit Energy Savings (kWh or therms) | Achievable Economic TRC Potential | 0 | 0 | 38.0054 | 38.0044 | 38.0025 | 37.9993 | 37.9943 | 37.9874 | 37.9791 | 37.9696 | 37.9596 | 37.9501 | 37.9416 | 37.9348 | 37.9298 | 37.9266 | 37.9249 | 37.9246 | 37.9252 | 37.9264 | 37.9282 | 37.9302 | 37.9323 | 37.9343 | 37.9362 | 37.9379 | 37.9395
F2_Industrial_Industrial - WA_New_Process_Natural Gas_Process Boiler - Insulate Hot Water Lines_A_Achievable Economic TRC Potential | F2 | Industrial | Industrial - WA | New | Process | Natural Gas | Process Boiler - Insulate Hot Water Lines | A | Integrated Unit Summer Peak Savings (kW) | Achievable Economic TRC Potential | 0 | 0 | 0 | 0 | 0 | 0 | 0 | 0 | 0 | 0 | 0 | 0 | 0 | 0 | 0 | 0 | 0 | 0 | 0 | 0 | 0 | 0 | 0 | 0 | 0 | 0 | 0
F3_Industrial_Industrial - WA_New_Process_Natural Gas_Process Boiler - Insulate Hot Water Lines_A_Achievable Economic TRC Potential | F3 | Industrial | Industrial - WA | New | Process | Natural Gas | Process Boiler - Insulate Hot Water Lines | A | Integrated Unit Winter Peak Savings (kW) | Achievable Economic TRC Potential | 0 | 0 | 0 | 0 | 0 | 0 | 0 | 0 | 0 | 0 | 0 | 0 | 0 | 0 | 0 | 0 | 0 | 0 | 0 | 0 | 0 | 0 | 0 | 0 | 0 | 0 | 0
F4_Industrial_Industrial - WA_New_Process_Natural Gas_Process Boiler - Insulate Hot Water Lines_A_Achievable Economic TRC Potential | F4 | Industrial | Industrial - WA | New | Process | Natural Gas | Process Boiler - Insulate Hot Water Lines | A | Incremental Energy Savings (MWh or mTherms) | Achievable Economic TRC Potential | 0 | 0 | 0 | 0 | 0 | 0 | 0 | 0 | 0 | 0 | 0 | 0 | 0 | 0 | 0 | 0 | 0 | 0 | 0 | 0 | 0 | 0 | 0 | 0 | 0 | 0 | 0
F5_Industrial_Industrial - WA_New_Process_Natural Gas_Process Boiler - Insulate Hot Water Lines_A_Achievable Economic TRC Potential | F5 | Industrial | Industrial - WA | New | Process | Natural Gas | Process Boiler - Insulate Hot Water Lines | A | Incremental Summer Peak Savings (MW) | Achievable Economic TRC Potential | 0 | 0 | 0 | 0 | 0 | 0 | 0 | 0 | 0 | 0 | 0 | 0 | 0 | 0 | 0 | 0 | 0 | 0 | 0 | 0 | 0 | 0 | 0 | 0 | 0 | 0 | 0
F6_Industrial_Industrial - WA_New_Process_Natural Gas_Process Boiler - Insulate Hot Water Lines_A_Achievable Economic TRC Potential | F6 | Industrial | Industrial - WA | New | Process | Natural Gas | Process Boiler - Insulate Hot Water Lines | A | Incremental Winter Peak Savings (MW) | Achievable Economic TRC Potential | 0 | 0 | 0 | 0 | 0 | 0 | 0 | 0 | 0 | 0 | 0 | 0 | 0 | 0 | 0 | 0 | 0 | 0 | 0 | 0 | 0 | 0 | 0 | 0 | 0 | 0 | 0
F7_Industrial_Industrial - WA_New_Process_Natural Gas_Process Boiler - Insulate Hot Water Lines_A_Achievable Economic TRC Potential | F7 | Industrial | Industrial - WA | New | Process | Natural Gas | Process Boiler - Insulate Hot Water Lines | A | Cumulative Energy Savings (MWh or mTherms) | Achievable Economic TRC Potential | 0 | 0 | 0 | 0 | 0 | 0 | 0 | 0 | 0 | 0 | 0 | 0 | 0 | 0 | 0 | 0 | 0 | 0 | 0 | 0 | 0 | 0 | 0 | 0 | 0 | 0 | 0
F8_Industrial_Industrial - WA_New_Process_Natural Gas_Process Boiler - Insulate Hot Water Lines_A_Achievable Economic TRC Potential | F8 | Industrial | Industrial - WA | New | Process | Natural Gas | Process Boiler - Insulate Hot Water Lines | A | Cumulative Summer Peak Savings (MW) | Achievable Economic TRC Potential | 0 | 0 | 0 | 0 | 0 | 0 | 0 | 0 | 0 | 0 | 0 | 0 | 0 | 0 | 0 | 0 | 0 | 0 | 0 | 0 | 0 | 0 | 0 | 0 | 0 | 0 | 0
F9_Industrial_Industrial - WA_New_Process_Natural Gas_Process Boiler - Insulate Hot Water Lines_A_Achievable Economic TRC Potential | F9 | Industrial | Industrial - WA | New | Process | Natural Gas | Process Boiler - Insulate Hot Water Lines | A | Cumulative Winter Peak Savings (MW) | Achievable Economic TRC Potential | 0 | 0 | 0 | 0 | 0 | 0 | 0 | 0 | 0 | 0 | 0 | 0 | 0 | 0 | 0 | 0 | 0 | 0 | 0 | 0 | 0 | 0 | 0 | 0 | 0 | 0 | 0
F10_Industrial_Industrial - WA_New_Process_Natural Gas_Process Boiler - Insulate Hot Water Lines_A_Achievable Economic TRC Potential | F10 | Industrial | Industrial - WA | New | Process | Natural Gas | Process Boiler - Insulate Hot Water Lines | A | Purchases (Incremental) | Achievable Economic TRC Potential | 0 | 0 | 0 | 0 | 0 | 0 | 0 | 0 | 0 | 0 | 0 | 0 | 0 | 0 | 0 | 0 | 0 | 0 | 0 | 0 | 0 | 0 | 0 | 0 | 0 | 0 | 0
F11_Industrial_Industrial - WA_New_Process_Natural Gas_Process Boiler - Insulate Hot Water Lines_A_Achievable Economic TRC Potential | F11 | Industrial | Industrial - WA | New | Process | Natural Gas | Process Boiler - Insulate Hot Water Lines | A | Purchases (Cumulative) | Achievable Economic TRC Potential | 0 | 0 | 0 | 0 | 0 | 0 | 0 | 0 | 0 | 0 | 0 | 0 | 0 | 0 | 0 | 0 | 0 | 0 | 0 | 0 | 0 | 0 | 0 | 0 | 0 | 0 | 0
F1_Industrial_Industrial - WA_New_Process_Natural Gas_Process Boiler - Insulate Steam Lines/Condensate Tank_A_Achievable Economic TRC Potential | F1 | Industrial | Industrial - WA | New | Process | Natural Gas | Process Boiler - Insulate Steam Lines/Condensate Tank | A | Integrated Unit Energy Savings (kWh or therms) | Achievable Economic TRC Potential | 0 | 0 | 56.7721 | 56.7718 | 56.7715 | 56.7712 | 56.7709 | 56.7706 | 56.7705 | 56.7704 | 56.7704 | 56.7704 | 56.7704 | 56.7703 | 56.7703 | 56.7703 | 56.7703 | 56.7703 | 56.7703 | 56.7703 | 56.7703 | 56.7704 | 56.7705 | 56.7705 | 56.7706 | 56.7706 | 56.7707
F2_Industrial_Industrial - WA_New_Process_Natural Gas_Process Boiler - Insulate Steam Lines/Condensate Tank_A_Achievable Economic TRC Potential | F2 | Industrial | Industrial - WA | New | Process | Natural Gas | Process Boiler - Insulate Steam Lines/Condensate Tank | A | Integrated Unit Summer Peak Savings (kW) | Achievable Economic TRC Potential | 0 | 0 | 0 | 0 | 0 | 0 | 0 | 0 | 0 | 0 | 0 | 0 | 0 | 0 | 0 | 0 | 0 | 0 | 0 | 0 | 0 | 0 | 0 | 0 | 0 | 0 | 0
F3_Industrial_Industrial - WA_New_Process_Natural Gas_Process Boiler - Insulate Steam Lines/Condensate Tank_A_Achievable Economic TRC Potential | F3 | Industrial | Industrial - WA | New | Process | Natural Gas | Process Boiler - Insulate Steam Lines/Condensate Tank | A | Integrated Unit Winter Peak Savings (kW) | Achievable Economic TRC Potential | 0 | 0 | 0 | 0 | 0 | 0 | 0 | 0 | 0 | 0 | 0 | 0 | 0 | 0 | 0 | 0 | 0 | 0 | 0 | 0 | 0 | 0 | 0 | 0 | 0 | 0 | 0
F4_Industrial_Industrial - WA_New_Process_Natural Gas_Process Boiler - Insulate Steam Lines/Condensate Tank_A_Achievable Economic TRC Potential | F4 | Industrial | Industrial - WA | New | Process | Natural Gas | Process Boiler - Insulate Steam Lines/Condensate Tank | A | Incremental Energy Savings (MWh or mTherms) | Achievable Economic TRC Potential | 0 | 0 | 0 | 0 | 0 | 0 | 0 | 0 | 0 | 0 | 0 | 0 | 0 | 0 | 0 | 0 | 0 | 0 | 0 | 0 | 0 | 0 | 0 | 0 | 0 | 0 | 0
F5_Industrial_Industrial - WA_New_Process_Natural Gas_Process Boiler - Insulate Steam Lines/Condensate Tank_A_Achievable Economic TRC Potential | F5 | Industrial | Industrial - WA | New | Process | Natural Gas | Process Boiler - Insulate Steam Lines/Condensate Tank | A | Incremental Summer Peak Savings (MW) | Achievable Economic TRC Potential | 0 | 0 | 0 | 0 | 0 | 0 | 0 | 0 | 0 | 0 | 0 | 0 | 0 | 0 | 0 | 0 | 0 | 0 | 0 | 0 | 0 | 0 | 0 | 0 | 0 | 0 | 0
F6_Industrial_Industrial - WA_New_Process_Natural Gas_Process Boiler - Insulate Steam Lines/Condensate Tank_A_Achievable Economic TRC Potential | F6 | Industrial | Industrial - WA | New | Process | Natural Gas | Process Boiler - Insulate Steam Lines/Condensate Tank | A | Incremental Winter Peak Savings (MW) | Achievable Economic TRC Potential | 0 | 0 | 0 | 0 | 0 | 0 | 0 | 0 | 0 | 0 | 0 | 0 | 0 | 0 | 0 | 0 | 0 | 0 | 0 | 0 | 0 | 0 | 0 | 0 | 0 | 0 | 0
F7_Industrial_Industrial - WA_New_Process_Natural Gas_Process Boiler - Insulate Steam Lines/Condensate Tank_A_Achievable Economic TRC Potential | F7 | Industrial | Industrial - WA | New | Process | Natural Gas | Process Boiler - Insulate Steam Lines/Condensate Tank | A | Cumulative Energy Savings (MWh or mTherms) | Achievable Economic TRC Potential | 0 | 0 | 0 | 0 | 0 | 0 | 0 | 0 | 0 | 0 | 0 | 0 | 0 | 0 | 0 | 0 | 0 | 0 | 0 | 0 | 0 | 0 | 0 | 0 | 0 | 0 | 0
F8_Industrial_Industrial - WA_New_Process_Natural Gas_Process Boiler - Insulate Steam Lines/Condensate Tank_A_Achievable Economic TRC Potential | F8 | Industrial | Industrial - WA | New | Process | Natural Gas | Process Boiler - Insulate Steam Lines/Condensate Tank | A | Cumulative Summer Peak Savings (MW) | Achievable Economic TRC Potential | 0 | 0 | 0 | 0 | 0 | 0 | 0 | 0 | 0 | 0 | 0 | 0 | 0 | 0 | 0 | 0 | 0 | 0 | 0 | 0 | 0 | 0 | 0 | 0 | 0 | 0 | 0
F9_Industrial_Industrial - WA_New_Process_Natural Gas_Process Boiler - Insulate Steam Lines/Condensate Tank_A_Achievable Economic TRC Potential | F9 | Industrial | Industrial - WA | New | Process | Natural Gas | Process Boiler - Insulate Steam Lines/Condensate Tank | A | Cumulative Winter Peak Savings (MW) | Achievable Economic TRC Potential | 0 | 0 | 0 | 0 | 0 | 0 | 0 | 0 | 0 | 0 | 0 | 0 | 0 | 0 | 0 | 0 | 0 | 0 | 0 | 0 | 0 | 0 | 0 | 0 | 0 | 0 | 0
F10_Industrial_Industrial - WA_New_Process_Natural Gas_Process Boiler - Insulate Steam Lines/Condensate Tank_A_Achievable Economic TRC Potential | F10 | Industrial | Industrial - WA | New | Process | Natural Gas | Process Boiler - Insulate Steam Lines/Condensate Tank | A | Purchases (Incremental) | Achievable Economic TRC Potential | 0 | 0 | 0 | 0 | 0 | 0 | 0 | 0 | 0 | 0 | 0 | 0 | 0 | 0 | 0 | 0 | 0 | 0 | 0 | 0 | 0 | 0 | 0 | 0 | 0 | 0 | 0
F11_Industrial_Industrial - WA_New_Process_Natural Gas_Process Boiler - Insulate Steam Lines/Condensate Tank_A_Achievable Economic TRC Potential | F11 | Industrial | Industrial - WA | New | Process | Natural Gas | Process Boiler - Insulate Steam Lines/Condensate Tank | A | Purchases (Cumulative) | Achievable Economic TRC Potential | 0 | 0 | 0 | 0 | 0 | 0 | 0 | 0 | 0 | 0 | 0 | 0 | 0 | 0 | 0 | 0 | 0 | 0 | 0 | 0 | 0 | 0 | 0 | 0 | 0 | 0 | 0
F1_Industrial_Industrial - WA_New_Process_Natural Gas_Process Boiler - Stack Economizer_A_Achievable Economic TRC Potential | F1 | Industrial | Industrial - WA | New | Process | Natural Gas | Process Boiler - Stack Economizer | A | Integrated Unit Energy Savings (kWh or therms) | Achievable Economic TRC Potential | 0 | 0 | 7.5986 | 7.5981 | 7.5975 | 7.597 | 7.5961 | 7.5948 | 7.5932 | 7.5913 | 7.5894 | 7.5875 | 7.5858 | 7.5845 | 7.5835 | 7.5829 | 7.5826 | 7.5825 | 7.5827 | 7.5829 | 7.5833 | 7.5837 | 7.5842 | 7.5846 | 7.585 | 7.5853 | 7.5856
F2_Industrial_Industrial - WA_New_Process_Natural Gas_Process Boiler - Stack Economizer_A_Achievable Economic TRC Potential | F2 | Industrial | Industrial - WA | New | Process | Natural Gas | Process Boiler - Stack Economizer | A | Integrated Unit Summer Peak Savings (kW) | Achievable Economic TRC Potential | 0 | 0 | 0 | 0 | 0 | 0 | 0 | 0 | 0 | 0 | 0 | 0 | 0 | 0 | 0 | 0 | 0 | 0 | 0 | 0 | 0 | 0 | 0 | 0 | 0 | 0 | 0
F3_Industrial_Industrial - WA_New_Process_Natural Gas_Process Boiler - Stack Economizer_A_Achievable Economic TRC Potential | F3 | Industrial | Industrial - WA | New | Process | Natural Gas | Process Boiler - Stack Economizer | A | Integrated Unit Winter Peak Savings (kW) | Achievable Economic TRC Potential | 0 | 0 | 0 | 0 | 0 | 0 | 0 | 0 | 0 | 0 | 0 | 0 | 0 | 0 | 0 | 0 | 0 | 0 | 0 | 0 | 0 | 0 | 0 | 0 | 0 | 0 | 0
F4_Industrial_Industrial - WA_New_Process_Natural Gas_Process Boiler - Stack Economizer_A_Achievable Economic TRC Potential | F4 | Industrial | Industrial - WA | New | Process | Natural Gas | Process Boiler - Stack Economizer | A | Incremental Energy Savings (MWh or mTherms) | Achievable Economic TRC Potential | 0 | 0 | 0.13912 | 0.18527 | 0.22152 | 0.25093 | 0.27118 | 0.26196 | 0.22363 | 0.18996 | 0.16065 | 0.13534 | 0.11364 | 0.095138 | 0.079435 | 0.066165 | 0.054992 | 0 | 0 | 0 | 0 | 0 | 0 | 0 | 0 | 0 | 0
F5_Industrial_Industrial - WA_New_Process_Natural Gas_Process Boiler - Stack Economizer_A_Achievable Economic TRC Potential | F5 | Industrial | Industrial - WA | New | Process | Natural Gas | Process Boiler - Stack Economizer | A | Incremental Summer Peak Savings (MW) | Achievable Economic TRC Potential | 0 | 0 | 0 | 0 | 0 | 0 | 0 | 0 | 0 | 0 | 0 | 0 | 0 | 0 | 0 | 0 | 0 | 0 | 0 | 0 | 0 | 0 | 0 | 0 | 0 | 0 | 0
F6_Industrial_Industrial - WA_New_Process_Natural Gas_Process Boiler - Stack Economizer_A_Achievable Economic TRC Potential | F6 | Industrial | Industrial - WA | New | Process | Natural Gas | Process Boiler - Stack Economizer | A | Incremental Winter Peak Savings (MW) | Achievable Economic TRC Potential | 0 | 0 | 0 | 0 | 0 | 0 | 0 | 0 | 0 | 0 | 0 | 0 | 0 | 0 | 0 | 0 | 0 | 0 | 0 | 0 | 0 | 0 | 0 | 0 | 0 | 0 | 0
F7_Industrial_Industrial - WA_New_Process_Natural Gas_Process Boiler - Stack Economizer_A_Achievable Economic TRC Potential | F7 | Industrial | Industrial - WA | New | Process | Natural Gas | Process Boiler - Stack Economizer | A | Cumulative Energy Savings (MWh or mTherms) | Achievable Economic TRC Potential | 0 | 0 | 0.13912 | 0.32438 | 0.54588 | 0.79677 | 1.0679 | 1.3296 | 1.553 | 1.7426 | 1.9028 | 2.0376 | 2.1508 | 2.2456 | 2.3247 | 2.3907 | 2.4456 | 2.4456 | 2.4456 | 2.4457 | 2.4458 | 2.446 | 2.4461 | 2.4462 | 2.4464 | 2.4465 | 2.4466
F8_Industrial_Industrial - WA_New_Process_Natural Gas_Process Boiler - Stack Economizer_A_Achievable Economic TRC Potential | F8 | Industrial | Industrial - WA | New | Process | Natural Gas | Process Boiler - Stack Economizer | A | Cumulative Summer Peak Savings (MW) | Achievable Economic TRC Potential | 0 | 0 | 0 | 0 | 0 | 0 | 0 | 0 | 0 | 0 | 0 | 0 | 0 | 0 | 0 | 0 | 0 | 0 | 0 | 0 | 0 | 0 | 0 | 0 | 0 | 0 | 0
F9_Industrial_Industrial - WA_New_Process_Natural Gas_Process Boiler - Stack Economizer_A_Achievable Economic TRC Potential | F9 | Industrial | Industrial - WA | New | Process | Natural Gas | Process Boiler - Stack Economizer | A | Cumulative Winter Peak Savings (MW) | Achievable Economic TRC Potential | 0 | 0 | 0 | 0 | 0 | 0 | 0 | 0 | 0 | 0 | 0 | 0 | 0 | 0 | 0 | 0 | 0 | 0 | 0 | 0 | 0 | 0 | 0 | 0 | 0 | 0 | 0
F10_Industrial_Industrial - WA_New_Process_Natural Gas_Process Boiler - Stack Economizer_A_Achievable Economic TRC Potential | F10 | Industrial | Industrial - WA | New | Process | Natural Gas | Process Boiler - Stack Economizer | A | Purchases (Incremental) | Achievable Economic TRC Potential | 0 | 0 | 18.309 | 24.3832 | 29.1568 | 33.0302 | 35.7003 | 34.4927 | 29.4521 | 25.0228 | 21.1674 | 17.8377 | 14.9809 | 12.5438 | 10.4747 | 8.7255 | 7.2524 | 0 | 0 | 0 | 0 | 0 | 0 | 0 | 0 | 0 | 0
F11_Industrial_Industrial - WA_New_Process_Natural Gas_Process Boiler - Stack Economizer_A_Achievable Economic TRC Potential | F11 | Industrial | Industrial - WA | New | Process | Natural Gas | Process Boiler - Stack Economizer | A | Purchases (Cumulative) | Achievable Economic TRC Potential | 0 | 0 | 18.309 | 42.6923 | 71.849 | 104.8792 | 140.5795 | 175.0722 | 204.5243 | 229.5471 | 250.7145 | 268.5522 | 283.5332 | 296.0769 | 306.5516 | 315.2771 | 322.5295 | 322.5295 | 322.5295 | 322.5295 | 322.5295 | 322.5295 | 322.5295 | 322.5295 | 322.5295 | 322.5295 | 322.5295
F1_Industrial_Industrial - WA_New_Process_Natural Gas_Process Boiler - Steam Trap Replacement_A_Achievable Economic TRC Potential | F1 | Industrial | Industrial - WA | New | Process | Natural Gas | Process Boiler - Steam Trap Replacement | A | Integrated Unit Energy Savings (kWh or therms) | Achievable Economic TRC Potential | 0 | 0 | 253514.0926 | 253514.0926 | 253514.0926 | 253514.0926 | 253514.0926 | 253514.0926 | 253514.0926 | 253514.0926 | 253514.0926 | 253514.0926 | 253514.0926 | 253514.0926 | 253514.0926 | 253514.0926 | 253514.0926 | 253514.0926 | 253514.0926 | 253514.0926 | 253514.0926 | 253514.0926 | 253514.0926 | 253514.0926 | 253514.0926 | 253514.0926 | 253514.0926
F2_Industrial_Industrial - WA_New_Process_Natural Gas_Process Boiler - Steam Trap Replacement_A_Achievable Economic TRC Potential | F2 | Industrial | Industrial - WA | New | Process | Natural Gas | Process Boiler - Steam Trap Replacement | A | Integrated Unit Summer Peak Savings (kW) | Achievable Economic TRC Potential | 0 | 0 | 0 | 0 | 0 | 0 | 0 | 0 | 0 | 0 | 0 | 0 | 0 | 0 | 0 | 0 | 0 | 0 | 0 | 0 | 0 | 0 | 0 | 0 | 0 | 0 | 0
F3_Industrial_Industrial - WA_New_Process_Natural Gas_Process Boiler - Steam Trap Replacement_A_Achievable Economic TRC Potential | F3 | Industrial | Industrial - WA | New | Process | Natural Gas | Process Boiler - Steam Trap Replacement | A | Integrated Unit Winter Peak Savings (kW) | Achievable Economic TRC Potential | 0 | 0 | 0 | 0 | 0 | 0 | 0 | 0 | 0 | 0 | 0 | 0 | 0 | 0 | 0 | 0 | 0 | 0 | 0 | 0 | 0 | 0 | 0 | 0 | 0 | 0 | 0
F4_Industrial_Industrial - WA_New_Process_Natural Gas_Process Boiler - Steam Trap Replacement_A_Achievable Economic TRC Potential | F4 | Industrial | Industrial - WA | New | Process | Natural Gas | Process Boiler - Steam Trap Replacement | A | Incremental Energy Savings (MWh or mTherms) | Achievable Economic TRC Potential | 0 | 0 | 0.0018653 | 0.0024841 | 0.0029704 | 0.003365 | 0.003637 | 0.0039045 | 0.0023021 | 0.0019417 | 0.0017094 | 0.0015646 | 0.0015381 | 0.0015121 | 0.0014865 | 0.0014614 | 0.0014367 | 0.0014124 | 0.0013885 | 0.0013651 | 0 | 0 | 0 | 0 | 0 | 0 | 0
F5_Industrial_Industrial - WA_New_Process_Natural Gas_Process Boiler - Steam Trap Replacement_A_Achievable Economic TRC Potential | F5 | Industrial | Industrial - WA | New | Process | Natural Gas | Process Boiler - Steam Trap Replacement | A | Incremental Summer Peak Savings (MW) | Achievable Economic TRC Potential | 0 | 0 | 0 | 0 | 0 | 0 | 0 | 0 | 0 | 0 | 0 | 0 | 0 | 0 | 0 | 0 | 0 | 0 | 0 | 0 | 0 | 0 | 0 | 0 | 0 | 0 | 0
F6_Industrial_Industrial - WA_New_Process_Natural Gas_Process Boiler - Steam Trap Replacement_A_Achievable Economic TRC Potential | F6 | Industrial | Industrial - WA | New | Process | Natural Gas | Process Boiler - Steam Trap Replacement | A | Incremental Winter Peak Savings (MW) | Achievable Economic TRC Potential | 0 | 0 | 0 | 0 | 0 | 0 | 0 | 0 | 0 | 0 | 0 | 0 | 0 | 0 | 0 | 0 | 0 | 0 | 0 | 0 | 0 | 0 | 0 | 0 | 0 | 0 | 0
F7_Industrial_Industrial - WA_New_Process_Natural Gas_Process Boiler - Steam Trap Replacement_A_Achievable Economic TRC Potential | F7 | Industrial | Industrial - WA | New | Process | Natural Gas | Process Boiler - Steam Trap Replacement | A | Cumulative Energy Savings (MWh or mTherms) | Achievable Economic TRC Potential | 0 | 0 | 0.0018653 | 0.0043494 | 0.0073198 | 0.010685 | 0.014322 | 0.018226 | 0.020528 | 0.02247 | 0.02418 | 0.025744 | 0.027282 | 0.028794 | 0.030281 | 0.031742 | 0.033179 | 0.034591 | 0.03598 | 0.037345 | 0.037345 | 0.037345 | 0.037345 | 0.037345 | 0.037345 | 0.037345 | 0.037345
F8_Industrial_Industrial - WA_New_Process_Natural Gas_Process Boiler - Steam Trap Replacement_A_Achievable Economic TRC Potential | F8 | Industrial | Industrial - WA | New | Process | Natural Gas | Process Boiler - Steam Trap Replacement | A | Cumulative Summer Peak Savings (MW) | Achievable Economic TRC Potential | 0 | 0 | 0 | 0 | 0 | 0 | 0 | 0 | 0 | 0 | 0 | 0 | 0 | 0 | 0 | 0 | 0 | 0 | 0 | 0 | 0 | 0 | 0 | 0 | 0 | 0 | 0
F9_Industrial_Industrial - WA_New_Process_Natural Gas_Process Boiler - Steam Trap Replacement_A_Achievable Economic TRC Potential | F9 | Industrial | Industrial - WA | New | Process | Natural Gas | Process Boiler - Steam Trap Replacement | A | Cumulative Winter Peak Savings (MW) | Achievable Economic TRC Potential | 0 | 0 | 0 | 0 | 0 | 0 | 0 | 0 | 0 | 0 | 0 | 0 | 0 | 0 | 0 | 0 | 0 | 0 | 0 | 0 | 0 | 0 | 0 | 0 | 0 | 0 | 0
F10_Industrial_Industrial - WA_New_Process_Natural Gas_Process Boiler - Steam Trap Replacement_A_Achievable Economic TRC Potential | F10 | Industrial | Industrial - WA | New | Process | Natural Gas | Process Boiler - Steam Trap Replacement | A | Purchases (Incremental) | Achievable Economic TRC Potential | 0 | 0 | 7.3577e-06 | 9.7986e-06 | 1.1717e-05 | 1.3273e-05 | 1.4347e-05 | 1.5401e-05 | 9.0807e-06 | 7.6591e-06 | 6.743e-06 | 6.1716e-06 | 6.0672e-06 | 5.9645e-06 | 5.8636e-06 | 5.7644e-06 | 5.6669e-06 | 5.5712e-06 | 5.477e-06 | 5.3845e-06 | 0 | 0 | 0 | 0 | 0 | 0 | 0
F11_Industrial_Industrial - WA_New_Process_Natural Gas_Process Boiler - Steam Trap Replacement_A_Achievable Economic TRC Potential | F11 | Industrial | Industrial - WA | New | Process | Natural Gas | Process Boiler - Steam Trap Replacement | A | Purchases (Cumulative) | Achievable Economic TRC Potential | 0 | 0 | 7.3577e-06 | 1.7156e-05 | 2.8873e-05 | 4.2147e-05 | 5.6493e-05 | 7.1895e-05 | 8.0975e-05 | 8.8634e-05 | 9.5377e-05 | 0.00010155 | 0.00010762 | 0.00011358 | 0.00011944 | 0.00012521 | 0.00013088 | 0.00013645 | 0.00014192 | 0.00014731 | 0.00014731 | 0.00014731 | 0.00014731 | 0.00014731 | 0.00014731 | 0.00014731 | 0.00014731
F1_Industrial_Industrial - WA_New_Process_Natural Gas_Process Boiler - Maintenance_A_Achievable Economic TRC Potential | F1 | Industrial | Industrial - WA | New | Process | Natural Gas | Process Boiler - Maintenance | A | Integrated Unit Energy Savings (kWh or therms) | Achievable Economic TRC Potential | 0 | 0 | 4.7495 | 4.7494 | 4.7491 | 4.7487 | 4.7481 | 4.7473 | 4.7462 | 4.745 | 4.7438 | 4.7426 | 4.7415 | 4.7407 | 4.7401 | 4.7397 | 4.7395 | 4.7394 | 4.7395 | 4.7396 | 4.7399 | 4.7401 | 4.7404 | 4.7406 | 4.7409 | 4.7411 | 4.7413
F2_Industrial_Industrial - WA_New_Process_Natural Gas_Process Boiler - Maintenance_A_Achievable Economic TRC Potential | F2 | Industrial | Industrial - WA | New | Process | Natural Gas | Process Boiler - Maintenance | A | Integrated Unit Summer Peak Savings (kW) | Achievable Economic TRC Potential | 0 | 0 | 0 | 0 | 0 | 0 | 0 | 0 | 0 | 0 | 0 | 0 | 0 | 0 | 0 | 0 | 0 | 0 | 0 | 0 | 0 | 0 | 0 | 0 | 0 | 0 | 0
F3_Industrial_Industrial - WA_New_Process_Natural Gas_Process Boiler - Maintenance_A_Achievable Economic TRC Potential | F3 | Industrial | Industrial - WA | New | Process | Natural Gas | Process Boiler - Maintenance | A | Integrated Unit Winter Peak Savings (kW) | Achievable Economic TRC Potential | 0 | 0 | 0 | 0 | 0 | 0 | 0 | 0 | 0 | 0 | 0 | 0 | 0 | 0 | 0 | 0 | 0 | 0 | 0 | 0 | 0 | 0 | 0 | 0 | 0 | 0 | 0
F4_Industrial_Industrial - WA_New_Process_Natural Gas_Process Boiler - Maintenance_A_Achievable Economic TRC Potential | F4 | Industrial | Industrial - WA | New | Process | Natural Gas | Process Boiler - Maintenance | A | Incremental Energy Savings (MWh or mTherms) | Achievable Economic TRC Potential | 0 | 0 | 0.021983 | 0.02052 | 0.016985 | 0 | 0 | 0 | 0 | 0 | 0 | 0 | 0 | 0 | 0 | 0 | 0 | 0 | 0 | 0 | 0 | 0 | 0 | 0 | 0 | 0 | 0
F5_Industrial_Industrial - WA_New_Process_Natural Gas_Process Boiler - Maintenance_A_Achievable Economic TRC Potential | F5 | Industrial | Industrial - WA | New | Process | Natural Gas | Process Boiler - Maintenance | A | Incremental Summer Peak Savings (MW) | Achievable Economic TRC Potential | 0 | 0 | 0 | 0 | 0 | 0 | 0 | 0 | 0 | 0 | 0 | 0 | 0 | 0 | 0 | 0 | 0 | 0 | 0 | 0 | 0 | 0 | 0 | 0 | 0 | 0 | 0
F6_Industrial_Industrial - WA_New_Process_Natural Gas_Process Boiler - Maintenance_A_Achievable Economic TRC Potential | F6 | Industrial | Industrial - WA | New | Process | Natural Gas | Process Boiler - Maintenance | A | Incremental Winter Peak Savings (MW) | Achievable Economic TRC Potential | 0 | 0 | 0 | 0 | 0 | 0 | 0 | 0 | 0 | 0 | 0 | 0 | 0 | 0 | 0 | 0 | 0 | 0 | 0 | 0 | 0 | 0 | 0 | 0 | 0 | 0 | 0
F7_Industrial_Industrial - WA_New_Process_Natural Gas_Process Boiler - Maintenance_A_Achievable Economic TRC Potential | F7 | Industrial | Industrial - WA | New | Process | Natural Gas | Process Boiler - Maintenance | A | Cumulative Energy Savings (MWh or mTherms) | Achievable Economic TRC Potential | 0 | 0 | 0.021983 | 0.042502 | 0.059486 | 0.059481 | 0.059473 | 0.059462 | 0.059449 | 0.059434 | 0.059419 | 0.059404 | 0.05939 | 0.05938 | 0.059372 | 0.059367 | 0.059364 | 0.059364 | 0.059365 | 0.059367 | 0.059369 | 0.059373 | 0.059376 | 0.059379 | 0.059382 | 0.059385 | 0.059387
F8_Industrial_Industrial - WA_New_Process_Natural Gas_Process Boiler - Maintenance_A_Achievable Economic TRC Potential | F8 | Industrial | Industrial - WA | New | Process | Natural Gas | Process Boiler - Maintenance | A | Cumulative Summer Peak Savings (MW) | Achievable Economic TRC Potential | 0 | 0 | 0 | 0 | 0 | 0 | 0 | 0 | 0 | 0 | 0 | 0 | 0 | 0 | 0 | 0 | 0 | 0 | 0 | 0 | 0 | 0 | 0 | 0 | 0 | 0 | 0
F9_Industrial_Industrial - WA_New_Process_Natural Gas_Process Boiler - Maintenance_A_Achievable Economic TRC Potential | F9 | Industrial | Industrial - WA | New | Process | Natural Gas | Process Boiler - Maintenance | A | Cumulative Winter Peak Savings (MW) | Achievable Economic TRC Potential | 0 | 0 | 0 | 0 | 0 | 0 | 0 | 0 | 0 | 0 | 0 | 0 | 0 | 0 | 0 | 0 | 0 | 0 | 0 | 0 | 0 | 0 | 0 | 0 | 0 | 0 | 0
F10_Industrial_Industrial - WA_New_Process_Natural Gas_Process Boiler - Maintenance_A_Achievable Economic TRC Potential | F10 | Industrial | Industrial - WA | New | Process | Natural Gas | Process Boiler - Maintenance | A | Purchases (Incremental) | Achievable Economic TRC Potential | 0 | 0 | 4.6285 | 4.3205 | 3.5765 | 0 | 0 | 0 | 0 | 0 | 0 | 0 | 0 | 0 | 0 | 0 | 0 | 0 | 0 | 0 | 0 | 0 | 0 | 0 | 0 | 0 | 0
F11_Industrial_Industrial - WA_New_Process_Natural Gas_Process Boiler - Maintenance_A_Achievable Economic TRC Potential | F11 | Industrial | Industrial - WA | New | Process | Natural Gas | Process Boiler - Maintenance | A | Purchases (Cumulative) | Achievable Economic TRC Potential | 0 | 0 | 4.6285 | 8.9491 | 12.5256 | 12.5256 | 12.5256 | 12.5256 | 12.5256 | 12.5256 | 12.5256 | 12.5256 | 12.5256 | 12.5256 | 12.5256 | 12.5256 | 12.5256 | 12.5256 | 12.5256 | 12.5256 | 12.5256 | 12.5256 | 12.5256 | 12.5256 | 12.5256 | 12.5256 | 12.5256
F1_Industrial_Industrial - WA_New_Process_Natural Gas_Process - Heat Recovery_A_Achievable Economic TRC Potential | F1 | Industrial | Industrial - WA | New | Process | Natural Gas | Process - Heat Recovery | A | Integrated Unit Energy Savings (kWh or therms) | Achievable Economic TRC Potential | 0 | 0 | 0.70904 | 0.70871 | 0.7084 | 0.70808 | 0.70771 | 0.70735 | 0.70703 | 0.70675 | 0.70651 | 0.7063 | 0.70613 | 0.70601 | 0.70594 | 0.70591 | 0.70591 | 0.70598 | 0.70605 | 0.70614 | 0.70623 | 0.70632 | 0.70641 | 0.70649 | 0.70657 | 0.70664 | 0.70671
F2_Industrial_Industrial - WA_New_Process_Natural Gas_Process - Heat Recovery_A_Achievable Economic TRC Potential | F2 | Industrial | Industrial - WA | New | Process | Natural Gas | Process - Heat Recovery | A | Integrated Unit Summer Peak Savings (kW) | Achievable Economic TRC Potential | 0 | 0 | 0 | 0 | 0 | 0 | 0 | 0 | 0 | 0 | 0 | 0 | 0 | 0 | 0 | 0 | 0 | 0 | 0 | 0 | 0 | 0 | 0 | 0 | 0 | 0 | 0
F3_Industrial_Industrial - WA_New_Process_Natural Gas_Process - Heat Recovery_A_Achievable Economic TRC Potential | F3 | Industrial | Industrial - WA | New | Process | Natural Gas | Process - Heat Recovery | A | Integrated Unit Winter Peak Savings (kW) | Achievable Economic TRC Potential | 0 | 0 | 0 | 0 | 0 | 0 | 0 | 0 | 0 | 0 | 0 | 0 | 0 | 0 | 0 | 0 | 0 | 0 | 0 | 0 | 0 | 0 | 0 | 0 | 0 | 0 | 0
F4_Industrial_Industrial - WA_New_Process_Natural Gas_Process - Heat Recovery_A_Achievable Economic TRC Potential | F4 | Industrial | Industrial - WA | New | Process | Natural Gas | Process - Heat Recovery | A | Incremental Energy Savings (MWh or mTherms) | Achievable Economic TRC Potential | 0 | 0 | 1.5022 | 1.9996 | 2.39 | 2.7063 | 2.9236 | 3.1369 | 3.3467 | 3.5528 | 3.7554 | 3.9547 | 4.1507 | 4.3436 | 4.5334 | 4.7202 | 4.9041 | 5.0854 | 5.2638 | 5.4392 | 5.6117 | 5.7815 | 0 | 0 | 0 | 0 | 0
F5_Industrial_Industrial - WA_New_Process_Natural Gas_Process - Heat Recovery_A_Achievable Economic TRC Potential | F5 | Industrial | Industrial - WA | New | Process | Natural Gas | Process - Heat Recovery | A | Incremental Summer Peak Savings (MW) | Achievable Economic TRC Potential | 0 | 0 | 0 | 0 | 0 | 0 | 0 | 0 | 0 | 0 | 0 | 0 | 0 | 0 | 0 | 0 | 0 | 0 | 0 | 0 | 0 | 0 | 0 | 0 | 0 | 0 | 0
F6_Industrial_Industrial - WA_New_Process_Natural Gas_Process - Heat Recovery_A_Achievable Economic TRC Potential | F6 | Industrial | Industrial - WA | New | Process | Natural Gas | Process - Heat Recovery | A | Incremental Winter Peak Savings (MW) | Achievable Economic TRC Potential | 0 | 0 | 0 | 0 | 0 | 0 | 0 | 0 | 0 | 0 | 0 | 0 | 0 | 0 | 0 | 0 | 0 | 0 | 0 | 0 | 0 | 0 | 0 | 0 | 0 | 0 | 0
F7_Industrial_Industrial - WA_New_Process_Natural Gas_Process - Heat Recovery_A_Achievable Economic TRC Potential | F7 | Industrial | Industrial - WA | New | Process | Natural Gas | Process - Heat Recovery | A | Cumulative Energy Savings (MWh or mTherms) | Achievable Economic TRC Potential | 0 | 0 | 1.5022 | 3.5011 | 5.8896 | 8.5933 | 11.5123 | 14.6434 | 17.9836 | 21.5293 | 25.2772 | 29.2244 | 33.3682 | 37.7061 | 42.2355 | 46.9538 | 51.8582 | 56.9485 | 62.2186 | 67.6652 | 73.2856 | 79.0765 | 79.0865 | 79.0957 | 79.1043 | 79.1123 | 79.1199
F8_Industrial_Industrial - WA_New_Process_Natural Gas_Process - Heat Recovery_A_Achievable Economic TRC Potential | F8 | Industrial | Industrial - WA | New | Process | Natural Gas | Process - Heat Recovery | A | Cumulative Summer Peak Savings (MW) | Achievable Economic TRC Potential | 0 | 0 | 0 | 0 | 0 | 0 | 0 | 0 | 0 | 0 | 0 | 0 | 0 | 0 | 0 | 0 | 0 | 0 | 0 | 0 | 0 | 0 | 0 | 0 | 0 | 0 | 0
F9_Industrial_Industrial - WA_New_Process_Natural Gas_Process - Heat Recovery_A_Achievable Economic TRC Potential | F9 | Industrial | Industrial - WA | New | Process | Natural Gas | Process - Heat Recovery | A | Cumulative Winter Peak Savings (MW) | Achievable Economic TRC Potential | 0 | 0 | 0 | 0 | 0 | 0 | 0 | 0 | 0 | 0 | 0 | 0 | 0 | 0 | 0 | 0 | 0 | 0 | 0 | 0 | 0 | 0 | 0 | 0 | 0 | 0 | 0
F10_Industrial_Industrial - WA_New_Process_Natural Gas_Process - Heat Recovery_A_Achievable Economic TRC Potential | F10 | Industrial | Industrial - WA | New | Process | Natural Gas | Process - Heat Recovery | A | Purchases (Incremental) | Achievable Economic TRC Potential | 0 | 0 | 2118.6253 | 2821.4983 | 3373.8669 | 3822.076 | 4131.051 | 4434.7913 | 4733.3871 | 5026.9271 | 5315.4985 | 5599.1871 | 5878.077 | 6152.2509 | 6421.7903 | 6686.7751 | 6947.2837 | 7203.3934 | 7455.1801 | 7702.7183 | 7946.0813 | 8185.3411 | 0 | 0 | 0 | 0 | 0
F11_Industrial_Industrial - WA_New_Process_Natural Gas_Process - Heat Recovery_A_Achievable Economic TRC Potential | F11 | Industrial | Industrial - WA | New | Process | Natural Gas | Process - Heat Recovery | A | Purchases (Cumulative) | Achievable Economic TRC Potential | 0 | 0 | 2118.6253 | 4940.1236 | 8313.9906 | 12136.0666 | 16267.1176 | 20701.9089 | 25435.2959 | 30462.223 | 35777.7215 | 41376.9086 | 47254.9856 | 53407.2365 | 59829.0269 | 66515.8019 | 73463.0856 | 80666.4791 | 88121.6592 | 95824.3775 | 103770.4588 | 111955.7999 | 111955.7999 | 111955.7999 | 111955.7999 | 111955.7999 | 111955.7999
F1_Industrial_Industrial - WA_New_Space Heating_Natural Gas_Strategic Energy Management_A_Achievable Economic TRC Potential | F1 | Industrial | Industrial - WA | New | Space Heating | Natural Gas | Strategic Energy Management | A | Integrated Unit Energy Savings (kWh or therms) | Achievable Economic TRC Potential | 0 | 0 | 0.028289 | 0.027969 | 0.027768 | 0.027612 | 0.027484 | 0.027391 | 0.027316 | 0.02725 | 0.027186 | 0.027124 | 0.027065 | 0.027009 | 0.026956 | 0.026907 | 0.026861 | 0.026831 | 0.026805 | 0.026773 | 0.026735 | 0.026699 | 0.026688 | 0.026679 | 0.026672 | 0.026667 | 0.026664
F2_Industrial_Industrial - WA_New_Space Heating_Natural Gas_Strategic Energy Management_A_Achievable Economic TRC Potential | F2 | Industrial | Industrial - WA | New | Space Heating | Natural Gas | Strategic Energy Management | A | Integrated Unit Summer Peak Savings (kW) | Achievable Economic TRC Potential | 0 | 0 | 0 | 0 | 0 | 0 | 0 | 0 | 0 | 0 | 0 | 0 | 0 | 0 | 0 | 0 | 0 | 0 | 0 | 0 | 0 | 0 | 0 | 0 | 0 | 0 | 0
F3_Industrial_Industrial - WA_New_Space Heating_Natural Gas_Strategic Energy Management_A_Achievable Economic TRC Potential | F3 | Industrial | Industrial - WA | New | Space Heating | Natural Gas | Strategic Energy Management | A | Integrated Unit Winter Peak Savings (kW) | Achievable Economic TRC Potential | 0 | 0 | 0 | 0 | 0 | 0 | 0 | 0 | 0 | 0 | 0 | 0 | 0 | 0 | 0 | 0 | 0 | 0 | 0 | 0 | 0 | 0 | 0 | 0 | 0 | 0 | 0
F4_Industrial_Industrial - WA_New_Space Heating_Natural Gas_Strategic Energy Management_A_Achievable Economic TRC Potential | F4 | Industrial | Industrial - WA | New | Space Heating | Natural Gas | Strategic Energy Management | A | Incremental Energy Savings (MWh or mTherms) | Achievable Economic TRC Potential | 0 | 0 | 0 | 0 | 0 | 0 | 0 | 0 | 0 | 0 | 0 | 0 | 0 | 0 | 0 | 0 | 0 | 0 | 0 | 0 | 0 | 0 | 0 | 0 | 0 | 0 | 0
F5_Industrial_Industrial - WA_New_Space Heating_Natural Gas_Strategic Energy Management_A_Achievable Economic TRC Potential | F5 | Industrial | Industrial - WA | New | Space Heating | Natural Gas | Strategic Energy Management | A | Incremental Summer Peak Savings (MW) | Achievable Economic TRC Potential | 0 | 0 | 0 | 0 | 0 | 0 | 0 | 0 | 0 | 0 | 0 | 0 | 0 | 0 | 0 | 0 | 0 | 0 | 0 | 0 | 0 | 0 | 0 | 0 | 0 | 0 | 0
F6_Industrial_Industrial - WA_New_Space Heating_Natural Gas_Strategic Energy Management_A_Achievable Economic TRC Potential | F6 | Industrial | Industrial - WA | New | Space Heating | Natural Gas | Strategic Energy Management | A | Incremental Winter Peak Savings (MW) | Achievable Economic TRC Potential | 0 | 0 | 0 | 0 | 0 | 0 | 0 | 0 | 0 | 0 | 0 | 0 | 0 | 0 | 0 | 0 | 0 | 0 | 0 | 0 | 0 | 0 | 0 | 0 | 0 | 0 | 0
F7_Industrial_Industrial - WA_New_Space Heating_Natural Gas_Strategic Energy Management_A_Achievable Economic TRC Potential | F7 | Industrial | Industrial - WA | New | Space Heating | Natural Gas | Strategic Energy Management | A | Cumulative Energy Savings (MWh or mTherms) | Achievable Economic TRC Potential | 0 | 0 | 0 | 0 | 0 | 0 | 0 | 0 | 0 | 0 | 0 | 0 | 0 | 0 | 0 | 0 | 0 | 0 | 0 | 0 | 0 | 0 | 0 | 0 | 0 | 0 | 0
F8_Industrial_Industrial - WA_New_Space Heating_Natural Gas_Strategic Energy Management_A_Achievable Economic TRC Potential | F8 | Industrial | Industrial - WA | New | Space Heating | Natural Gas | Strategic Energy Management | A | Cumulative Summer Peak Savings (MW) | Achievable Economic TRC Potential | 0 | 0 | 0 | 0 | 0 | 0 | 0 | 0 | 0 | 0 | 0 | 0 | 0 | 0 | 0 | 0 | 0 | 0 | 0 | 0 | 0 | 0 | 0 | 0 | 0 | 0 | 0
F9_Industrial_Industrial - WA_New_Space Heating_Natural Gas_Strategic Energy Management_A_Achievable Economic TRC Potential | F9 | Industrial | Industrial - WA | New | Space Heating | Natural Gas | Strategic Energy Management | A | Cumulative Winter Peak Savings (MW) | Achievable Economic TRC Potential | 0 | 0 | 0 | 0 | 0 | 0 | 0 | 0 | 0 | 0 | 0 | 0 | 0 | 0 | 0 | 0 | 0 | 0 | 0 | 0 | 0 | 0 | 0 | 0 | 0 | 0 | 0
F10_Industrial_Industrial - WA_New_Space Heating_Natural Gas_Strategic Energy Management_A_Achievable Economic TRC Potential | F10 | Industrial | Industrial - WA | New | Space Heating | Natural Gas | Strategic Energy Management | A | Purchases (Incremental) | Achievable Economic TRC Potential | 0 | 0 | 0 | 0 | 0 | 0 | 0 | 0 | 0 | 0 | 0 | 0 | 0 | 0 | 0 | 0 | 0 | 0 | 0 | 0 | 0 | 0 | 0 | 0 | 0 | 0 | 0
F11_Industrial_Industrial - WA_New_Space Heating_Natural Gas_Strategic Energy Management_A_Achievable Economic TRC Potential | F11 | Industrial | Industrial - WA | New | Space Heating | Natural Gas | Strategic Energy Management | A | Purchases (Cumulative) | Achievable Economic TRC Potential | 0 | 0 | 0 | 0 | 0 | 0 | 0 | 0 | 0 | 0 | 0 | 0 | 0 | 0 | 0 | 0 | 0 | 0 | 0 | 0 | 0 | 0 | 0 | 0 | 0 | 0 | 0
F1_Industrial_Industrial - WA_New_Process_Natural Gas_Strategic Energy Management_A_Achievable Economic TRC Potential | F1 | Industrial | Industrial - WA | New | Process | Natural Gas | Strategic Energy Management | A | Integrated Unit Energy Savings (kWh or therms) | Achievable Economic TRC Potential | 0 | 0 | 0.11483 | 0.11427 | 0.11375 | 0.11323 | 0.11267 | 0.11213 | 0.11161 | 0.11111 | 0.11063 | 0.11016 | 0.10971 | 0.10927 | 0.10884 | 0.10841 | 0.108 | 0.1076 | 0.1072 | 0.10681 | 0.10641 | 0.10602 | 0.10628 | 0.10653 | 0.10676 | 0.10697 | 0.10718
F2_Industrial_Industrial - WA_New_Process_Natural Gas_Strategic Energy Management_A_Achievable Economic TRC Potential | F2 | Industrial | Industrial - WA | New | Process | Natural Gas | Strategic Energy Management | A | Integrated Unit Summer Peak Savings (kW) | Achievable Economic TRC Potential | 0 | 0 | 0 | 0 | 0 | 0 | 0 | 0 | 0 | 0 | 0 | 0 | 0 | 0 | 0 | 0 | 0 | 0 | 0 | 0 | 0 | 0 | 0 | 0 | 0 | 0 | 0
F3_Industrial_Industrial - WA_New_Process_Natural Gas_Strategic Energy Management_A_Achievable Economic TRC Potential | F3 | Industrial | Industrial - WA | New | Process | Natural Gas | Strategic Energy Management | A | Integrated Unit Winter Peak Savings (kW) | Achievable Economic TRC Potential | 0 | 0 | 0 | 0 | 0 | 0 | 0 | 0 | 0 | 0 | 0 | 0 | 0 | 0 | 0 | 0 | 0 | 0 | 0 | 0 | 0 | 0 | 0 | 0 | 0 | 0 | 0
F4_Industrial_Industrial - WA_New_Process_Natural Gas_Strategic Energy Management_A_Achievable Economic TRC Potential | F4 | Industrial | Industrial - WA | New | Process | Natural Gas | Strategic Energy Management | A | Incremental Energy Savings (MWh or mTherms) | Achievable Economic TRC Potential | 0 | 0 | 0 | 0 | 0 | 0 | 0 | 0 | 0 | 0 | 0 | 0 | 0 | 0 | 0 | 0 | 0 | 0 | 0 | 0 | 0 | 0 | 0 | 0 | 0 | 0 | 0
F5_Industrial_Industrial - WA_New_Process_Natural Gas_Strategic Energy Management_A_Achievable Economic TRC Potential | F5 | Industrial | Industrial - WA | New | Process | Natural Gas | Strategic Energy Management | A | Incremental Summer Peak Savings (MW) | Achievable Economic TRC Potential | 0 | 0 | 0 | 0 | 0 | 0 | 0 | 0 | 0 | 0 | 0 | 0 | 0 | 0 | 0 | 0 | 0 | 0 | 0 | 0 | 0 | 0 | 0 | 0 | 0 | 0 | 0
F6_Industrial_Industrial - WA_New_Process_Natural Gas_Strategic Energy Management_A_Achievable Economic TRC Potential | F6 | Industrial | Industrial - WA | New | Process | Natural Gas | Strategic Energy Management | A | Incremental Winter Peak Savings (MW) | Achievable Economic TRC Potential | 0 | 0 | 0 | 0 | 0 | 0 | 0 | 0 | 0 | 0 | 0 | 0 | 0 | 0 | 0 | 0 | 0 | 0 | 0 | 0 | 0 | 0 | 0 | 0 | 0 | 0 | 0
F7_Industrial_Industrial - WA_New_Process_Natural Gas_Strategic Energy Management_A_Achievable Economic TRC Potential | F7 | Industrial | Industrial - WA | New | Process | Natural Gas | Strategic Energy Management | A | Cumulative Energy Savings (MWh or mTherms) | Achievable Economic TRC Potential | 0 | 0 | 0 | 0 | 0 | 0 | 0 | 0 | 0 | 0 | 0 | 0 | 0 | 0 | 0 | 0 | 0 | 0 | 0 | 0 | 0 | 0 | 0 | 0 | 0 | 0 | 0
F8_Industrial_Industrial - WA_New_Process_Natural Gas_Strategic Energy Management_A_Achievable Economic TRC Potential | F8 | Industrial | Industrial - WA | New | Process | Natural Gas | Strategic Energy Management | A | Cumulative Summer Peak Savings (MW) | Achievable Economic TRC Potential | 0 | 0 | 0 | 0 | 0 | 0 | 0 | 0 | 0 | 0 | 0 | 0 | 0 | 0 | 0 | 0 | 0 | 0 | 0 | 0 | 0 | 0 | 0 | 0 | 0 | 0 | 0
F9_Industrial_Industrial - WA_New_Process_Natural Gas_Strategic Energy Management_A_Achievable Economic TRC Potential | F9 | Industrial | Industrial - WA | New | Process | Natural Gas | Strategic Energy Management | A | Cumulative Winter Peak Savings (MW) | Achievable Economic TRC Potential | 0 | 0 | 0 | 0 | 0 | 0 | 0 | 0 | 0 | 0 | 0 | 0 | 0 | 0 | 0 | 0 | 0 | 0 | 0 | 0 | 0 | 0 | 0 | 0 | 0 | 0 | 0
F10_Industrial_Industrial - WA_New_Process_Natural Gas_Strategic Energy Management_A_Achievable Economic TRC Potential | F10 | Industrial | Industrial - WA | New | Process | Natural Gas | Strategic Energy Management | A | Purchases (Incremental) | Achievable Economic TRC Potential | 0 | 0 | 0 | 0 | 0 | 0 | 0 | 0 | 0 | 0 | 0 | 0 | 0 | 0 | 0 | 0 | 0 | 0 | 0 | 0 | 0 | 0 | 0 | 0 | 0 | 0 | 0
F11_Industrial_Industrial - WA_New_Process_Natural Gas_Strategic Energy Management_A_Achievable Economic TRC Potential | F11 | Industrial | Industrial - WA | New | Process | Natural Gas | Strategic Energy Management | A | Purchases (Cumulative) | Achievable Economic TRC Potential | 0 | 0 | 0 | 0 | 0 | 0 | 0 | 0 | 0 | 0 | 0 | 0 | 0 | 0 | 0 | 0 | 0 | 0 | 0 | 0 | 0 | 0 | 0 | 0 | 0 | 0 | 0
F1_Industrial_Industrial - WA_New_Miscellaneous_Natural Gas_Strategic Energy Management_A_Achievable Economic TRC Potential | F1 | Industrial | Industrial - WA | New | Miscellaneous | Natural Gas | Strategic Energy Management | A | Integrated Unit Energy Savings (kWh or therms) | Achievable Economic TRC Potential | 0 | 0 | 0.025233 | 0.025233 | 0.025233 | 0.025233 | 0.025233 | 0.025233 | 0.025233 | 0.025233 | 0.025233 | 0.025233 | 0.025233 | 0.025233 | 0.025233 | 0.025233 | 0.025233 | 0.025233 | 0.025233 | 0.025233 | 0.025233 | 0.025233 | 0.025233 | 0.025233 | 0.025233 | 0.025233 | 0.025233
F2_Industrial_Industrial - WA_New_Miscellaneous_Natural Gas_Strategic Energy Management_A_Achievable Economic TRC Potential | F2 | Industrial | Industrial - WA | New | Miscellaneous | Natural Gas | Strategic Energy Management | A | Integrated Unit Summer Peak Savings (kW) | Achievable Economic TRC Potential | 0 | 0 | 0 | 0 | 0 | 0 | 0 | 0 | 0 | 0 | 0 | 0 | 0 | 0 | 0 | 0 | 0 | 0 | 0 | 0 | 0 | 0 | 0 | 0 | 0 | 0 | 0
F3_Industrial_Industrial - WA_New_Miscellaneous_Natural Gas_Strategic Energy Management_A_Achievable Economic TRC Potential | F3 | Industrial | Industrial - WA | New | Miscellaneous | Natural Gas | Strategic Energy Management | A | Integrated Unit Winter Peak Savings (kW) | Achievable Economic TRC Potential | 0 | 0 | 0 | 0 | 0 | 0 | 0 | 0 | 0 | 0 | 0 | 0 | 0 | 0 | 0 | 0 | 0 | 0 | 0 | 0 | 0 | 0 | 0 | 0 | 0 | 0 | 0
F4_Industrial_Industrial - WA_New_Miscellaneous_Natural Gas_Strategic Energy Management_A_Achievable Economic TRC Potential | F4 | Industrial | Industrial - WA | New | Miscellaneous | Natural Gas | Strategic Energy Management | A | Incremental Energy Savings (MWh or mTherms) | Achievable Economic TRC Potential | 0 | 0 | 0 | 0 | 0 | 0 | 0 | 0 | 0 | 0 | 0 | 0 | 0 | 0 | 0 | 0 | 0 | 0 | 0 | 0 | 0 | 0 | 0 | 0 | 0 | 0 | 0
F5_Industrial_Industrial - WA_New_Miscellaneous_Natural Gas_Strategic Energy Management_A_Achievable Economic TRC Potential | F5 | Industrial | Industrial - WA | New | Miscellaneous | Natural Gas | Strategic Energy Management | A | Incremental Summer Peak Savings (MW) | Achievable Economic TRC Potential | 0 | 0 | 0 | 0 | 0 | 0 | 0 | 0 | 0 | 0 | 0 | 0 | 0 | 0 | 0 | 0 | 0 | 0 | 0 | 0 | 0 | 0 | 0 | 0 | 0 | 0 | 0
F6_Industrial_Industrial - WA_New_Miscellaneous_Natural Gas_Strategic Energy Management_A_Achievable Economic TRC Potential | F6 | Industrial | Industrial - WA | New | Miscellaneous | Natural Gas | Strategic Energy Management | A | Incremental Winter Peak Savings (MW) | Achievable Economic TRC Potential | 0 | 0 | 0 | 0 | 0 | 0 | 0 | 0 | 0 | 0 | 0 | 0 | 0 | 0 | 0 | 0 | 0 | 0 | 0 | 0 | 0 | 0 | 0 | 0 | 0 | 0 | 0
F7_Industrial_Industrial - WA_New_Miscellaneous_Natural Gas_Strategic Energy Management_A_Achievable Economic TRC Potential | F7 | Industrial | Industrial - WA | New | Miscellaneous | Natural Gas | Strategic Energy Management | A | Cumulative Energy Savings (MWh or mTherms) | Achievable Economic TRC Potential | 0 | 0 | 0 | 0 | 0 | 0 | 0 | 0 | 0 | 0 | 0 | 0 | 0 | 0 | 0 | 0 | 0 | 0 | 0 | 0 | 0 | 0 | 0 | 0 | 0 | 0 | 0
F8_Industrial_Industrial - WA_New_Miscellaneous_Natural Gas_Strategic Energy Management_A_Achievable Economic TRC Potential | F8 | Industrial | Industrial - WA | New | Miscellaneous | Natural Gas | Strategic Energy Management | A | Cumulative Summer Peak Savings (MW) | Achievable Economic TRC Potential | 0 | 0 | 0 | 0 | 0 | 0 | 0 | 0 | 0 | 0 | 0 | 0 | 0 | 0 | 0 | 0 | 0 | 0 | 0 | 0 | 0 | 0 | 0 | 0 | 0 | 0 | 0
F9_Industrial_Industrial - WA_New_Miscellaneous_Natural Gas_Strategic Energy Management_A_Achievable Economic TRC Potential | F9 | Industrial | Industrial - WA | New | Miscellaneous | Natural Gas | Strategic Energy Management | A | Cumulative Winter Peak Savings (MW) | Achievable Economic TRC Potential | 0 | 0 | 0 | 0 | 0 | 0 | 0 | 0 | 0 | 0 | 0 | 0 | 0 | 0 | 0 | 0 | 0 | 0 | 0 | 0 | 0 | 0 | 0 | 0 | 0 | 0 | 0
F10_Industrial_Industrial - WA_New_Miscellaneous_Natural Gas_Strategic Energy Management_A_Achievable Economic TRC Potential | F10 | Industrial | Industrial - WA | New | Miscellaneous | Natural Gas | Strategic Energy Management | A | Purchases (Incremental) | Achievable Economic TRC Potential | 0 | 0 | 0 | 0 | 0 | 0 | 0 | 0 | 0 | 0 | 0 | 0 | 0 | 0 | 0 | 0 | 0 | 0 | 0 | 0 | 0 | 0 | 0 | 0 | 0 | 0 | 0
F11_Industrial_Industrial - WA_New_Miscellaneous_Natural Gas_Strategic Energy Management_A_Achievable Economic TRC Potential | F11 | Industrial | Industrial - WA | New | Miscellaneous | Natural Gas | Strategic Energy Management | A | Purchases (Cumulative) | Achievable Economic TRC Potential | 0 | 0 | 0 | 0 | 0 | 0 | 0 | 0 | 0 | 0 | 0 | 0 | 0 | 0 | 0 | 0 | 0 | 0 | 0 | 0 | 0 | 0 | 0 | 0 | 0 | 0 | 0
F1_Industrial_Industrial - WA_New_Space Heating_Natural Gas_Retrocommissioning_A_Achievable Economic TRC Potential | F1 | Industrial | Industrial - WA | New | Space Heating | Natural Gas | Retrocommissioning | A | Integrated Unit Energy Savings (kWh or therms) | Achievable Economic TRC Potential | 0 | 0 | 0.034732 | 0.034337 | 0.034089 | 0.033899 | 0.033741 | 0.033628 | 0.033536 | 0.033456 | 0.033377 | 0.033301 | 0.033229 | 0.03316 | 0.033096 | 0.033036 | 0.03298 | 0.032943 | 0.032911 | 0.032872 | 0.032826 | 0.032781 | 0.032767 | 0.032757 | 0.032749 | 0.032742 | 0.032738
F2_Industrial_Industrial - WA_New_Space Heating_Natural Gas_Retrocommissioning_A_Achievable Economic TRC Potential | F2 | Industrial | Industrial - WA | New | Space Heating | Natural Gas | Retrocommissioning | A | Integrated Unit Summer Peak Savings (kW) | Achievable Economic TRC Potential | 0 | 0 | 0 | 0 | 0 | 0 | 0 | 0 | 0 | 0 | 0 | 0 | 0 | 0 | 0 | 0 | 0 | 0 | 0 | 0 | 0 | 0 | 0 | 0 | 0 | 0 | 0
F3_Industrial_Industrial - WA_New_Space Heating_Natural Gas_Retrocommissioning_A_Achievable Economic TRC Potential | F3 | Industrial | Industrial - WA | New | Space Heating | Natural Gas | Retrocommissioning | A | Integrated Unit Winter Peak Savings (kW) | Achievable Economic TRC Potential | 0 | 0 | 0 | 0 | 0 | 0 | 0 | 0 | 0 | 0 | 0 | 0 | 0 | 0 | 0 | 0 | 0 | 0 | 0 | 0 | 0 | 0 | 0 | 0 | 0 | 0 | 0
F4_Industrial_Industrial - WA_New_Space Heating_Natural Gas_Retrocommissioning_A_Achievable Economic TRC Potential | F4 | Industrial | Industrial - WA | New | Space Heating | Natural Gas | Retrocommissioning | A | Incremental Energy Savings (MWh or mTherms) | Achievable Economic TRC Potential | 0 | 0 | 0 | 0 | 0 | 0 | 0 | 0 | 0 | 0 | 0 | 0 | 0 | 0 | 0 | 0 | 0 | 0 | 0 | 0 | 0 | 0 | 0 | 0 | 0 | 0 | 0
F5_Industrial_Industrial - WA_New_Space Heating_Natural Gas_Retrocommissioning_A_Achievable Economic TRC Potential | F5 | Industrial | Industrial - WA | New | Space Heating | Natural Gas | Retrocommissioning | A | Incremental Summer Peak Savings (MW) | Achievable Economic TRC Potential | 0 | 0 | 0 | 0 | 0 | 0 | 0 | 0 | 0 | 0 | 0 | 0 | 0 | 0 | 0 | 0 | 0 | 0 | 0 | 0 | 0 | 0 | 0 | 0 | 0 | 0 | 0
F6_Industrial_Industrial - WA_New_Space Heating_Natural Gas_Retrocommissioning_A_Achievable Economic TRC Potential | F6 | Industrial | Industrial - WA | New | Space Heating | Natural Gas | Retrocommissioning | A | Incremental Winter Peak Savings (MW) | Achievable Economic TRC Potential | 0 | 0 | 0 | 0 | 0 | 0 | 0 | 0 | 0 | 0 | 0 | 0 | 0 | 0 | 0 | 0 | 0 | 0 | 0 | 0 | 0 | 0 | 0 | 0 | 0 | 0 | 0
F7_Industrial_Industrial - WA_New_Space Heating_Natural Gas_Retrocommissioning_A_Achievable Economic TRC Potential | F7 | Industrial | Industrial - WA | New | Space Heating | Natural Gas | Retrocommissioning | A | Cumulative Energy Savings (MWh or mTherms) | Achievable Economic TRC Potential | 0 | 0 | 0 | 0 | 0 | 0 | 0 | 0 | 0 | 0 | 0 | 0 | 0 | 0 | 0 | 0 | 0 | 0 | 0 | 0 | 0 | 0 | 0 | 0 | 0 | 0 | 0
F8_Industrial_Industrial - WA_New_Space Heating_Natural Gas_Retrocommissioning_A_Achievable Economic TRC Potential | F8 | Industrial | Industrial - WA | New | Space Heating | Natural Gas | Retrocommissioning | A | Cumulative Summer Peak Savings (MW) | Achievable Economic TRC Potential | 0 | 0 | 0 | 0 | 0 | 0 | 0 | 0 | 0 | 0 | 0 | 0 | 0 | 0 | 0 | 0 | 0 | 0 | 0 | 0 | 0 | 0 | 0 | 0 | 0 | 0 | 0
F9_Industrial_Industrial - WA_New_Space Heating_Natural Gas_Retrocommissioning_A_Achievable Economic TRC Potential | F9 | Industrial | Industrial - WA | New | Space Heating | Natural Gas | Retrocommissioning | A | Cumulative Winter Peak Savings (MW) | Achievable Economic TRC Potential | 0 | 0 | 0 | 0 | 0 | 0 | 0 | 0 | 0 | 0 | 0 | 0 | 0 | 0 | 0 | 0 | 0 | 0 | 0 | 0 | 0 | 0 | 0 | 0 | 0 | 0 | 0
F10_Industrial_Industrial - WA_New_Space Heating_Natural Gas_Retrocommissioning_A_Achievable Economic TRC Potential | F10 | Industrial | Industrial - WA | New | Space Heating | Natural Gas | Retrocommissioning | A | Purchases (Incremental) | Achievable Economic TRC Potential | 0 | 0 | 0 | 0 | 0 | 0 | 0 | 0 | 0 | 0 | 0 | 0 | 0 | 0 | 0 | 0 | 0 | 0 | 0 | 0 | 0 | 0 | 0 | 0 | 0 | 0 | 0
F11_Industrial_Industrial - WA_New_Space Heating_Natural Gas_Retrocommissioning_A_Achievable Economic TRC Potential | F11 | Industrial | Industrial - WA | New | Space Heating | Natural Gas | Retrocommissioning | A | Purchases (Cumulative) | Achievable Economic TRC Potential | 0 | 0 | 0 | 0 | 0 | 0 | 0 | 0 | 0 | 0 | 0 | 0 | 0 | 0 | 0 | 0 | 0 | 0 | 0 | 0 | 0 | 0 | 0 | 0 | 0 | 0 | 0
F1_Industrial_Industrial - WA_New_Process_Natural Gas_Retrocommissioning_A_Achievable Economic TRC Potential | F1 | Industrial | Industrial - WA | New | Process | Natural Gas | Retrocommissioning | A | Integrated Unit Energy Savings (kWh or therms) | Achievable Economic TRC Potential | 0 | 0 | 0 | 0 | 0 | 0 | 0 | 0 | 0 | 0 | 0 | 0 | 0 | 0 | 0 | 0 | 0 | 0 | 0 | 0 | 0 | 0 | 0 | 0 | 0 | 0 | 0
F2_Industrial_Industrial - WA_New_Process_Natural Gas_Retrocommissioning_A_Achievable Economic TRC Potential | F2 | Industrial | Industrial - WA | New | Process | Natural Gas | Retrocommissioning | A | Integrated Unit Summer Peak Savings (kW) | Achievable Economic TRC Potential | 0 | 0 | 0 | 0 | 0 | 0 | 0 | 0 | 0 | 0 | 0 | 0 | 0 | 0 | 0 | 0 | 0 | 0 | 0 | 0 | 0 | 0 | 0 | 0 | 0 | 0 | 0
F3_Industrial_Industrial - WA_New_Process_Natural Gas_Retrocommissioning_A_Achievable Economic TRC Potential | F3 | Industrial | Industrial - WA | New | Process | Natural Gas | Retrocommissioning | A | Integrated Unit Winter Peak Savings (kW) | Achievable Economic TRC Potential | 0 | 0 | 0 | 0 | 0 | 0 | 0 | 0 | 0 | 0 | 0 | 0 | 0 | 0 | 0 | 0 | 0 | 0 | 0 | 0 | 0 | 0 | 0 | 0 | 0 | 0 | 0
F4_Industrial_Industrial - WA_New_Process_Natural Gas_Retrocommissioning_A_Achievable Economic TRC Potential | F4 | Industrial | Industrial - WA | New | Process | Natural Gas | Retrocommissioning | A | Incremental Energy Savings (MWh or mTherms) | Achievable Economic TRC Potential | 0 | 0 | 0 | 0 | 0 | 0 | 0 | 0 | 0 | 0 | 0 | 0 | 0 | 0 | 0 | 0 | 0 | 0 | 0 | 0 | 0 | 0 | 0 | 0 | 0 | 0 | 0
F5_Industrial_Industrial - WA_New_Process_Natural Gas_Retrocommissioning_A_Achievable Economic TRC Potential | F5 | Industrial | Industrial - WA | New | Process | Natural Gas | Retrocommissioning | A | Incremental Summer Peak Savings (MW) | Achievable Economic TRC Potential | 0 | 0 | 0 | 0 | 0 | 0 | 0 | 0 | 0 | 0 | 0 | 0 | 0 | 0 | 0 | 0 | 0 | 0 | 0 | 0 | 0 | 0 | 0 | 0 | 0 | 0 | 0
F6_Industrial_Industrial - WA_New_Process_Natural Gas_Retrocommissioning_A_Achievable Economic TRC Potential | F6 | Industrial | Industrial - WA | New | Process | Natural Gas | Retrocommissioning | A | Incremental Winter Peak Savings (MW) | Achievable Economic TRC Potential | 0 | 0 | 0 | 0 | 0 | 0 | 0 | 0 | 0 | 0 | 0 | 0 | 0 | 0 | 0 | 0 | 0 | 0 | 0 | 0 | 0 | 0 | 0 | 0 | 0 | 0 | 0
F7_Industrial_Industrial - WA_New_Process_Natural Gas_Retrocommissioning_A_Achievable Economic TRC Potential | F7 | Industrial | Industrial - WA | New | Process | Natural Gas | Retrocommissioning | A | Cumulative Energy Savings (MWh or mTherms) | Achievable Economic TRC Potential | 0 | 0 | 0 | 0 | 0 | 0 | 0 | 0 | 0 | 0 | 0 | 0 | 0 | 0 | 0 | 0 | 0 | 0 | 0 | 0 | 0 | 0 | 0 | 0 | 0 | 0 | 0
F8_Industrial_Industrial - WA_New_Process_Natural Gas_Retrocommissioning_A_Achievable Economic TRC Potential | F8 | Industrial | Industrial - WA | New | Process | Natural Gas | Retrocommissioning | A | Cumulative Summer Peak Savings (MW) | Achievable Economic TRC Potential | 0 | 0 | 0 | 0 | 0 | 0 | 0 | 0 | 0 | 0 | 0 | 0 | 0 | 0 | 0 | 0 | 0 | 0 | 0 | 0 | 0 | 0 | 0 | 0 | 0 | 0 | 0
F9_Industrial_Industrial - WA_New_Process_Natural Gas_Retrocommissioning_A_Achievable Economic TRC Potential | F9 | Industrial | Industrial - WA | New | Process | Natural Gas | Retrocommissioning | A | Cumulative Winter Peak Savings (MW) | Achievable Economic TRC Potential | 0 | 0 | 0 | 0 | 0 | 0 | 0 | 0 | 0 | 0 | 0 | 0 | 0 | 0 | 0 | 0 | 0 | 0 | 0 | 0 | 0 | 0 | 0 | 0 | 0 | 0 | 0
F10_Industrial_Industrial - WA_New_Process_Natural Gas_Retrocommissioning_A_Achievable Economic TRC Potential | F10 | Industrial | Industrial - WA | New | Process | Natural Gas | Retrocommissioning | A | Purchases (Incremental) | Achievable Economic TRC Potential | 0 | 0 | 0 | 0 | 0 | 0 | 0 | 0 | 0 | 0 | 0 | 0 | 0 | 0 | 0 | 0 | 0 | 0 | 0 | 0 | 0 | 0 | 0 | 0 | 0 | 0 | 0
F11_Industrial_Industrial - WA_New_Process_Natural Gas_Retrocommissioning_A_Achievable Economic TRC Potential | F11 | Industrial | Industrial - WA | New | Process | Natural Gas | Retrocommissioning | A | Purchases (Cumulative) | Achievable Economic TRC Potential | 0 | 0 | 0 | 0 | 0 | 0 | 0 | 0 | 0 | 0 | 0 | 0 | 0 | 0 | 0 | 0 | 0 | 0 | 0 | 0 | 0 | 0 | 0 | 0 | 0 | 0 | 0
F1_Industrial_Industrial - ID_Existing_Space Heating_Natural Gas_Insulation - Ceiling_A_Achievable Economic TRC Potential | F1 | Industrial | Industrial - ID | Existing | Space Heating | Natural Gas | Insulation - Ceiling | A | Integrated Unit Energy Savings (kWh or therms) | Achievable Economic TRC Potential | 0 | 0 | 0.08498 | 0.084354 | 0.083684 | 0.082966 | 0.082191 | 0.081484 | 0.08072 | 0.079898 | 0.079025 | 0.078112 | 0.077173 | 0.076242 | 0.07532 | 0.074425 | 0.073572 | 0.072922 | 0.072333 | 0.07181 | 0.071347 | 0.070927 | 0.070608 | 0.070304 | 0.070011 | 0.069724 | 0.069444
F2_Industrial_Industrial - ID_Existing_Space Heating_Natural Gas_Insulation - Ceiling_A_Achievable Economic TRC Potential | F2 | Industrial | Industrial - ID | Existing | Space Heating | Natural Gas | Insulation - Ceiling | A | Integrated Unit Summer Peak Savings (kW) | Achievable Economic TRC Potential | 0 | 0 | 0 | 0 | 0 | 0 | 0 | 0 | 0 | 0 | 0 | 0 | 0 | 0 | 0 | 0 | 0 | 0 | 0 | 0 | 0 | 0 | 0 | 0 | 0 | 0 | 0
F3_Industrial_Industrial - ID_Existing_Space Heating_Natural Gas_Insulation - Ceiling_A_Achievable Economic TRC Potential | F3 | Industrial | Industrial - ID | Existing | Space Heating | Natural Gas | Insulation - Ceiling | A | Integrated Unit Winter Peak Savings (kW) | Achievable Economic TRC Potential | 0 | 0 | 0 | 0 | 0 | 0 | 0 | 0 | 0 | 0 | 0 | 0 | 0 | 0 | 0 | 0 | 0 | 0 | 0 | 0 | 0 | 0 | 0 | 0 | 0 | 0 | 0
F4_Industrial_Industrial - ID_Existing_Space Heating_Natural Gas_Insulation - Ceiling_A_Achievable Economic TRC Potential | F4 | Industrial | Industrial - ID | Existing | Space Heating | Natural Gas | Insulation - Ceiling | A | Incremental Energy Savings (MWh or mTherms) | Achievable Economic TRC Potential | 0 | 0 | 0.0095972 | 0.018714 | 0.032396 | 0.051343 | 0.075874 | 0.10588 | 0.14021 | 0.17681 | 0.21256 | 0.24349 | 0.26525 | 0.27396 | 0.26709 | 0.2445 | 0.20884 | 0.16823 | 0.12541 | 0.084708 | 0.052843 | 0.033669 | 0 | 0 | 0 | 0 | 0
F5_Industrial_Industrial - ID_Existing_Space Heating_Natural Gas_Insulation - Ceiling_A_Achievable Economic TRC Potential | F5 | Industrial | Industrial - ID | Existing | Space Heating | Natural Gas | Insulation - Ceiling | A | Incremental Summer Peak Savings (MW) | Achievable Economic TRC Potential | 0 | 0 | 0 | 0 | 0 | 0 | 0 | 0 | 0 | 0 | 0 | 0 | 0 | 0 | 0 | 0 | 0 | 0 | 0 | 0 | 0 | 0 | 0 | 0 | 0 | 0 | 0
F6_Industrial_Industrial - ID_Existing_Space Heating_Natural Gas_Insulation - Ceiling_A_Achievable Economic TRC Potential | F6 | Industrial | Industrial - ID | Existing | Space Heating | Natural Gas | Insulation - Ceiling | A | Incremental Winter Peak Savings (MW) | Achievable Economic TRC Potential | 0 | 0 | 0 | 0 | 0 | 0 | 0 | 0 | 0 | 0 | 0 | 0 | 0 | 0 | 0 | 0 | 0 | 0 | 0 | 0 | 0 | 0 | 0 | 0 | 0 | 0 | 0
F7_Industrial_Industrial - ID_Existing_Space Heating_Natural Gas_Insulation - Ceiling_A_Achievable Economic TRC Potential | F7 | Industrial | Industrial - ID | Existing | Space Heating | Natural Gas | Insulation - Ceiling | A | Cumulative Energy Savings (MWh or mTherms) | Achievable Economic TRC Potential | 0 | 0 | 0.0095972 | 0.028241 | 0.060413 | 0.11124 | 0.18607 | 0.29035 | 0.42783 | 0.60029 | 0.80629 | 1.0405 | 1.2932 | 1.5516 | 1.7999 | 2.023 | 2.2087 | 2.3574 | 2.4638 | 2.5307 | 2.5672 | 2.5857 | 2.5741 | 2.563 | 2.5523 | 2.5419 | 2.5317
F8_Industrial_Industrial - ID_Existing_Space Heating_Natural Gas_Insulation - Ceiling_A_Achievable Economic TRC Potential | F8 | Industrial | Industrial - ID | Existing | Space Heating | Natural Gas | Insulation - Ceiling | A | Cumulative Summer Peak Savings (MW) | Achievable Economic TRC Potential | 0 | 0 | 0 | 0 | 0 | 0 | 0 | 0 | 0 | 0 | 0 | 0 | 0 | 0 | 0 | 0 | 0 | 0 | 0 | 0 | 0 | 0 | 0 | 0 | 0 | 0 | 0
F9_Industrial_Industrial - ID_Existing_Space Heating_Natural Gas_Insulation - Ceiling_A_Achievable Economic TRC Potential | F9 | Industrial | Industrial - ID | Existing | Space Heating | Natural Gas | Insulation - Ceiling | A | Cumulative Winter Peak Savings (MW) | Achievable Economic TRC Potential | 0 | 0 | 0 | 0 | 0 | 0 | 0 | 0 | 0 | 0 | 0 | 0 | 0 | 0 | 0 | 0 | 0 | 0 | 0 | 0 | 0 | 0 | 0 | 0 | 0 | 0 | 0
F10_Industrial_Industrial - ID_Existing_Space Heating_Natural Gas_Insulation - Ceiling_A_Achievable Economic TRC Potential | F10 | Industrial | Industrial - ID | Existing | Space Heating | Natural Gas | Insulation - Ceiling | A | Purchases (Incremental) | Achievable Economic TRC Potential | 0 | 0 | 112.9342 | 221.8559 | 387.1235 | 618.8524 | 923.1362 | 1299.333 | 1736.9764 | 2212.9255 | 2689.8177 | 3117.2455 | 3437.0477 | 3593.3308 | 3546.1198 | 3285.1812 | 2838.6089 | 2307.0241 | 1733.7777 | 1179.6127 | 740.6476 | 474.7029 | 0 | 0 | 0 | 0 | 0
F11_Industrial_Industrial - ID_Existing_Space Heating_Natural Gas_Insulation - Ceiling_A_Achievable Economic TRC Potential | F11 | Industrial | Industrial - ID | Existing | Space Heating | Natural Gas | Insulation - Ceiling | A | Purchases (Cumulative) | Achievable Economic TRC Potential | 0 | 0 | 112.9342 | 334.7901 | 721.9136 | 1340.7661 | 2263.9023 | 3563.2352 | 5300.2116 | 7513.1371 | 10202.9548 | 13320.2002 | 16757.248 | 20350.5787 | 23896.6986 | 27181.8798 | 30020.4887 | 32327.5128 | 34061.2905 | 35240.9032 | 35981.5509 | 36456.2538 | 36456.2538 | 36456.2538 | 36456.2538 | 36456.2538 | 36456.2538
F1_Industrial_Industrial - ID_Existing_Space Heating_Natural Gas_Insulation - Wall Cavity_A_Achievable Economic TRC Potential | F1 | Industrial | Industrial - ID | Existing | Space Heating | Natural Gas | Insulation - Wall Cavity | A | Integrated Unit Energy Savings (kWh or therms) | Achievable Economic TRC Potential | 0 | 0 | 0.22639 | 0.22497 | 0.22348 | 0.22191 | 0.22028 | 0.21893 | 0.21755 | 0.21613 | 0.2147 | 0.21327 | 0.21185 | 0.21046 | 0.20908 | 0.20772 | 0.20637 | 0.20547 | 0.20459 | 0.20378 | 0.20301 | 0.20229 | 0.20163 | 0.201 | 0.20042 | 0.19985 | 0.19931
F2_Industrial_Industrial - ID_Existing_Space Heating_Natural Gas_Insulation - Wall Cavity_A_Achievable Economic TRC Potential | F2 | Industrial | Industrial - ID | Existing | Space Heating | Natural Gas | Insulation - Wall Cavity | A | Integrated Unit Summer Peak Savings (kW) | Achievable Economic TRC Potential | 0 | 0 | 0 | 0 | 0 | 0 | 0 | 0 | 0 | 0 | 0 | 0 | 0 | 0 | 0 | 0 | 0 | 0 | 0 | 0 | 0 | 0 | 0 | 0 | 0 | 0 | 0
F3_Industrial_Industrial - ID_Existing_Space Heating_Natural Gas_Insulation - Wall Cavity_A_Achievable Economic TRC Potential | F3 | Industrial | Industrial - ID | Existing | Space Heating | Natural Gas | Insulation - Wall Cavity | A | Integrated Unit Winter Peak Savings (kW) | Achievable Economic TRC Potential | 0 | 0 | 0 | 0 | 0 | 0 | 0 | 0 | 0 | 0 | 0 | 0 | 0 | 0 | 0 | 0 | 0 | 0 | 0 | 0 | 0 | 0 | 0 | 0 | 0 | 0 | 0
F4_Industrial_Industrial - ID_Existing_Space Heating_Natural Gas_Insulation - Wall Cavity_A_Achievable Economic TRC Potential | F4 | Industrial | Industrial - ID | Existing | Space Heating | Natural Gas | Insulation - Wall Cavity | A | Incremental Energy Savings (MWh or mTherms) | Achievable Economic TRC Potential | 0 | 0 | 0.011528 | 0.022504 | 0.039007 | 0.06192 | 0.091686 | 0.12826 | 0.17037 | 0.21564 | 0.26038 | 0.29975 | 0.3283 | 0.34097 | 0.33429 | 0.30768 | 0.26413 | 0.21372 | 0.15993 | 0.10838 | 0.067792 | 0.043297 | 0 | 0 | 0 | 0 | 0
F5_Industrial_Industrial - ID_Existing_Space Heating_Natural Gas_Insulation - Wall Cavity_A_Achievable Economic TRC Potential | F5 | Industrial | Industrial - ID | Existing | Space Heating | Natural Gas | Insulation - Wall Cavity | A | Incremental Summer Peak Savings (MW) | Achievable Economic TRC Potential | 0 | 0 | 0 | 0 | 0 | 0 | 0 | 0 | 0 | 0 | 0 | 0 | 0 | 0 | 0 | 0 | 0 | 0 | 0 | 0 | 0 | 0 | 0 | 0 | 0 | 0 | 0
F6_Industrial_Industrial - ID_Existing_Space Heating_Natural Gas_Insulation - Wall Cavity_A_Achievable Economic TRC Potential | F6 | Industrial | Industrial - ID | Existing | Space Heating | Natural Gas | Insulation - Wall Cavity | A | Incremental Winter Peak Savings (MW) | Achievable Economic TRC Potential | 0 | 0 | 0 | 0 | 0 | 0 | 0 | 0 | 0 | 0 | 0 | 0 | 0 | 0 | 0 | 0 | 0 | 0 | 0 | 0 | 0 | 0 | 0 | 0 | 0 | 0 | 0
F7_Industrial_Industrial - ID_Existing_Space Heating_Natural Gas_Insulation - Wall Cavity_A_Achievable Economic TRC Potential | F7 | Industrial | Industrial - ID | Existing | Space Heating | Natural Gas | Insulation - Wall Cavity | A | Cumulative Energy Savings (MWh or mTherms) | Achievable Economic TRC Potential | 0 | 0 | 0.011528 | 0.033959 | 0.072741 | 0.13415 | 0.22485 | 0.35173 | 0.51988 | 0.73213 | 0.98767 | 1.2808 | 1.6006 | 1.931 | 2.2527 | 2.5457 | 2.7933 | 2.9948 | 3.142 | 3.2378 | 3.2934 | 3.3251 | 3.3142 | 3.3039 | 3.2943 | 3.285 | 3.276
F8_Industrial_Industrial - ID_Existing_Space Heating_Natural Gas_Insulation - Wall Cavity_A_Achievable Economic TRC Potential | F8 | Industrial | Industrial - ID | Existing | Space Heating | Natural Gas | Insulation - Wall Cavity | A | Cumulative Summer Peak Savings (MW) | Achievable Economic TRC Potential | 0 | 0 | 0 | 0 | 0 | 0 | 0 | 0 | 0 | 0 | 0 | 0 | 0 | 0 | 0 | 0 | 0 | 0 | 0 | 0 | 0 | 0 | 0 | 0 | 0 | 0 | 0
F9_Industrial_Industrial - ID_Existing_Space Heating_Natural Gas_Insulation - Wall Cavity_A_Achievable Economic TRC Potential | F9 | Industrial | Industrial - ID | Existing | Space Heating | Natural Gas | Insulation - Wall Cavity | A | Cumulative Winter Peak Savings (MW) | Achievable Economic TRC Potential | 0 | 0 | 0 | 0 | 0 | 0 | 0 | 0 | 0 | 0 | 0 | 0 | 0 | 0 | 0 | 0 | 0 | 0 | 0 | 0 | 0 | 0 | 0 | 0 | 0 | 0 | 0
F10_Industrial_Industrial - ID_Existing_Space Heating_Natural Gas_Insulation - Wall Cavity_A_Achievable Economic TRC Potential | F10 | Industrial | Industrial - ID | Existing | Space Heating | Natural Gas | Insulation - Wall Cavity | A | Purchases (Incremental) | Achievable Economic TRC Potential | 0 | 0 | 50.9192 | 100.0292 | 174.5442 | 279.0249 | 416.2188 | 585.8364 | 783.1588 | 997.7522 | 1212.7708 | 1405.4872 | 1549.678 | 1620.1421 | 1598.8558 | 1481.2052 | 1279.857 | 1040.1789 | 781.7166 | 531.8576 | 333.9393 | 214.0316 | 0 | 0 | 0 | 0 | 0
F11_Industrial_Industrial - ID_Existing_Space Heating_Natural Gas_Insulation - Wall Cavity_A_Achievable Economic TRC Potential | F11 | Industrial | Industrial - ID | Existing | Space Heating | Natural Gas | Insulation - Wall Cavity | A | Purchases (Cumulative) | Achievable Economic TRC Potential | 0 | 0 | 50.9192 | 150.9484 | 325.4926 | 604.5175 | 1020.7363 | 1606.5727 | 2389.7315 | 3387.4837 | 4600.2545 | 6005.7417 | 7555.4197 | 9175.5617 | 10774.4176 | 12255.6228 | 13535.4798 | 14575.6587 | 15357.3752 | 15889.2328 | 16223.1721 | 16437.2037 | 16437.2037 | 16437.2037 | 16437.2037 | 16437.2037 | 16437.2037
F1_Industrial_Industrial - ID_Existing_Space Heating_Natural Gas_Insulation - Ducting_A_Achievable Economic TRC Potential | F1 | Industrial | Industrial - ID | Existing | Space Heating | Natural Gas | Insulation - Ducting | A | Integrated Unit Energy Savings (kWh or therms) | Achievable Economic TRC Potential | 0 | 0 | 0.0067937 | 0.0067348 | 0.0066697 | 0.0065985 | 0.0065196 | 0.0064434 | 0.0063605 | 0.0062705 | 0.0061741 | 0.0060723 | 0.0059675 | 0.0058622 | 0.0057574 | 0.0056554 | 0.0055582 | 0.0054787 | 0.0054059 | 0.0053418 | 0.0052851 | 0.0052339 | 0.0051935 | 0.0051552 | 0.0051185 | 0.0050833 | 0.0050493
F2_Industrial_Industrial - ID_Existing_Space Heating_Natural Gas_Insulation - Ducting_A_Achievable Economic TRC Potential | F2 | Industrial | Industrial - ID | Existing | Space Heating | Natural Gas | Insulation - Ducting | A | Integrated Unit Summer Peak Savings (kW) | Achievable Economic TRC Potential | 0 | 0 | 0 | 0 | 0 | 0 | 0 | 0 | 0 | 0 | 0 | 0 | 0 | 0 | 0 | 0 | 0 | 0 | 0 | 0 | 0 | 0 | 0 | 0 | 0 | 0 | 0
F3_Industrial_Industrial - ID_Existing_Space Heating_Natural Gas_Insulation - Ducting_A_Achievable Economic TRC Potential | F3 | Industrial | Industrial - ID | Existing | Space Heating | Natural Gas | Insulation - Ducting | A | Integrated Unit Winter Peak Savings (kW) | Achievable Economic TRC Potential | 0 | 0 | 0 | 0 | 0 | 0 | 0 | 0 | 0 | 0 | 0 | 0 | 0 | 0 | 0 | 0 | 0 | 0 | 0 | 0 | 0 | 0 | 0 | 0 | 0 | 0 | 0
F4_Industrial_Industrial - ID_Existing_Space Heating_Natural Gas_Insulation - Ducting_A_Achievable Economic TRC Potential | F4 | Industrial | Industrial - ID | Existing | Space Heating | Natural Gas | Insulation - Ducting | A | Incremental Energy Savings (MWh or mTherms) | Achievable Economic TRC Potential | 0 | 0 | 0 | 0 | 0 | 0 | 0 | 0 | 0 | 0 | 0 | 0 | 0 | 0 | 0 | 0 | 0 | 0 | 0 | 0 | 0 | 0 | 0 | 0 | 0 | 0 | 0
F5_Industrial_Industrial - ID_Existing_Space Heating_Natural Gas_Insulation - Ducting_A_Achievable Economic TRC Potential | F5 | Industrial | Industrial - ID | Existing | Space Heating | Natural Gas | Insulation - Ducting | A | Incremental Summer Peak Savings (MW) | Achievable Economic TRC Potential | 0 | 0 | 0 | 0 | 0 | 0 | 0 | 0 | 0 | 0 | 0 | 0 | 0 | 0 | 0 | 0 | 0 | 0 | 0 | 0 | 0 | 0 | 0 | 0 | 0 | 0 | 0
F6_Industrial_Industrial - ID_Existing_Space Heating_Natural Gas_Insulation - Ducting_A_Achievable Economic TRC Potential | F6 | Industrial | Industrial - ID | Existing | Space Heating | Natural Gas | Insulation - Ducting | A | Incremental Winter Peak Savings (MW) | Achievable Economic TRC Potential | 0 | 0 | 0 | 0 | 0 | 0 | 0 | 0 | 0 | 0 | 0 | 0 | 0 | 0 | 0 | 0 | 0 | 0 | 0 | 0 | 0 | 0 | 0 | 0 | 0 | 0 | 0
F7_Industrial_Industrial - ID_Existing_Space Heating_Natural Gas_Insulation - Ducting_A_Achievable Economic TRC Potential | F7 | Industrial | Industrial - ID | Existing | Space Heating | Natural Gas | Insulation - Ducting | A | Cumulative Energy Savings (MWh or mTherms) | Achievable Economic TRC Potential | 0 | 0 | 0 | 0 | 0 | 0 | 0 | 0 | 0 | 0 | 0 | 0 | 0 | 0 | 0 | 0 | 0 | 0 | 0 | 0 | 0 | 0 | 0 | 0 | 0 | 0 | 0
F8_Industrial_Industrial - ID_Existing_Space Heating_Natural Gas_Insulation - Ducting_A_Achievable Economic TRC Potential | F8 | Industrial | Industrial - ID | Existing | Space Heating | Natural Gas | Insulation - Ducting | A | Cumulative Summer Peak Savings (MW) | Achievable Economic TRC Potential | 0 | 0 | 0 | 0 | 0 | 0 | 0 | 0 | 0 | 0 | 0 | 0 | 0 | 0 | 0 | 0 | 0 | 0 | 0 | 0 | 0 | 0 | 0 | 0 | 0 | 0 | 0
F9_Industrial_Industrial - ID_Existing_Space Heating_Natural Gas_Insulation - Ducting_A_Achievable Economic TRC Potential | F9 | Industrial | Industrial - ID | Existing | Space Heating | Natural Gas | Insulation - Ducting | A | Cumulative Winter Peak Savings (MW) | Achievable Economic TRC Potential | 0 | 0 | 0 | 0 | 0 | 0 | 0 | 0 | 0 | 0 | 0 | 0 | 0 | 0 | 0 | 0 | 0 | 0 | 0 | 0 | 0 | 0 | 0 | 0 | 0 | 0 | 0
F10_Industrial_Industrial - ID_Existing_Space Heating_Natural Gas_Insulation - Ducting_A_Achievable Economic TRC Potential | F10 | Industrial | Industrial - ID | Existing | Space Heating | Natural Gas | Insulation - Ducting | A | Purchases (Incremental) | Achievable Economic TRC Potential | 0 | 0 | 0 | 0 | 0 | 0 | 0 | 0 | 0 | 0 | 0 | 0 | 0 | 0 | 0 | 0 | 0 | 0 | 0 | 0 | 0 | 0 | 0 | 0 | 0 | 0 | 0
F11_Industrial_Industrial - ID_Existing_Space Heating_Natural Gas_Insulation - Ducting_A_Achievable Economic TRC Potential | F11 | Industrial | Industrial - ID | Existing | Space Heating | Natural Gas | Insulation - Ducting | A | Purchases (Cumulative) | Achievable Economic TRC Potential | 0 | 0 | 0 | 0 | 0 | 0 | 0 | 0 | 0 | 0 | 0 | 0 | 0 | 0 | 0 | 0 | 0 | 0 | 0 | 0 | 0 | 0 | 0 | 0 | 0 | 0 | 0
F1_Industrial_Industrial - ID_Existing_Space Heating_Natural Gas_Ducting - Repair and Sealing_A_Achievable Economic TRC Potential | F1 | Industrial | Industrial - ID | Existing | Space Heating | Natural Gas | Ducting - Repair and Sealing | A | Integrated Unit Energy Savings (kWh or therms) | Achievable Economic TRC Potential | 0 | 0 | 0.27775 | 0.27596 | 0.27395 | 0.2717 | 0.2692 | 0.26689 | 0.26435 | 0.26159 | 0.25866 | 0.25558 | 0.2524 | 0.24917 | 0.24595 | 0.24278 | 0.2397 | 0.23723 | 0.23491 | 0.23283 | 0.23095 | 0.22925 | 0.22776 | 0.22636 | 0.22504 | 0.22378 | 0.22258
F2_Industrial_Industrial - ID_Existing_Space Heating_Natural Gas_Ducting - Repair and Sealing_A_Achievable Economic TRC Potential | F2 | Industrial | Industrial - ID | Existing | Space Heating | Natural Gas | Ducting - Repair and Sealing | A | Integrated Unit Summer Peak Savings (kW) | Achievable Economic TRC Potential | 0 | 0 | 0 | 0 | 0 | 0 | 0 | 0 | 0 | 0 | 0 | 0 | 0 | 0 | 0 | 0 | 0 | 0 | 0 | 0 | 0 | 0 | 0 | 0 | 0 | 0 | 0
F3_Industrial_Industrial - ID_Existing_Space Heating_Natural Gas_Ducting - Repair and Sealing_A_Achievable Economic TRC Potential | F3 | Industrial | Industrial - ID | Existing | Space Heating | Natural Gas | Ducting - Repair and Sealing | A | Integrated Unit Winter Peak Savings (kW) | Achievable Economic TRC Potential | 0 | 0 | 0 | 0 | 0 | 0 | 0 | 0 | 0 | 0 | 0 | 0 | 0 | 0 | 0 | 0 | 0 | 0 | 0 | 0 | 0 | 0 | 0 | 0 | 0 | 0 | 0
F4_Industrial_Industrial - ID_Existing_Space Heating_Natural Gas_Ducting - Repair and Sealing_A_Achievable Economic TRC Potential | F4 | Industrial | Industrial - ID | Existing | Space Heating | Natural Gas | Ducting - Repair and Sealing | A | Incremental Energy Savings (MWh or mTherms) | Achievable Economic TRC Potential | 0 | 0 | 0.0035462 | 0.0069216 | 0.011989 | 0.019009 | 0.028095 | 0.039204 | 0.05191 | 0.065445 | 0.078656 | 0.090069 | 0.098073 | 0.10122 | 0.098601 | 0.090168 | 0.076922 | 0.061873 | 0.046044 | 0.031049 | 0.016389 | 0.0065531 | 0 | 0 | 0 | 0 | 0
F5_Industrial_Industrial - ID_Existing_Space Heating_Natural Gas_Ducting - Repair and Sealing_A_Achievable Economic TRC Potential | F5 | Industrial | Industrial - ID | Existing | Space Heating | Natural Gas | Ducting - Repair and Sealing | A | Incremental Summer Peak Savings (MW) | Achievable Economic TRC Potential | 0 | 0 | 0 | 0 | 0 | 0 | 0 | 0 | 0 | 0 | 0 | 0 | 0 | 0 | 0 | 0 | 0 | 0 | 0 | 0 | 0 | 0 | 0 | 0 | 0 | 0 | 0
F6_Industrial_Industrial - ID_Existing_Space Heating_Natural Gas_Ducting - Repair and Sealing_A_Achievable Economic TRC Potential | F6 | Industrial | Industrial - ID | Existing | Space Heating | Natural Gas | Ducting - Repair and Sealing | A | Incremental Winter Peak Savings (MW) | Achievable Economic TRC Potential | 0 | 0 | 0 | 0 | 0 | 0 | 0 | 0 | 0 | 0 | 0 | 0 | 0 | 0 | 0 | 0 | 0 | 0 | 0 | 0 | 0 | 0 | 0 | 0 | 0 | 0 | 0
F7_Industrial_Industrial - ID_Existing_Space Heating_Natural Gas_Ducting - Repair and Sealing_A_Achievable Economic TRC Potential | F7 | Industrial | Industrial - ID | Existing | Space Heating | Natural Gas | Ducting - Repair and Sealing | A | Cumulative Energy Savings (MWh or mTherms) | Achievable Economic TRC Potential | 0 | 0 | 0.0035462 | 0.010445 | 0.022358 | 0.041183 | 0.0689 | 0.10751 | 0.1584 | 0.22219 | 0.29836 | 0.38487 | 0.47815 | 0.57327 | 0.66446 | 0.74606 | 0.81351 | 0.867 | 0.90456 | 0.9276 | 0.93652 | 0.93616 | 0.93007 | 0.92436 | 0.91897 | 0.91383 | 0.90892
F8_Industrial_Industrial - ID_Existing_Space Heating_Natural Gas_Ducting - Repair and Sealing_A_Achievable Economic TRC Potential | F8 | Industrial | Industrial - ID | Existing | Space Heating | Natural Gas | Ducting - Repair and Sealing | A | Cumulative Summer Peak Savings (MW) | Achievable Economic TRC Potential | 0 | 0 | 0 | 0 | 0 | 0 | 0 | 0 | 0 | 0 | 0 | 0 | 0 | 0 | 0 | 0 | 0 | 0 | 0 | 0 | 0 | 0 | 0 | 0 | 0 | 0 | 0
F9_Industrial_Industrial - ID_Existing_Space Heating_Natural Gas_Ducting - Repair and Sealing_A_Achievable Economic TRC Potential | F9 | Industrial | Industrial - ID | Existing | Space Heating | Natural Gas | Ducting - Repair and Sealing | A | Cumulative Winter Peak Savings (MW) | Achievable Economic TRC Potential | 0 | 0 | 0 | 0 | 0 | 0 | 0 | 0 | 0 | 0 | 0 | 0 | 0 | 0 | 0 | 0 | 0 | 0 | 0 | 0 | 0 | 0 | 0 | 0 | 0 | 0 | 0
F10_Industrial_Industrial - ID_Existing_Space Heating_Natural Gas_Ducting - Repair and Sealing_A_Achievable Economic TRC Potential | F10 | Industrial | Industrial - ID | Existing | Space Heating | Natural Gas | Ducting - Repair and Sealing | A | Purchases (Incremental) | Achievable Economic TRC Potential | 0 | 0 | 12.7676 | 25.0816 | 43.7656 | 69.9633 | 104.3636 | 146.894 | 196.371 | 250.1787 | 304.0929 | 352.4151 | 388.5698 | 406.2381 | 400.9008 | 371.4008 | 320.9143 | 260.8168 | 196.0094 | 133.3592 | 70.9651 | 28.5852 | 0 | 0 | 0 | 0 | 0
F11_Industrial_Industrial - ID_Existing_Space Heating_Natural Gas_Ducting - Repair and Sealing_A_Achievable Economic TRC Potential | F11 | Industrial | Industrial - ID | Existing | Space Heating | Natural Gas | Ducting - Repair and Sealing | A | Purchases (Cumulative) | Achievable Economic TRC Potential | 0 | 0 | 12.7676 | 37.8491 | 81.6148 | 151.5781 | 255.9418 | 402.8357 | 599.2067 | 849.3854 | 1153.4783 | 1505.8934 | 1894.4632 | 2300.7013 | 2701.602 | 3073.0028 | 3393.9171 | 3654.7339 | 3850.7433 | 3984.1025 | 4055.0676 | 4083.6528 | 4083.6528 | 4083.6528 | 4083.6528 | 4083.6528 | 4083.6528
F1_Industrial_Industrial - ID_Existing_Space Heating_Natural Gas_Building Shell - Air Sealing (Infiltration Control)_A_Achievable Economic TRC Potential | F1 | Industrial | Industrial - ID | Existing | Space Heating | Natural Gas | Building Shell - Air Sealing (Infiltration Control) | A | Integrated Unit Energy Savings (kWh or therms) | Achievable Economic TRC Potential | 0 | 0 | 64.0421 | 63.708 | 63.359 | 62.996 | 62.6197 | 62.3288 | 62.0293 | 61.7214 | 61.4062 | 61.0848 | 60.7583 | 60.4275 | 60.0932 | 59.756 | 59.4167 | 59.1802 | 58.9502 | 58.7357 | 58.5355 | 58.351 | 58.1809 | 58.0238 | 57.8767 | 57.7363 | 57.6019
F2_Industrial_Industrial - ID_Existing_Space Heating_Natural Gas_Building Shell - Air Sealing (Infiltration Control)_A_Achievable Economic TRC Potential | F2 | Industrial | Industrial - ID | Existing | Space Heating | Natural Gas | Building Shell - Air Sealing (Infiltration Control) | A | Integrated Unit Summer Peak Savings (kW) | Achievable Economic TRC Potential | 0 | 0 | 0 | 0 | 0 | 0 | 0 | 0 | 0 | 0 | 0 | 0 | 0 | 0 | 0 | 0 | 0 | 0 | 0 | 0 | 0 | 0 | 0 | 0 | 0 | 0 | 0
F3_Industrial_Industrial - ID_Existing_Space Heating_Natural Gas_Building Shell - Air Sealing (Infiltration Control)_A_Achievable Economic TRC Potential | F3 | Industrial | Industrial - ID | Existing | Space Heating | Natural Gas | Building Shell - Air Sealing (Infiltration Control) | A | Integrated Unit Winter Peak Savings (kW) | Achievable Economic TRC Potential | 0 | 0 | 0 | 0 | 0 | 0 | 0 | 0 | 0 | 0 | 0 | 0 | 0 | 0 | 0 | 0 | 0 | 0 | 0 | 0 | 0 | 0 | 0 | 0 | 0 | 0 | 0
F4_Industrial_Industrial - ID_Existing_Space Heating_Natural Gas_Building Shell - Air Sealing (Infiltration Control)_A_Achievable Economic TRC Potential | F4 | Industrial | Industrial - ID | Existing | Space Heating | Natural Gas | Building Shell - Air Sealing (Infiltration Control) | A | Incremental Energy Savings (MWh or mTherms) | Achievable Economic TRC Potential | 0 | 0 | 0.00060753 | 0.0011873 | 0.0020603 | 0.0032748 | 0.0048557 | 0.0068028 | 0.0090505 | 0.011473 | 0.013874 | 0.015995 | 0.016965 | 0.017113 | 0.015946 | 0.013384 | 0.0095601 | 0.0050094 | 0 | 0 | 0 | 0 | 0 | 0 | 0 | 0 | 0
F5_Industrial_Industrial - ID_Existing_Space Heating_Natural Gas_Building Shell - Air Sealing (Infiltration Control)_A_Achievable Economic TRC Potential | F5 | Industrial | Industrial - ID | Existing | Space Heating | Natural Gas | Building Shell - Air Sealing (Infiltration Control) | A | Incremental Summer Peak Savings (MW) | Achievable Economic TRC Potential | 0 | 0 | 0 | 0 | 0 | 0 | 0 | 0 | 0 | 0 | 0 | 0 | 0 | 0 | 0 | 0 | 0 | 0 | 0 | 0 | 0 | 0 | 0 | 0 | 0 | 0 | 0
F6_Industrial_Industrial - ID_Existing_Space Heating_Natural Gas_Building Shell - Air Sealing (Infiltration Control)_A_Achievable Economic TRC Potential | F6 | Industrial | Industrial - ID | Existing | Space Heating | Natural Gas | Building Shell - Air Sealing (Infiltration Control) | A | Incremental Winter Peak Savings (MW) | Achievable Economic TRC Potential | 0 | 0 | 0 | 0 | 0 | 0 | 0 | 0 | 0 | 0 | 0 | 0 | 0 | 0 | 0 | 0 | 0 | 0 | 0 | 0 | 0 | 0 | 0 | 0 | 0 | 0 | 0
F7_Industrial_Industrial - ID_Existing_Space Heating_Natural Gas_Building Shell - Air Sealing (Infiltration Control)_A_Achievable Economic TRC Potential | F7 | Industrial | Industrial - ID | Existing | Space Heating | Natural Gas | Building Shell - Air Sealing (Infiltration Control) | A | Cumulative Energy Savings (MWh or mTherms) | Achievable Economic TRC Potential | 0 | 0 | 0.00060753 | 0.0017916 | 0.0038421 | 0.0070949 | 0.011908 | 0.018656 | 0.027617 | 0.038953 | 0.052628 | 0.068348 | 0.084948 | 0.1016 | 0.11698 | 0.12971 | 0.13853 | 0.14299 | 0.14244 | 0.14192 | 0.14143 | 0.14099 | 0.14058 | 0.1402 | 0.13984 | 0.1395 | 0.13918
F8_Industrial_Industrial - ID_Existing_Space Heating_Natural Gas_Building Shell - Air Sealing (Infiltration Control)_A_Achievable Economic TRC Potential | F8 | Industrial | Industrial - ID | Existing | Space Heating | Natural Gas | Building Shell - Air Sealing (Infiltration Control) | A | Cumulative Summer Peak Savings (MW) | Achievable Economic TRC Potential | 0 | 0 | 0 | 0 | 0 | 0 | 0 | 0 | 0 | 0 | 0 | 0 | 0 | 0 | 0 | 0 | 0 | 0 | 0 | 0 | 0 | 0 | 0 | 0 | 0 | 0 | 0
F9_Industrial_Industrial - ID_Existing_Space Heating_Natural Gas_Building Shell - Air Sealing (Infiltration Control)_A_Achievable Economic TRC Potential | F9 | Industrial | Industrial - ID | Existing | Space Heating | Natural Gas | Building Shell - Air Sealing (Infiltration Control) | A | Cumulative Winter Peak Savings (MW) | Achievable Economic TRC Potential | 0 | 0 | 0 | 0 | 0 | 0 | 0 | 0 | 0 | 0 | 0 | 0 | 0 | 0 | 0 | 0 | 0 | 0 | 0 | 0 | 0 | 0 | 0 | 0 | 0 | 0 | 0
F10_Industrial_Industrial - ID_Existing_Space Heating_Natural Gas_Building Shell - Air Sealing (Infiltration Control)_A_Achievable Economic TRC Potential | F10 | Industrial | Industrial - ID | Existing | Space Heating | Natural Gas | Building Shell - Air Sealing (Infiltration Control) | A | Purchases (Incremental) | Achievable Economic TRC Potential | 0 | 0 | 0.0094865 | 0.018636 | 0.032518 | 0.051984 | 0.077543 | 0.10914 | 0.14591 | 0.18589 | 0.22594 | 0.26185 | 0.27923 | 0.2832 | 0.26536 | 0.22397 | 0.1609 | 0.084646 | 0 | 0 | 0 | 0 | 0 | 0 | 0 | 0 | 0
F11_Industrial_Industrial - ID_Existing_Space Heating_Natural Gas_Building Shell - Air Sealing (Infiltration Control)_A_Achievable Economic TRC Potential | F11 | Industrial | Industrial - ID | Existing | Space Heating | Natural Gas | Building Shell - Air Sealing (Infiltration Control) | A | Purchases (Cumulative) | Achievable Economic TRC Potential | 0 | 0 | 0.0094865 | 0.028122 | 0.060641 | 0.11262 | 0.19017 | 0.29931 | 0.44522 | 0.6311 | 0.85705 | 1.1189 | 1.3981 | 1.6813 | 1.9467 | 2.1707 | 2.3316 | 2.4162 | 2.4162 | 2.4162 | 2.4162 | 2.4162 | 2.4162 | 2.4162 | 2.4162 | 2.4162 | 2.4162
F1_Industrial_Industrial - ID_Existing_Space Heating_Natural Gas_Ventilation - Demand Controlled_A_Achievable Economic TRC Potential | F1 | Industrial | Industrial - ID | Existing | Space Heating | Natural Gas | Ventilation - Demand Controlled | A | Integrated Unit Energy Savings (kWh or therms) | Achievable Economic TRC Potential | 0 | 0 | 0.051215 | 0.050833 | 0.0504 | 0.049915 | 0.049372 | 0.048843 | 0.048255 | 0.047606 | 0.046902 | 0.046152 | 0.04537 | 0.044583 | 0.043798 | 0.043033 | 0.042304 | 0.041707 | 0.04116 | 0.040679 | 0.040255 | 0.039874 | 0.039574 | 0.03929 | 0.039019 | 0.038759 | 0.038508
F2_Industrial_Industrial - ID_Existing_Space Heating_Natural Gas_Ventilation - Demand Controlled_A_Achievable Economic TRC Potential | F2 | Industrial | Industrial - ID | Existing | Space Heating | Natural Gas | Ventilation - Demand Controlled | A | Integrated Unit Summer Peak Savings (kW) | Achievable Economic TRC Potential | 0 | 0 | 0 | 0 | 0 | 0 | 0 | 0 | 0 | 0 | 0 | 0 | 0 | 0 | 0 | 0 | 0 | 0 | 0 | 0 | 0 | 0 | 0 | 0 | 0 | 0 | 0
F3_Industrial_Industrial - ID_Existing_Space Heating_Natural Gas_Ventilation - Demand Controlled_A_Achievable Economic TRC Potential | F3 | Industrial | Industrial - ID | Existing | Space Heating | Natural Gas | Ventilation - Demand Controlled | A | Integrated Unit Winter Peak Savings (kW) | Achievable Economic TRC Potential | 0 | 0 | 0 | 0 | 0 | 0 | 0 | 0 | 0 | 0 | 0 | 0 | 0 | 0 | 0 | 0 | 0 | 0 | 0 | 0 | 0 | 0 | 0 | 0 | 0 | 0 | 0
F4_Industrial_Industrial - ID_Existing_Space Heating_Natural Gas_Ventilation - Demand Controlled_A_Achievable Economic TRC Potential | F4 | Industrial | Industrial - ID | Existing | Space Heating | Natural Gas | Ventilation - Demand Controlled | A | Incremental Energy Savings (MWh or mTherms) | Achievable Economic TRC Potential | 0 | 0 | 0.063747 | 0.06218 | 0.060589 | 0.05897 | 0.057323 | 0.050158 | 0.03896 | 0.030218 | 0.023407 | 0.018108 | 0 | 0 | 0 | 0 | 0 | 0 | 0 | 0 | 0 | 0 | 0 | 0 | 0 | 0 | 0
F5_Industrial_Industrial - ID_Existing_Space Heating_Natural Gas_Ventilation - Demand Controlled_A_Achievable Economic TRC Potential | F5 | Industrial | Industrial - ID | Existing | Space Heating | Natural Gas | Ventilation - Demand Controlled | A | Incremental Summer Peak Savings (MW) | Achievable Economic TRC Potential | 0 | 0 | 0 | 0 | 0 | 0 | 0 | 0 | 0 | 0 | 0 | 0 | 0 | 0 | 0 | 0 | 0 | 0 | 0 | 0 | 0 | 0 | 0 | 0 | 0 | 0 | 0
F6_Industrial_Industrial - ID_Existing_Space Heating_Natural Gas_Ventilation - Demand Controlled_A_Achievable Economic TRC Potential | F6 | Industrial | Industrial - ID | Existing | Space Heating | Natural Gas | Ventilation - Demand Controlled | A | Incremental Winter Peak Savings (MW) | Achievable Economic TRC Potential | 0 | 0 | 0 | 0 | 0 | 0 | 0 | 0 | 0 | 0 | 0 | 0 | 0 | 0 | 0 | 0 | 0 | 0 | 0 | 0 | 0 | 0 | 0 | 0 | 0 | 0 | 0
F7_Industrial_Industrial - ID_Existing_Space Heating_Natural Gas_Ventilation - Demand Controlled_A_Achievable Economic TRC Potential | F7 | Industrial | Industrial - ID | Existing | Space Heating | Natural Gas | Ventilation - Demand Controlled | A | Cumulative Energy Savings (MWh or mTherms) | Achievable Economic TRC Potential | 0 | 0 | 0.063747 | 0.12545 | 0.18497 | 0.24216 | 0.29685 | 0.34383 | 0.37865 | 0.40377 | 0.42121 | 0.43259 | 0.42526 | 0.41788 | 0.41052 | 0.40335 | 0.39652 | 0.39092 | 0.38579 | 0.38129 | 0.37732 | 0.37374 | 0.37093 | 0.36826 | 0.36573 | 0.36328 | 0.36093
F8_Industrial_Industrial - ID_Existing_Space Heating_Natural Gas_Ventilation - Demand Controlled_A_Achievable Economic TRC Potential | F8 | Industrial | Industrial - ID | Existing | Space Heating | Natural Gas | Ventilation - Demand Controlled | A | Cumulative Summer Peak Savings (MW) | Achievable Economic TRC Potential | 0 | 0 | 0 | 0 | 0 | 0 | 0 | 0 | 0 | 0 | 0 | 0 | 0 | 0 | 0 | 0 | 0 | 0 | 0 | 0 | 0 | 0 | 0 | 0 | 0 | 0 | 0
F9_Industrial_Industrial - ID_Existing_Space Heating_Natural Gas_Ventilation - Demand Controlled_A_Achievable Economic TRC Potential | F9 | Industrial | Industrial - ID | Existing | Space Heating | Natural Gas | Ventilation - Demand Controlled | A | Cumulative Winter Peak Savings (MW) | Achievable Economic TRC Potential | 0 | 0 | 0 | 0 | 0 | 0 | 0 | 0 | 0 | 0 | 0 | 0 | 0 | 0 | 0 | 0 | 0 | 0 | 0 | 0 | 0 | 0 | 0 | 0 | 0 | 0 | 0
F10_Industrial_Industrial - ID_Existing_Space Heating_Natural Gas_Ventilation - Demand Controlled_A_Achievable Economic TRC Potential | F10 | Industrial | Industrial - ID | Existing | Space Heating | Natural Gas | Ventilation - Demand Controlled | A | Purchases (Incremental) | Achievable Economic TRC Potential | 0 | 0 | 1244.6927 | 1223.2325 | 1202.1423 | 1181.4157 | 1161.0465 | 1026.9256 | 807.376 | 634.7646 | 499.0563 | 392.3615 | 0 | 0 | 0 | 0 | 0 | 0 | 0 | 0 | 0 | 0 | 0 | 0 | 0 | 0 | 0
F11_Industrial_Industrial - ID_Existing_Space Heating_Natural Gas_Ventilation - Demand Controlled_A_Achievable Economic TRC Potential | F11 | Industrial | Industrial - ID | Existing | Space Heating | Natural Gas | Ventilation - Demand Controlled | A | Purchases (Cumulative) | Achievable Economic TRC Potential | 0 | 0 | 1244.6927 | 2467.9252 | 3670.0675 | 4851.4832 | 6012.5297 | 7039.4553 | 7846.8312 | 8481.5958 | 8980.6521 | 9373.0135 | 9373.0135 | 9373.0135 | 9373.0135 | 9373.0135 | 9373.0135 | 9373.0135 | 9373.0135 | 9373.0135 | 9373.0135 | 9373.0135 | 9373.0135 | 9373.0135 | 9373.0135 | 9373.0135 | 9373.0135
F1_Industrial_Industrial - ID_Existing_Space Heating_Natural Gas_Destratification Fans (HVLS)_A_Achievable Economic TRC Potential | F1 | Industrial | Industrial - ID | Existing | Space Heating | Natural Gas | Destratification Fans (HVLS) | A | Integrated Unit Energy Savings (kWh or therms) | Achievable Economic TRC Potential | 0 | 0 | 166371.0653 | 165776.6392 | 165146.0508 | 164481.526 | 163785.1405 | 163314.9659 | 162825.6107 | 162317.4758 | 161793.6539 | 161256.9577 | 160709.9367 | 160154.8961 | 159593.9177 | 159028.8799 | 158461.4771 | 157909.0946 | 157374.8616 | 156882.6532 | 156429.9876 | 156019.9702 | 155649.6479 | 155314.9666 | 155008.5013 | 154721.0083 | 154450.847
F2_Industrial_Industrial - ID_Existing_Space Heating_Natural Gas_Destratification Fans (HVLS)_A_Achievable Economic TRC Potential | F2 | Industrial | Industrial - ID | Existing | Space Heating | Natural Gas | Destratification Fans (HVLS) | A | Integrated Unit Summer Peak Savings (kW) | Achievable Economic TRC Potential | 0 | 0 | 0 | 0 | 0 | 0 | 0 | 0 | 0 | 0 | 0 | 0 | 0 | 0 | 0 | 0 | 0 | 0 | 0 | 0 | 0 | 0 | 0 | 0 | 0 | 0 | 0
F3_Industrial_Industrial - ID_Existing_Space Heating_Natural Gas_Destratification Fans (HVLS)_A_Achievable Economic TRC Potential | F3 | Industrial | Industrial - ID | Existing | Space Heating | Natural Gas | Destratification Fans (HVLS) | A | Integrated Unit Winter Peak Savings (kW) | Achievable Economic TRC Potential | 0 | 0 | 0 | 0 | 0 | 0 | 0 | 0 | 0 | 0 | 0 | 0 | 0 | 0 | 0 | 0 | 0 | 0 | 0 | 0 | 0 | 0 | 0 | 0 | 0 | 0 | 0
F4_Industrial_Industrial - ID_Existing_Space Heating_Natural Gas_Destratification Fans (HVLS)_A_Achievable Economic TRC Potential | F4 | Industrial | Industrial - ID | Existing | Space Heating | Natural Gas | Destratification Fans (HVLS) | A | Incremental Energy Savings (MWh or mTherms) | Achievable Economic TRC Potential | 0 | 0 | 0.23296 | 0.22812 | 0.22334 | 0.2186 | 0.21392 | 0.20963 | 0.2054 | 0.20123 | 0.19712 | 0.19308 | 0.18911 | 0.18521 | 0.18137 | 0.17762 | 0.17393 | 0 | 0 | 0 | 0 | 0 | 0 | 0 | 0 | 0 | 0
F5_Industrial_Industrial - ID_Existing_Space Heating_Natural Gas_Destratification Fans (HVLS)_A_Achievable Economic TRC Potential | F5 | Industrial | Industrial - ID | Existing | Space Heating | Natural Gas | Destratification Fans (HVLS) | A | Incremental Summer Peak Savings (MW) | Achievable Economic TRC Potential | 0 | 0 | 0 | 0 | 0 | 0 | 0 | 0 | 0 | 0 | 0 | 0 | 0 | 0 | 0 | 0 | 0 | 0 | 0 | 0 | 0 | 0 | 0 | 0 | 0 | 0 | 0
F6_Industrial_Industrial - ID_Existing_Space Heating_Natural Gas_Destratification Fans (HVLS)_A_Achievable Economic TRC Potential | F6 | Industrial | Industrial - ID | Existing | Space Heating | Natural Gas | Destratification Fans (HVLS) | A | Incremental Winter Peak Savings (MW) | Achievable Economic TRC Potential | 0 | 0 | 0 | 0 | 0 | 0 | 0 | 0 | 0 | 0 | 0 | 0 | 0 | 0 | 0 | 0 | 0 | 0 | 0 | 0 | 0 | 0 | 0 | 0 | 0 | 0 | 0
F7_Industrial_Industrial - ID_Existing_Space Heating_Natural Gas_Destratification Fans (HVLS)_A_Achievable Economic TRC Potential | F7 | Industrial | Industrial - ID | Existing | Space Heating | Natural Gas | Destratification Fans (HVLS) | A | Cumulative Energy Savings (MWh or mTherms) | Achievable Economic TRC Potential | 0 | 0 | 0.23296 | 0.46025 | 0.68183 | 0.89769 | 1.1078 | 1.3143 | 1.5157 | 1.7122 | 1.9038 | 2.0906 | 2.2726 | 2.45 | 2.6228 | 2.7911 | 2.9551 | 2.9448 | 2.9348 | 2.9256 | 2.9172 | 2.9095 | 2.9026 | 2.8964 | 2.8907 | 2.8853 | 2.8803
F8_Industrial_Industrial - ID_Existing_Space Heating_Natural Gas_Destratification Fans (HVLS)_A_Achievable Economic TRC Potential | F8 | Industrial | Industrial - ID | Existing | Space Heating | Natural Gas | Destratification Fans (HVLS) | A | Cumulative Summer Peak Savings (MW) | Achievable Economic TRC Potential | 0 | 0 | 0 | 0 | 0 | 0 | 0 | 0 | 0 | 0 | 0 | 0 | 0 | 0 | 0 | 0 | 0 | 0 | 0 | 0 | 0 | 0 | 0 | 0 | 0 | 0 | 0
F9_Industrial_Industrial - ID_Existing_Space Heating_Natural Gas_Destratification Fans (HVLS)_A_Achievable Economic TRC Potential | F9 | Industrial | Industrial - ID | Existing | Space Heating | Natural Gas | Destratification Fans (HVLS) | A | Cumulative Winter Peak Savings (MW) | Achievable Economic TRC Potential | 0 | 0 | 0 | 0 | 0 | 0 | 0 | 0 | 0 | 0 | 0 | 0 | 0 | 0 | 0 | 0 | 0 | 0 | 0 | 0 | 0 | 0 | 0 | 0 | 0 | 0 | 0
F10_Industrial_Industrial - ID_Existing_Space Heating_Natural Gas_Destratification Fans (HVLS)_A_Achievable Economic TRC Potential | F10 | Industrial | Industrial - ID | Existing | Space Heating | Natural Gas | Destratification Fans (HVLS) | A | Purchases (Incremental) | Achievable Economic TRC Potential | 0 | 0 | 0.0014002 | 0.0013761 | 0.0013524 | 0.001329 | 0.0013061 | 0.0012836 | 0.0012615 | 0.0012397 | 0.0012183 | 0.0011973 | 0.0011767 | 0.0011564 | 0.0011365 | 0.0011169 | 0.0010976 | 0 | 0 | 0 | 0 | 0 | 0 | 0 | 0 | 0 | 0
F11_Industrial_Industrial - ID_Existing_Space Heating_Natural Gas_Destratification Fans (HVLS)_A_Achievable Economic TRC Potential | F11 | Industrial | Industrial - ID | Existing | Space Heating | Natural Gas | Destratification Fans (HVLS) | A | Purchases (Cumulative) | Achievable Economic TRC Potential | 0 | 0 | 0.0014002 | 0.0027763 | 0.0041287 | 0.0054577 | 0.0067638 | 0.0080474 | 0.0093089 | 0.010549 | 0.011767 | 0.012964 | 0.014141 | 0.015297 | 0.016434 | 0.017551 | 0.018648 | 0.018648 | 0.018648 | 0.018648 | 0.018648 | 0.018648 | 0.018648 | 0.018648 | 0.018648 | 0.018648 | 0.018648
F1_Industrial_Industrial - ID_Existing_Space Heating_Natural Gas_Condensing RTU_A_Achievable Economic TRC Potential | F1 | Industrial | Industrial - ID | Existing | Space Heating | Natural Gas | Condensing RTU | A | Integrated Unit Energy Savings (kWh or therms) | Achievable Economic TRC Potential | 0 | 0 | 0.082294 | 0.081536 | 0.080693 | 0.079804 | 0.078824 | 0.077874 | 0.076844 | 0.075736 | 0.074567 | 0.073333 | 0.072063 | 0.070787 | 0.069517 | 0.068281 | 0.067104 | 0.066139 | 0.065255 | 0.064477 | 0.063788 | 0.063167 | 0.062674 | 0.062207 | 0.06176 | 0.06133 | 0.060915
F2_Industrial_Industrial - ID_Existing_Space Heating_Natural Gas_Condensing RTU_A_Achievable Economic TRC Potential | F2 | Industrial | Industrial - ID | Existing | Space Heating | Natural Gas | Condensing RTU | A | Integrated Unit Summer Peak Savings (kW) | Achievable Economic TRC Potential | 0 | 0 | 0 | 0 | 0 | 0 | 0 | 0 | 0 | 0 | 0 | 0 | 0 | 0 | 0 | 0 | 0 | 0 | 0 | 0 | 0 | 0 | 0 | 0 | 0 | 0 | 0
F3_Industrial_Industrial - ID_Existing_Space Heating_Natural Gas_Condensing RTU_A_Achievable Economic TRC Potential | F3 | Industrial | Industrial - ID | Existing | Space Heating | Natural Gas | Condensing RTU | A | Integrated Unit Winter Peak Savings (kW) | Achievable Economic TRC Potential | 0 | 0 | 0 | 0 | 0 | 0 | 0 | 0 | 0 | 0 | 0 | 0 | 0 | 0 | 0 | 0 | 0 | 0 | 0 | 0 | 0 | 0 | 0 | 0 | 0 | 0 | 0
F4_Industrial_Industrial - ID_Existing_Space Heating_Natural Gas_Condensing RTU_A_Achievable Economic TRC Potential | F4 | Industrial | Industrial - ID | Existing | Space Heating | Natural Gas | Condensing RTU | A | Incremental Energy Savings (MWh or mTherms) | Achievable Economic TRC Potential | 0 | 0 | 0 | 0 | 0 | 0 | 0 | 0 | 0 | 0 | 0 | 0 | 0 | 0 | 0 | 0 | 0 | 0 | 0 | 0 | 0 | 0 | 0 | 0 | 0 | 0 | 0
F5_Industrial_Industrial - ID_Existing_Space Heating_Natural Gas_Condensing RTU_A_Achievable Economic TRC Potential | F5 | Industrial | Industrial - ID | Existing | Space Heating | Natural Gas | Condensing RTU | A | Incremental Summer Peak Savings (MW) | Achievable Economic TRC Potential | 0 | 0 | 0 | 0 | 0 | 0 | 0 | 0 | 0 | 0 | 0 | 0 | 0 | 0 | 0 | 0 | 0 | 0 | 0 | 0 | 0 | 0 | 0 | 0 | 0 | 0 | 0
F6_Industrial_Industrial - ID_Existing_Space Heating_Natural Gas_Condensing RTU_A_Achievable Economic TRC Potential | F6 | Industrial | Industrial - ID | Existing | Space Heating | Natural Gas | Condensing RTU | A | Incremental Winter Peak Savings (MW) | Achievable Economic TRC Potential | 0 | 0 | 0 | 0 | 0 | 0 | 0 | 0 | 0 | 0 | 0 | 0 | 0 | 0 | 0 | 0 | 0 | 0 | 0 | 0 | 0 | 0 | 0 | 0 | 0 | 0 | 0
F7_Industrial_Industrial - ID_Existing_Space Heating_Natural Gas_Condensing RTU_A_Achievable Economic TRC Potential | F7 | Industrial | Industrial - ID | Existing | Space Heating | Natural Gas | Condensing RTU | A | Cumulative Energy Savings (MWh or mTherms) | Achievable Economic TRC Potential | 0 | 0 | 0 | 0 | 0 | 0 | 0 | 0 | 0 | 0 | 0 | 0 | 0 | 0 | 0 | 0 | 0 | 0 | 0 | 0 | 0 | 0 | 0 | 0 | 0 | 0 | 0
F8_Industrial_Industrial - ID_Existing_Space Heating_Natural Gas_Condensing RTU_A_Achievable Economic TRC Potential | F8 | Industrial | Industrial - ID | Existing | Space Heating | Natural Gas | Condensing RTU | A | Cumulative Summer Peak Savings (MW) | Achievable Economic TRC Potential | 0 | 0 | 0 | 0 | 0 | 0 | 0 | 0 | 0 | 0 | 0 | 0 | 0 | 0 | 0 | 0 | 0 | 0 | 0 | 0 | 0 | 0 | 0 | 0 | 0 | 0 | 0
F9_Industrial_Industrial - ID_Existing_Space Heating_Natural Gas_Condensing RTU_A_Achievable Economic TRC Potential | F9 | Industrial | Industrial - ID | Existing | Space Heating | Natural Gas | Condensing RTU | A | Cumulative Winter Peak Savings (MW) | Achievable Economic TRC Potential | 0 | 0 | 0 | 0 | 0 | 0 | 0 | 0 | 0 | 0 | 0 | 0 | 0 | 0 | 0 | 0 | 0 | 0 | 0 | 0 | 0 | 0 | 0 | 0 | 0 | 0 | 0
F10_Industrial_Industrial - ID_Existing_Space Heating_Natural Gas_Condensing RTU_A_Achievable Economic TRC Potential | F10 | Industrial | Industrial - ID | Existing | Space Heating | Natural Gas | Condensing RTU | A | Purchases (Incremental) | Achievable Economic TRC Potential | 0 | 0 | 0 | 0 | 0 | 0 | 0 | 0 | 0 | 0 | 0 | 0 | 0 | 0 | 0 | 0 | 0 | 0 | 0 | 0 | 0 | 0 | 0 | 0 | 0 | 0 | 0
F11_Industrial_Industrial - ID_Existing_Space Heating_Natural Gas_Condensing RTU_A_Achievable Economic TRC Potential | F11 | Industrial | Industrial - ID | Existing | Space Heating | Natural Gas | Condensing RTU | A | Purchases (Cumulative) | Achievable Economic TRC Potential | 0 | 0 | 0 | 0 | 0 | 0 | 0 | 0 | 0 | 0 | 0 | 0 | 0 | 0 | 0 | 0 | 0 | 0 | 0 | 0 | 0 | 0 | 0 | 0 | 0 | 0 | 0
F1_Industrial_Industrial - ID_Existing_Space Heating_Natural Gas_Industrial Air Curtains_A_Achievable Economic TRC Potential | F1 | Industrial | Industrial - ID | Existing | Space Heating | Natural Gas | Industrial Air Curtains | A | Integrated Unit Energy Savings (kWh or therms) | Achievable Economic TRC Potential | 0 | 0 | -0.018168 | -0.018132 | -0.018092 | -0.018049 | -0.018003 | -0.017955 | -0.017903 | -0.01785 | -0.017795 | -0.017739 | -0.017682 | -0.017623 | -0.017565 | -0.017505 | -0.017446 | -0.017388 | -0.017332 | -0.017281 | -0.017234 | -0.017192 | -0.017155 | -0.017121 | -0.017091 | -0.017062 | -0.017036
F2_Industrial_Industrial - ID_Existing_Space Heating_Natural Gas_Industrial Air Curtains_A_Achievable Economic TRC Potential | F2 | Industrial | Industrial - ID | Existing | Space Heating | Natural Gas | Industrial Air Curtains | A | Integrated Unit Summer Peak Savings (kW) | Achievable Economic TRC Potential | 0 | 0 | 0 | 0 | 0 | 0 | 0 | 0 | 0 | 0 | 0 | 0 | 0 | 0 | 0 | 0 | 0 | 0 | 0 | 0 | 0 | 0 | 0 | 0 | 0 | 0 | 0
F3_Industrial_Industrial - ID_Existing_Space Heating_Natural Gas_Industrial Air Curtains_A_Achievable Economic TRC Potential | F3 | Industrial | Industrial - ID | Existing | Space Heating | Natural Gas | Industrial Air Curtains | A | Integrated Unit Winter Peak Savings (kW) | Achievable Economic TRC Potential | 0 | 0 | 0 | 0 | 0 | 0 | 0 | 0 | 0 | 0 | 0 | 0 | 0 | 0 | 0 | 0 | 0 | 0 | 0 | 0 | 0 | 0 | 0 | 0 | 0 | 0 | 0
F4_Industrial_Industrial - ID_Existing_Space Heating_Natural Gas_Industrial Air Curtains_A_Achievable Economic TRC Potential | F4 | Industrial | Industrial - ID | Existing | Space Heating | Natural Gas | Industrial Air Curtains | A | Incremental Energy Savings (MWh or mTherms) | Achievable Economic TRC Potential | 0 | 0 | 0 | 0 | 0 | 0 | 0 | 0 | 0 | 0 | 0 | 0 | 0 | 0 | 0 | 0 | 0 | 0 | 0 | 0 | 0 | 0 | 0 | 0 | 0 | 0 | 0
F5_Industrial_Industrial - ID_Existing_Space Heating_Natural Gas_Industrial Air Curtains_A_Achievable Economic TRC Potential | F5 | Industrial | Industrial - ID | Existing | Space Heating | Natural Gas | Industrial Air Curtains | A | Incremental Summer Peak Savings (MW) | Achievable Economic TRC Potential | 0 | 0 | 0 | 0 | 0 | 0 | 0 | 0 | 0 | 0 | 0 | 0 | 0 | 0 | 0 | 0 | 0 | 0 | 0 | 0 | 0 | 0 | 0 | 0 | 0 | 0 | 0
F6_Industrial_Industrial - ID_Existing_Space Heating_Natural Gas_Industrial Air Curtains_A_Achievable Economic TRC Potential | F6 | Industrial | Industrial - ID | Existing | Space Heating | Natural Gas | Industrial Air Curtains | A | Incremental Winter Peak Savings (MW) | Achievable Economic TRC Potential | 0 | 0 | 0 | 0 | 0 | 0 | 0 | 0 | 0 | 0 | 0 | 0 | 0 | 0 | 0 | 0 | 0 | 0 | 0 | 0 | 0 | 0 | 0 | 0 | 0 | 0 | 0
F7_Industrial_Industrial - ID_Existing_Space Heating_Natural Gas_Industrial Air Curtains_A_Achievable Economic TRC Potential | F7 | Industrial | Industrial - ID | Existing | Space Heating | Natural Gas | Industrial Air Curtains | A | Cumulative Energy Savings (MWh or mTherms) | Achievable Economic TRC Potential | 0 | 0 | 0 | 0 | 0 | 0 | 0 | 0 | 0 | 0 | 0 | 0 | 0 | 0 | 0 | 0 | 0 | 0 | 0 | 0 | 0 | 0 | 0 | 0 | 0 | 0 | 0
F8_Industrial_Industrial - ID_Existing_Space Heating_Natural Gas_Industrial Air Curtains_A_Achievable Economic TRC Potential | F8 | Industrial | Industrial - ID | Existing | Space Heating | Natural Gas | Industrial Air Curtains | A | Cumulative Summer Peak Savings (MW) | Achievable Economic TRC Potential | 0 | 0 | 0 | 0 | 0 | 0 | 0 | 0 | 0 | 0 | 0 | 0 | 0 | 0 | 0 | 0 | 0 | 0 | 0 | 0 | 0 | 0 | 0 | 0 | 0 | 0 | 0
F9_Industrial_Industrial - ID_Existing_Space Heating_Natural Gas_Industrial Air Curtains_A_Achievable Economic TRC Potential | F9 | Industrial | Industrial - ID | Existing | Space Heating | Natural Gas | Industrial Air Curtains | A | Cumulative Winter Peak Savings (MW) | Achievable Economic TRC Potential | 0 | 0 | 0 | 0 | 0 | 0 | 0 | 0 | 0 | 0 | 0 | 0 | 0 | 0 | 0 | 0 | 0 | 0 | 0 | 0 | 0 | 0 | 0 | 0 | 0 | 0 | 0
F10_Industrial_Industrial - ID_Existing_Space Heating_Natural Gas_Industrial Air Curtains_A_Achievable Economic TRC Potential | F10 | Industrial | Industrial - ID | Existing | Space Heating | Natural Gas | Industrial Air Curtains | A | Purchases (Incremental) | Achievable Economic TRC Potential | 0 | 0 | 0 | 0 | 0 | 0 | 0 | 0 | 0 | 0 | 0 | 0 | 0 | 0 | 0 | 0 | 0 | 0 | 0 | 0 | 0 | 0 | 0 | 0 | 0 | 0 | 0
F11_Industrial_Industrial - ID_Existing_Space Heating_Natural Gas_Industrial Air Curtains_A_Achievable Economic TRC Potential | F11 | Industrial | Industrial - ID | Existing | Space Heating | Natural Gas | Industrial Air Curtains | A | Purchases (Cumulative) | Achievable Economic TRC Potential | 0 | 0 | 0 | 0 | 0 | 0 | 0 | 0 | 0 | 0 | 0 | 0 | 0 | 0 | 0 | 0 | 0 | 0 | 0 | 0 | 0 | 0 | 0 | 0 | 0 | 0 | 0
F1_Industrial_Industrial - ID_Existing_Space Heating_Natural Gas_HVAC - Energy Recovery Ventilator_A_Achievable Economic TRC Potential | F1 | Industrial | Industrial - ID | Existing | Space Heating | Natural Gas | HVAC - Energy Recovery Ventilator | A | Integrated Unit Energy Savings (kWh or therms) | Achievable Economic TRC Potential | 0 | 0 | 0.2078 | 0.20641 | 0.2049 | 0.20328 | 0.20152 | 0.19993 | 0.19819 | 0.19632 | 0.19432 | 0.19221 | 0.19005 | 0.1879 | 0.18578 | 0.18372 | 0.18176 | 0.18031 | 0.179 | 0.17786 | 0.17687 | 0.17599 | 0.17525 | 0.17454 | 0.17386 | 0.1732 | 0.17255
F2_Industrial_Industrial - ID_Existing_Space Heating_Natural Gas_HVAC - Energy Recovery Ventilator_A_Achievable Economic TRC Potential | F2 | Industrial | Industrial - ID | Existing | Space Heating | Natural Gas | HVAC - Energy Recovery Ventilator | A | Integrated Unit Summer Peak Savings (kW) | Achievable Economic TRC Potential | 0 | 0 | 0 | 0 | 0 | 0 | 0 | 0 | 0 | 0 | 0 | 0 | 0 | 0 | 0 | 0 | 0 | 0 | 0 | 0 | 0 | 0 | 0 | 0 | 0 | 0 | 0
F3_Industrial_Industrial - ID_Existing_Space Heating_Natural Gas_HVAC - Energy Recovery Ventilator_A_Achievable Economic TRC Potential | F3 | Industrial | Industrial - ID | Existing | Space Heating | Natural Gas | HVAC - Energy Recovery Ventilator | A | Integrated Unit Winter Peak Savings (kW) | Achievable Economic TRC Potential | 0 | 0 | 0 | 0 | 0 | 0 | 0 | 0 | 0 | 0 | 0 | 0 | 0 | 0 | 0 | 0 | 0 | 0 | 0 | 0 | 0 | 0 | 0 | 0 | 0 | 0 | 0
F4_Industrial_Industrial - ID_Existing_Space Heating_Natural Gas_HVAC - Energy Recovery Ventilator_A_Achievable Economic TRC Potential | F4 | Industrial | Industrial - ID | Existing | Space Heating | Natural Gas | HVAC - Energy Recovery Ventilator | A | Incremental Energy Savings (MWh or mTherms) | Achievable Economic TRC Potential | 0 | 0 | 0.091515 | 0.089333 | 0.087153 | 0.084972 | 0.082784 | 0.080714 | 0.078634 | 0.076547 | 0.07446 | 0.072385 | 0.070335 | 0.068342 | 0.066404 | 0.064536 | 0.062748 | 0.061172 | 0.059683 | 0.05828 | 0.056956 | 0.055695 | 0 | 0 | 0 | 0 | 0
F5_Industrial_Industrial - ID_Existing_Space Heating_Natural Gas_HVAC - Energy Recovery Ventilator_A_Achievable Economic TRC Potential | F5 | Industrial | Industrial - ID | Existing | Space Heating | Natural Gas | HVAC - Energy Recovery Ventilator | A | Incremental Summer Peak Savings (MW) | Achievable Economic TRC Potential | 0 | 0 | 0 | 0 | 0 | 0 | 0 | 0 | 0 | 0 | 0 | 0 | 0 | 0 | 0 | 0 | 0 | 0 | 0 | 0 | 0 | 0 | 0 | 0 | 0 | 0 | 0
F6_Industrial_Industrial - ID_Existing_Space Heating_Natural Gas_HVAC - Energy Recovery Ventilator_A_Achievable Economic TRC Potential | F6 | Industrial | Industrial - ID | Existing | Space Heating | Natural Gas | HVAC - Energy Recovery Ventilator | A | Incremental Winter Peak Savings (MW) | Achievable Economic TRC Potential | 0 | 0 | 0 | 0 | 0 | 0 | 0 | 0 | 0 | 0 | 0 | 0 | 0 | 0 | 0 | 0 | 0 | 0 | 0 | 0 | 0 | 0 | 0 | 0 | 0 | 0 | 0
F7_Industrial_Industrial - ID_Existing_Space Heating_Natural Gas_HVAC - Energy Recovery Ventilator_A_Achievable Economic TRC Potential | F7 | Industrial | Industrial - ID | Existing | Space Heating | Natural Gas | HVAC - Energy Recovery Ventilator | A | Cumulative Energy Savings (MWh or mTherms) | Achievable Economic TRC Potential | 0 | 0 | 0.091515 | 0.18023 | 0.26607 | 0.34894 | 0.4287 | 0.50603 | 0.58027 | 0.65132 | 0.71914 | 0.78375 | 0.84526 | 0.90405 | 0.96023 | 1.0141 | 1.0661 | 1.1187 | 1.1703 | 1.2211 | 1.2713 | 1.3206 | 1.3151 | 1.3097 | 1.3046 | 1.2997 | 1.2948
F8_Industrial_Industrial - ID_Existing_Space Heating_Natural Gas_HVAC - Energy Recovery Ventilator_A_Achievable Economic TRC Potential | F8 | Industrial | Industrial - ID | Existing | Space Heating | Natural Gas | HVAC - Energy Recovery Ventilator | A | Cumulative Summer Peak Savings (MW) | Achievable Economic TRC Potential | 0 | 0 | 0 | 0 | 0 | 0 | 0 | 0 | 0 | 0 | 0 | 0 | 0 | 0 | 0 | 0 | 0 | 0 | 0 | 0 | 0 | 0 | 0 | 0 | 0 | 0 | 0
F9_Industrial_Industrial - ID_Existing_Space Heating_Natural Gas_HVAC - Energy Recovery Ventilator_A_Achievable Economic TRC Potential | F9 | Industrial | Industrial - ID | Existing | Space Heating | Natural Gas | HVAC - Energy Recovery Ventilator | A | Cumulative Winter Peak Savings (MW) | Achievable Economic TRC Potential | 0 | 0 | 0 | 0 | 0 | 0 | 0 | 0 | 0 | 0 | 0 | 0 | 0 | 0 | 0 | 0 | 0 | 0 | 0 | 0 | 0 | 0 | 0 | 0 | 0 | 0 | 0
F10_Industrial_Industrial - ID_Existing_Space Heating_Natural Gas_HVAC - Energy Recovery Ventilator_A_Achievable Economic TRC Potential | F10 | Industrial | Industrial - ID | Existing | Space Heating | Natural Gas | HVAC - Energy Recovery Ventilator | A | Purchases (Incremental) | Achievable Economic TRC Potential | 0 | 0 | 440.3929 | 432.7999 | 425.3378 | 418.0044 | 410.7974 | 403.7147 | 396.7541 | 389.9135 | 383.1909 | 376.5842 | 370.0913 | 363.7104 | 357.4396 | 351.2768 | 345.2203 | 339.2682 | 333.4188 | 327.6702 | 322.0207 | 316.4686 | 0 | 0 | 0 | 0 | 0
F11_Industrial_Industrial - ID_Existing_Space Heating_Natural Gas_HVAC - Energy Recovery Ventilator_A_Achievable Economic TRC Potential | F11 | Industrial | Industrial - ID | Existing | Space Heating | Natural Gas | HVAC - Energy Recovery Ventilator | A | Purchases (Cumulative) | Achievable Economic TRC Potential | 0 | 0 | 440.3929 | 873.1928 | 1298.5306 | 1716.535 | 2127.3325 | 2531.0472 | 2927.8013 | 3317.7149 | 3700.9058 | 4077.4899 | 4447.5812 | 4811.2917 | 5168.7313 | 5520.0081 | 5865.2284 | 6204.4966 | 6537.9154 | 6865.5856 | 7187.6063 | 7504.075 | 7504.075 | 7504.075 | 7504.075 | 7504.075 | 7504.075
F1_Industrial_Industrial - ID_Existing_Space Heating_Natural Gas_Thermostat - Connected_A_Achievable Economic TRC Potential | F1 | Industrial | Industrial - ID | Existing | Space Heating | Natural Gas | Thermostat - Connected | A | Integrated Unit Energy Savings (kWh or therms) | Achievable Economic TRC Potential | 0 | 0 | 10061.9177 | 10041.8255 | 10019.754 | 9995.8321 | 9970.1799 | 9942.9698 | 9914.6088 | 9885.1209 | 9854.6943 | 9823.5001 | 9791.6935 | 9759.4149 | 9726.7911 | 9693.9367 | 9660.955 | 9628.9064 | 9597.9823 | 9569.6399 | 9543.7294 | 9520.4419 | 9499.5988 | 9480.9544 | 9464.057 | 9448.3433 | 9433.7144
F2_Industrial_Industrial - ID_Existing_Space Heating_Natural Gas_Thermostat - Connected_A_Achievable Economic TRC Potential | F2 | Industrial | Industrial - ID | Existing | Space Heating | Natural Gas | Thermostat - Connected | A | Integrated Unit Summer Peak Savings (kW) | Achievable Economic TRC Potential | 0 | 0 | 0 | 0 | 0 | 0 | 0 | 0 | 0 | 0 | 0 | 0 | 0 | 0 | 0 | 0 | 0 | 0 | 0 | 0 | 0 | 0 | 0 | 0 | 0 | 0 | 0
F3_Industrial_Industrial - ID_Existing_Space Heating_Natural Gas_Thermostat - Connected_A_Achievable Economic TRC Potential | F3 | Industrial | Industrial - ID | Existing | Space Heating | Natural Gas | Thermostat - Connected | A | Integrated Unit Winter Peak Savings (kW) | Achievable Economic TRC Potential | 0 | 0 | 0 | 0 | 0 | 0 | 0 | 0 | 0 | 0 | 0 | 0 | 0 | 0 | 0 | 0 | 0 | 0 | 0 | 0 | 0 | 0 | 0 | 0 | 0 | 0 | 0
F4_Industrial_Industrial - ID_Existing_Space Heating_Natural Gas_Thermostat - Connected_A_Achievable Economic TRC Potential | F4 | Industrial | Industrial - ID | Existing | Space Heating | Natural Gas | Thermostat - Connected | A | Incremental Energy Savings (MWh or mTherms) | Achievable Economic TRC Potential | 0 | 0 | 0.22344 | 0.21915 | 0.2149 | 0.21069 | 0.20652 | 0 | 0 | 0 | 0 | 0 | 0 | 0 | 0 | 0 | 0 | 0 | 0 | 0 | 0 | 0 | 0 | 0 | 0 | 0 | 0
F5_Industrial_Industrial - ID_Existing_Space Heating_Natural Gas_Thermostat - Connected_A_Achievable Economic TRC Potential | F5 | Industrial | Industrial - ID | Existing | Space Heating | Natural Gas | Thermostat - Connected | A | Incremental Summer Peak Savings (MW) | Achievable Economic TRC Potential | 0 | 0 | 0 | 0 | 0 | 0 | 0 | 0 | 0 | 0 | 0 | 0 | 0 | 0 | 0 | 0 | 0 | 0 | 0 | 0 | 0 | 0 | 0 | 0 | 0 | 0 | 0
F6_Industrial_Industrial - ID_Existing_Space Heating_Natural Gas_Thermostat - Connected_A_Achievable Economic TRC Potential | F6 | Industrial | Industrial - ID | Existing | Space Heating | Natural Gas | Thermostat - Connected | A | Incremental Winter Peak Savings (MW) | Achievable Economic TRC Potential | 0 | 0 | 0 | 0 | 0 | 0 | 0 | 0 | 0 | 0 | 0 | 0 | 0 | 0 | 0 | 0 | 0 | 0 | 0 | 0 | 0 | 0 | 0 | 0 | 0 | 0 | 0
F7_Industrial_Industrial - ID_Existing_Space Heating_Natural Gas_Thermostat - Connected_A_Achievable Economic TRC Potential | F7 | Industrial | Industrial - ID | Existing | Space Heating | Natural Gas | Thermostat - Connected | A | Cumulative Energy Savings (MWh or mTherms) | Achievable Economic TRC Potential | 0 | 0 | 0.22344 | 0.44214 | 0.65607 | 0.86519 | 1.0695 | 1.0666 | 1.0635 | 1.0604 | 1.0571 | 1.0538 | 1.0504 | 1.0469 | 1.0434 | 1.0399 | 1.0363 | 1.0329 | 1.0296 | 1.0265 | 1.0238 | 1.0213 | 1.019 | 1.017 | 1.0152 | 1.0135 | 1.012
F8_Industrial_Industrial - ID_Existing_Space Heating_Natural Gas_Thermostat - Connected_A_Achievable Economic TRC Potential | F8 | Industrial | Industrial - ID | Existing | Space Heating | Natural Gas | Thermostat - Connected | A | Cumulative Summer Peak Savings (MW) | Achievable Economic TRC Potential | 0 | 0 | 0 | 0 | 0 | 0 | 0 | 0 | 0 | 0 | 0 | 0 | 0 | 0 | 0 | 0 | 0 | 0 | 0 | 0 | 0 | 0 | 0 | 0 | 0 | 0 | 0
F9_Industrial_Industrial - ID_Existing_Space Heating_Natural Gas_Thermostat - Connected_A_Achievable Economic TRC Potential | F9 | Industrial | Industrial - ID | Existing | Space Heating | Natural Gas | Thermostat - Connected | A | Cumulative Winter Peak Savings (MW) | Achievable Economic TRC Potential | 0 | 0 | 0 | 0 | 0 | 0 | 0 | 0 | 0 | 0 | 0 | 0 | 0 | 0 | 0 | 0 | 0 | 0 | 0 | 0 | 0 | 0 | 0 | 0 | 0 | 0 | 0
F10_Industrial_Industrial - ID_Existing_Space Heating_Natural Gas_Thermostat - Connected_A_Achievable Economic TRC Potential | F10 | Industrial | Industrial - ID | Existing | Space Heating | Natural Gas | Thermostat - Connected | A | Purchases (Incremental) | Achievable Economic TRC Potential | 0 | 0 | 0.022207 | 0.021824 | 0.021447 | 0.021078 | 0.020714 | 0 | 0 | 0 | 0 | 0 | 0 | 0 | 0 | 0 | 0 | 0 | 0 | 0 | 0 | 0 | 0 | 0 | 0 | 0 | 0
F11_Industrial_Industrial - ID_Existing_Space Heating_Natural Gas_Thermostat - Connected_A_Achievable Economic TRC Potential | F11 | Industrial | Industrial - ID | Existing | Space Heating | Natural Gas | Thermostat - Connected | A | Purchases (Cumulative) | Achievable Economic TRC Potential | 0 | 0 | 0.022207 | 0.04403 | 0.065478 | 0.086555 | 0.10727 | 0.10727 | 0.10727 | 0.10727 | 0.10727 | 0.10727 | 0.10727 | 0.10727 | 0.10727 | 0.10727 | 0.10727 | 0.10727 | 0.10727 | 0.10727 | 0.10727 | 0.10727 | 0.10727 | 0.10727 | 0.10727 | 0.10727 | 0.10727
F1_Industrial_Industrial - ID_Existing_Space Heating_Natural Gas_Gas Boiler - Maintenance_A_Achievable Economic TRC Potential | F1 | Industrial | Industrial - ID | Existing | Space Heating | Natural Gas | Gas Boiler - Maintenance | A | Integrated Unit Energy Savings (kWh or therms) | Achievable Economic TRC Potential | 0 | 0 | 0.69856 | 0.69219 | 0.68552 | 0.67847 | 0.67095 | 0.66398 | 0.65655 | 0.64862 | 0.6402 | 0.63137 | 0.62236 | 0.6134 | 0.60459 | 0.59614 | 0.58826 | 0.5823 | 0.57709 | 0.57261 | 0.56876 | 0.56532 | 0.56287 | 0.5605 | 0.55817 | 0.55586 | 0.55356
F2_Industrial_Industrial - ID_Existing_Space Heating_Natural Gas_Gas Boiler - Maintenance_A_Achievable Economic TRC Potential | F2 | Industrial | Industrial - ID | Existing | Space Heating | Natural Gas | Gas Boiler - Maintenance | A | Integrated Unit Summer Peak Savings (kW) | Achievable Economic TRC Potential | 0 | 0 | 0 | 0 | 0 | 0 | 0 | 0 | 0 | 0 | 0 | 0 | 0 | 0 | 0 | 0 | 0 | 0 | 0 | 0 | 0 | 0 | 0 | 0 | 0 | 0 | 0
F3_Industrial_Industrial - ID_Existing_Space Heating_Natural Gas_Gas Boiler - Maintenance_A_Achievable Economic TRC Potential | F3 | Industrial | Industrial - ID | Existing | Space Heating | Natural Gas | Gas Boiler - Maintenance | A | Integrated Unit Winter Peak Savings (kW) | Achievable Economic TRC Potential | 0 | 0 | 0 | 0 | 0 | 0 | 0 | 0 | 0 | 0 | 0 | 0 | 0 | 0 | 0 | 0 | 0 | 0 | 0 | 0 | 0 | 0 | 0 | 0 | 0 | 0 | 0
F4_Industrial_Industrial - ID_Existing_Space Heating_Natural Gas_Gas Boiler - Maintenance_A_Achievable Economic TRC Potential | F4 | Industrial | Industrial - ID | Existing | Space Heating | Natural Gas | Gas Boiler - Maintenance | A | Incremental Energy Savings (MWh or mTherms) | Achievable Economic TRC Potential | 0 | 0 | 0.024945 | 0.017026 | 0.011472 | 0 | 0 | 0 | 0 | 0 | 0 | 0 | 0 | 0 | 0 | 0 | 0 | 0 | 0 | 0 | 0 | 0 | 0 | 0 | 0 | 0 | 0
F5_Industrial_Industrial - ID_Existing_Space Heating_Natural Gas_Gas Boiler - Maintenance_A_Achievable Economic TRC Potential | F5 | Industrial | Industrial - ID | Existing | Space Heating | Natural Gas | Gas Boiler - Maintenance | A | Incremental Summer Peak Savings (MW) | Achievable Economic TRC Potential | 0 | 0 | 0 | 0 | 0 | 0 | 0 | 0 | 0 | 0 | 0 | 0 | 0 | 0 | 0 | 0 | 0 | 0 | 0 | 0 | 0 | 0 | 0 | 0 | 0 | 0 | 0
F6_Industrial_Industrial - ID_Existing_Space Heating_Natural Gas_Gas Boiler - Maintenance_A_Achievable Economic TRC Potential | F6 | Industrial | Industrial - ID | Existing | Space Heating | Natural Gas | Gas Boiler - Maintenance | A | Incremental Winter Peak Savings (MW) | Achievable Economic TRC Potential | 0 | 0 | 0 | 0 | 0 | 0 | 0 | 0 | 0 | 0 | 0 | 0 | 0 | 0 | 0 | 0 | 0 | 0 | 0 | 0 | 0 | 0 | 0 | 0 | 0 | 0 | 0
F7_Industrial_Industrial - ID_Existing_Space Heating_Natural Gas_Gas Boiler - Maintenance_A_Achievable Economic TRC Potential | F7 | Industrial | Industrial - ID | Existing | Space Heating | Natural Gas | Gas Boiler - Maintenance | A | Cumulative Energy Savings (MWh or mTherms) | Achievable Economic TRC Potential | 0 | 0 | 0.024945 | 0.041744 | 0.052813 | 0.052271 | 0.051691 | 0.051154 | 0.050582 | 0.04997 | 0.049321 | 0.048641 | 0.047947 | 0.047257 | 0.046578 | 0.045928 | 0.04532 | 0.044861 | 0.04446 | 0.044115 | 0.043818 | 0.043553 | 0.043365 | 0.043182 | 0.043002 | 0.042824 | 0.042647
F8_Industrial_Industrial - ID_Existing_Space Heating_Natural Gas_Gas Boiler - Maintenance_A_Achievable Economic TRC Potential | F8 | Industrial | Industrial - ID | Existing | Space Heating | Natural Gas | Gas Boiler - Maintenance | A | Cumulative Summer Peak Savings (MW) | Achievable Economic TRC Potential | 0 | 0 | 0 | 0 | 0 | 0 | 0 | 0 | 0 | 0 | 0 | 0 | 0 | 0 | 0 | 0 | 0 | 0 | 0 | 0 | 0 | 0 | 0 | 0 | 0 | 0 | 0
F9_Industrial_Industrial - ID_Existing_Space Heating_Natural Gas_Gas Boiler - Maintenance_A_Achievable Economic TRC Potential | F9 | Industrial | Industrial - ID | Existing | Space Heating | Natural Gas | Gas Boiler - Maintenance | A | Cumulative Winter Peak Savings (MW) | Achievable Economic TRC Potential | 0 | 0 | 0 | 0 | 0 | 0 | 0 | 0 | 0 | 0 | 0 | 0 | 0 | 0 | 0 | 0 | 0 | 0 | 0 | 0 | 0 | 0 | 0 | 0 | 0 | 0 | 0
F10_Industrial_Industrial - ID_Existing_Space Heating_Natural Gas_Gas Boiler - Maintenance_A_Achievable Economic TRC Potential | F10 | Industrial | Industrial - ID | Existing | Space Heating | Natural Gas | Gas Boiler - Maintenance | A | Purchases (Incremental) | Achievable Economic TRC Potential | 0 | 0 | 35.709 | 24.5977 | 16.7346 | 0 | 0 | 0 | 0 | 0 | 0 | 0 | 0 | 0 | 0 | 0 | 0 | 0 | 0 | 0 | 0 | 0 | 0 | 0 | 0 | 0 | 0
F11_Industrial_Industrial - ID_Existing_Space Heating_Natural Gas_Gas Boiler - Maintenance_A_Achievable Economic TRC Potential | F11 | Industrial | Industrial - ID | Existing | Space Heating | Natural Gas | Gas Boiler - Maintenance | A | Purchases (Cumulative) | Achievable Economic TRC Potential | 0 | 0 | 35.709 | 60.3067 | 77.0412 | 77.0412 | 77.0412 | 77.0412 | 77.0412 | 77.0412 | 77.0412 | 77.0412 | 77.0412 | 77.0412 | 77.0412 | 77.0412 | 77.0412 | 77.0412 | 77.0412 | 77.0412 | 77.0412 | 77.0412 | 77.0412 | 77.0412 | 77.0412 | 77.0412 | 77.0412
F1_Industrial_Industrial - ID_Existing_Space Heating_Natural Gas_Gas Furnace - Maintenance_A_Achievable Economic TRC Potential | F1 | Industrial | Industrial - ID | Existing | Space Heating | Natural Gas | Gas Furnace - Maintenance | A | Integrated Unit Energy Savings (kWh or therms) | Achievable Economic TRC Potential | 0 | 0 | 0.70157 | 0.69554 | 0.68885 | 0.6815 | 0.67336 | 0.66549 | 0.65693 | 0.64764 | 0.63768 | 0.62717 | 0.61635 | 0.60547 | 0.59465 | 0.58412 | 0.57409 | 0.56588 | 0.55835 | 0.55173 | 0.54588 | 0.5406 | 0.53643 | 0.53247 | 0.52869 | 0.52505 | 0.52154
F2_Industrial_Industrial - ID_Existing_Space Heating_Natural Gas_Gas Furnace - Maintenance_A_Achievable Economic TRC Potential | F2 | Industrial | Industrial - ID | Existing | Space Heating | Natural Gas | Gas Furnace - Maintenance | A | Integrated Unit Summer Peak Savings (kW) | Achievable Economic TRC Potential | 0 | 0 | 0 | 0 | 0 | 0 | 0 | 0 | 0 | 0 | 0 | 0 | 0 | 0 | 0 | 0 | 0 | 0 | 0 | 0 | 0 | 0 | 0 | 0 | 0 | 0 | 0
F3_Industrial_Industrial - ID_Existing_Space Heating_Natural Gas_Gas Furnace - Maintenance_A_Achievable Economic TRC Potential | F3 | Industrial | Industrial - ID | Existing | Space Heating | Natural Gas | Gas Furnace - Maintenance | A | Integrated Unit Winter Peak Savings (kW) | Achievable Economic TRC Potential | 0 | 0 | 0 | 0 | 0 | 0 | 0 | 0 | 0 | 0 | 0 | 0 | 0 | 0 | 0 | 0 | 0 | 0 | 0 | 0 | 0 | 0 | 0 | 0 | 0 | 0 | 0
F4_Industrial_Industrial - ID_Existing_Space Heating_Natural Gas_Gas Furnace - Maintenance_A_Achievable Economic TRC Potential | F4 | Industrial | Industrial - ID | Existing | Space Heating | Natural Gas | Gas Furnace - Maintenance | A | Incremental Energy Savings (MWh or mTherms) | Achievable Economic TRC Potential | 0 | 0 | 0.015698 | 0.01072 | 0.0072234 | 0 | 0 | 0 | 0 | 0 | 0 | 0 | 0 | 0 | 0 | 0 | 0 | 0 | 0 | 0 | 0 | 0 | 0 | 0 | 0 | 0 | 0
F5_Industrial_Industrial - ID_Existing_Space Heating_Natural Gas_Gas Furnace - Maintenance_A_Achievable Economic TRC Potential | F5 | Industrial | Industrial - ID | Existing | Space Heating | Natural Gas | Gas Furnace - Maintenance | A | Incremental Summer Peak Savings (MW) | Achievable Economic TRC Potential | 0 | 0 | 0 | 0 | 0 | 0 | 0 | 0 | 0 | 0 | 0 | 0 | 0 | 0 | 0 | 0 | 0 | 0 | 0 | 0 | 0 | 0 | 0 | 0 | 0 | 0 | 0
F6_Industrial_Industrial - ID_Existing_Space Heating_Natural Gas_Gas Furnace - Maintenance_A_Achievable Economic TRC Potential | F6 | Industrial | Industrial - ID | Existing | Space Heating | Natural Gas | Gas Furnace - Maintenance | A | Incremental Winter Peak Savings (MW) | Achievable Economic TRC Potential | 0 | 0 | 0 | 0 | 0 | 0 | 0 | 0 | 0 | 0 | 0 | 0 | 0 | 0 | 0 | 0 | 0 | 0 | 0 | 0 | 0 | 0 | 0 | 0 | 0 | 0 | 0
F7_Industrial_Industrial - ID_Existing_Space Heating_Natural Gas_Gas Furnace - Maintenance_A_Achievable Economic TRC Potential | F7 | Industrial | Industrial - ID | Existing | Space Heating | Natural Gas | Gas Furnace - Maintenance | A | Cumulative Energy Savings (MWh or mTherms) | Achievable Economic TRC Potential | 0 | 0 | 0.015698 | 0.026284 | 0.033254 | 0.032899 | 0.032506 | 0.032127 | 0.031713 | 0.031265 | 0.030784 | 0.030277 | 0.029754 | 0.029229 | 0.028707 | 0.028198 | 0.027714 | 0.027318 | 0.026955 | 0.026635 | 0.026352 | 0.026098 | 0.025896 | 0.025705 | 0.025523 | 0.025347 | 0.025177
F8_Industrial_Industrial - ID_Existing_Space Heating_Natural Gas_Gas Furnace - Maintenance_A_Achievable Economic TRC Potential | F8 | Industrial | Industrial - ID | Existing | Space Heating | Natural Gas | Gas Furnace - Maintenance | A | Cumulative Summer Peak Savings (MW) | Achievable Economic TRC Potential | 0 | 0 | 0 | 0 | 0 | 0 | 0 | 0 | 0 | 0 | 0 | 0 | 0 | 0 | 0 | 0 | 0 | 0 | 0 | 0 | 0 | 0 | 0 | 0 | 0 | 0 | 0
F9_Industrial_Industrial - ID_Existing_Space Heating_Natural Gas_Gas Furnace - Maintenance_A_Achievable Economic TRC Potential | F9 | Industrial | Industrial - ID | Existing | Space Heating | Natural Gas | Gas Furnace - Maintenance | A | Cumulative Winter Peak Savings (MW) | Achievable Economic TRC Potential | 0 | 0 | 0 | 0 | 0 | 0 | 0 | 0 | 0 | 0 | 0 | 0 | 0 | 0 | 0 | 0 | 0 | 0 | 0 | 0 | 0 | 0 | 0 | 0 | 0 | 0 | 0
F10_Industrial_Industrial - ID_Existing_Space Heating_Natural Gas_Gas Furnace - Maintenance_A_Achievable Economic TRC Potential | F10 | Industrial | Industrial - ID | Existing | Space Heating | Natural Gas | Gas Furnace - Maintenance | A | Purchases (Incremental) | Achievable Economic TRC Potential | 0 | 0 | 22.3757 | 15.4132 | 10.4861 | 0 | 0 | 0 | 0 | 0 | 0 | 0 | 0 | 0 | 0 | 0 | 0 | 0 | 0 | 0 | 0 | 0 | 0 | 0 | 0 | 0 | 0
F11_Industrial_Industrial - ID_Existing_Space Heating_Natural Gas_Gas Furnace - Maintenance_A_Achievable Economic TRC Potential | F11 | Industrial | Industrial - ID | Existing | Space Heating | Natural Gas | Gas Furnace - Maintenance | A | Purchases (Cumulative) | Achievable Economic TRC Potential | 0 | 0 | 22.3757 | 37.7889 | 48.275 | 48.275 | 48.275 | 48.275 | 48.275 | 48.275 | 48.275 | 48.275 | 48.275 | 48.275 | 48.275 | 48.275 | 48.275 | 48.275 | 48.275 | 48.275 | 48.275 | 48.275 | 48.275 | 48.275 | 48.275 | 48.275 | 48.275
F1_Industrial_Industrial - ID_Existing_Space Heating_Natural Gas_Gas Furnace - Tube Inserts_A_Achievable Economic TRC Potential | F1 | Industrial | Industrial - ID | Existing | Space Heating | Natural Gas | Gas Furnace - Tube Inserts | A | Integrated Unit Energy Savings (kWh or therms) | Achievable Economic TRC Potential | 0 | 0 | 0 | 0 | 0 | 0 | 0 | 0 | 0 | 0 | 0 | 0 | 0 | 0 | 0 | 0 | 0 | 0 | 0 | 0 | 0 | 0 | 0 | 0 | 0 | 0 | 0
F2_Industrial_Industrial - ID_Existing_Space Heating_Natural Gas_Gas Furnace - Tube Inserts_A_Achievable Economic TRC Potential | F2 | Industrial | Industrial - ID | Existing | Space Heating | Natural Gas | Gas Furnace - Tube Inserts | A | Integrated Unit Summer Peak Savings (kW) | Achievable Economic TRC Potential | 0 | 0 | 0 | 0 | 0 | 0 | 0 | 0 | 0 | 0 | 0 | 0 | 0 | 0 | 0 | 0 | 0 | 0 | 0 | 0 | 0 | 0 | 0 | 0 | 0 | 0 | 0
F3_Industrial_Industrial - ID_Existing_Space Heating_Natural Gas_Gas Furnace - Tube Inserts_A_Achievable Economic TRC Potential | F3 | Industrial | Industrial - ID | Existing | Space Heating | Natural Gas | Gas Furnace - Tube Inserts | A | Integrated Unit Winter Peak Savings (kW) | Achievable Economic TRC Potential | 0 | 0 | 0 | 0 | 0 | 0 | 0 | 0 | 0 | 0 | 0 | 0 | 0 | 0 | 0 | 0 | 0 | 0 | 0 | 0 | 0 | 0 | 0 | 0 | 0 | 0 | 0
F4_Industrial_Industrial - ID_Existing_Space Heating_Natural Gas_Gas Furnace - Tube Inserts_A_Achievable Economic TRC Potential | F4 | Industrial | Industrial - ID | Existing | Space Heating | Natural Gas | Gas Furnace - Tube Inserts | A | Incremental Energy Savings (MWh or mTherms) | Achievable Economic TRC Potential | 0 | 0 | 0 | 0 | 0 | 0 | 0 | 0 | 0 | 0 | 0 | 0 | 0 | 0 | 0 | 0 | 0 | 0 | 0 | 0 | 0 | 0 | 0 | 0 | 0 | 0 | 0
F5_Industrial_Industrial - ID_Existing_Space Heating_Natural Gas_Gas Furnace - Tube Inserts_A_Achievable Economic TRC Potential | F5 | Industrial | Industrial - ID | Existing | Space Heating | Natural Gas | Gas Furnace - Tube Inserts | A | Incremental Summer Peak Savings (MW) | Achievable Economic TRC Potential | 0 | 0 | 0 | 0 | 0 | 0 | 0 | 0 | 0 | 0 | 0 | 0 | 0 | 0 | 0 | 0 | 0 | 0 | 0 | 0 | 0 | 0 | 0 | 0 | 0 | 0 | 0
F6_Industrial_Industrial - ID_Existing_Space Heating_Natural Gas_Gas Furnace - Tube Inserts_A_Achievable Economic TRC Potential | F6 | Industrial | Industrial - ID | Existing | Space Heating | Natural Gas | Gas Furnace - Tube Inserts | A | Incremental Winter Peak Savings (MW) | Achievable Economic TRC Potential | 0 | 0 | 0 | 0 | 0 | 0 | 0 | 0 | 0 | 0 | 0 | 0 | 0 | 0 | 0 | 0 | 0 | 0 | 0 | 0 | 0 | 0 | 0 | 0 | 0 | 0 | 0
F7_Industrial_Industrial - ID_Existing_Space Heating_Natural Gas_Gas Furnace - Tube Inserts_A_Achievable Economic TRC Potential | F7 | Industrial | Industrial - ID | Existing | Space Heating | Natural Gas | Gas Furnace - Tube Inserts | A | Cumulative Energy Savings (MWh or mTherms) | Achievable Economic TRC Potential | 0 | 0 | 0 | 0 | 0 | 0 | 0 | 0 | 0 | 0 | 0 | 0 | 0 | 0 | 0 | 0 | 0 | 0 | 0 | 0 | 0 | 0 | 0 | 0 | 0 | 0 | 0
F8_Industrial_Industrial - ID_Existing_Space Heating_Natural Gas_Gas Furnace - Tube Inserts_A_Achievable Economic TRC Potential | F8 | Industrial | Industrial - ID | Existing | Space Heating | Natural Gas | Gas Furnace - Tube Inserts | A | Cumulative Summer Peak Savings (MW) | Achievable Economic TRC Potential | 0 | 0 | 0 | 0 | 0 | 0 | 0 | 0 | 0 | 0 | 0 | 0 | 0 | 0 | 0 | 0 | 0 | 0 | 0 | 0 | 0 | 0 | 0 | 0 | 0 | 0 | 0
F9_Industrial_Industrial - ID_Existing_Space Heating_Natural Gas_Gas Furnace - Tube Inserts_A_Achievable Economic TRC Potential | F9 | Industrial | Industrial - ID | Existing | Space Heating | Natural Gas | Gas Furnace - Tube Inserts | A | Cumulative Winter Peak Savings (MW) | Achievable Economic TRC Potential | 0 | 0 | 0 | 0 | 0 | 0 | 0 | 0 | 0 | 0 | 0 | 0 | 0 | 0 | 0 | 0 | 0 | 0 | 0 | 0 | 0 | 0 | 0 | 0 | 0 | 0 | 0
F10_Industrial_Industrial - ID_Existing_Space Heating_Natural Gas_Gas Furnace - Tube Inserts_A_Achievable Economic TRC Potential | F10 | Industrial | Industrial - ID | Existing | Space Heating | Natural Gas | Gas Furnace - Tube Inserts | A | Purchases (Incremental) | Achievable Economic TRC Potential | 0 | 0 | 0 | 0 | 0 | 0 | 0 | 0 | 0 | 0 | 0 | 0 | 0 | 0 | 0 | 0 | 0 | 0 | 0 | 0 | 0 | 0 | 0 | 0 | 0 | 0 | 0
F11_Industrial_Industrial - ID_Existing_Space Heating_Natural Gas_Gas Furnace - Tube Inserts_A_Achievable Economic TRC Potential | F11 | Industrial | Industrial - ID | Existing | Space Heating | Natural Gas | Gas Furnace - Tube Inserts | A | Purchases (Cumulative) | Achievable Economic TRC Potential | 0 | 0 | 0 | 0 | 0 | 0 | 0 | 0 | 0 | 0 | 0 | 0 | 0 | 0 | 0 | 0 | 0 | 0 | 0 | 0 | 0 | 0 | 0 | 0 | 0 | 0 | 0
F1_Industrial_Industrial - ID_Existing_Space Heating_Natural Gas_Gas Boiler - Burner Control Optimization_A_Achievable Economic TRC Potential | F1 | Industrial | Industrial - ID | Existing | Space Heating | Natural Gas | Gas Boiler - Burner Control Optimization | A | Integrated Unit Energy Savings (kWh or therms) | Achievable Economic TRC Potential | 0 | 0 | 0.33829 | 0.33591 | 0.33344 | 0.33086 | 0.32816 | 0.32582 | 0.32336 | 0.32075 | 0.31803 | 0.31521 | 0.31233 | 0.30946 | 0.30662 | 0.30389 | 0.30129 | 0.29949 | 0.2979 | 0.29651 | 0.29529 | 0.2942 | 0.2933 | 0.29245 | 0.29162 | 0.29081 | 0.29
F2_Industrial_Industrial - ID_Existing_Space Heating_Natural Gas_Gas Boiler - Burner Control Optimization_A_Achievable Economic TRC Potential | F2 | Industrial | Industrial - ID | Existing | Space Heating | Natural Gas | Gas Boiler - Burner Control Optimization | A | Integrated Unit Summer Peak Savings (kW) | Achievable Economic TRC Potential | 0 | 0 | 0 | 0 | 0 | 0 | 0 | 0 | 0 | 0 | 0 | 0 | 0 | 0 | 0 | 0 | 0 | 0 | 0 | 0 | 0 | 0 | 0 | 0 | 0 | 0 | 0
F3_Industrial_Industrial - ID_Existing_Space Heating_Natural Gas_Gas Boiler - Burner Control Optimization_A_Achievable Economic TRC Potential | F3 | Industrial | Industrial - ID | Existing | Space Heating | Natural Gas | Gas Boiler - Burner Control Optimization | A | Integrated Unit Winter Peak Savings (kW) | Achievable Economic TRC Potential | 0 | 0 | 0 | 0 | 0 | 0 | 0 | 0 | 0 | 0 | 0 | 0 | 0 | 0 | 0 | 0 | 0 | 0 | 0 | 0 | 0 | 0 | 0 | 0 | 0 | 0 | 0
F4_Industrial_Industrial - ID_Existing_Space Heating_Natural Gas_Gas Boiler - Burner Control Optimization_A_Achievable Economic TRC Potential | F4 | Industrial | Industrial - ID | Existing | Space Heating | Natural Gas | Gas Boiler - Burner Control Optimization | A | Incremental Energy Savings (MWh or mTherms) | Achievable Economic TRC Potential | 0 | 0 | 0.0024169 | 0.0037074 | 0.0072333 | 0.012344 | 0.018716 | 0.025568 | 0.031738 | 0.036096 | 0.037878 | 0.036895 | 0.033533 | 0.02857 | 0.022911 | 0.017356 | 0.012461 | 0.0085208 | 0.0055529 | 0.0034566 | 0 | 0 | 0 | 0 | 0 | 0 | 0
F5_Industrial_Industrial - ID_Existing_Space Heating_Natural Gas_Gas Boiler - Burner Control Optimization_A_Achievable Economic TRC Potential | F5 | Industrial | Industrial - ID | Existing | Space Heating | Natural Gas | Gas Boiler - Burner Control Optimization | A | Incremental Summer Peak Savings (MW) | Achievable Economic TRC Potential | 0 | 0 | 0 | 0 | 0 | 0 | 0 | 0 | 0 | 0 | 0 | 0 | 0 | 0 | 0 | 0 | 0 | 0 | 0 | 0 | 0 | 0 | 0 | 0 | 0 | 0 | 0
F6_Industrial_Industrial - ID_Existing_Space Heating_Natural Gas_Gas Boiler - Burner Control Optimization_A_Achievable Economic TRC Potential | F6 | Industrial | Industrial - ID | Existing | Space Heating | Natural Gas | Gas Boiler - Burner Control Optimization | A | Incremental Winter Peak Savings (MW) | Achievable Economic TRC Potential | 0 | 0 | 0 | 0 | 0 | 0 | 0 | 0 | 0 | 0 | 0 | 0 | 0 | 0 | 0 | 0 | 0 | 0 | 0 | 0 | 0 | 0 | 0 | 0 | 0 | 0 | 0
F7_Industrial_Industrial - ID_Existing_Space Heating_Natural Gas_Gas Boiler - Burner Control Optimization_A_Achievable Economic TRC Potential | F7 | Industrial | Industrial - ID | Existing | Space Heating | Natural Gas | Gas Boiler - Burner Control Optimization | A | Cumulative Energy Savings (MWh or mTherms) | Achievable Economic TRC Potential | 0 | 0 | 0.0024169 | 0.0061073 | 0.013296 | 0.025537 | 0.044045 | 0.069299 | 0.10051 | 0.1358 | 0.17252 | 0.20789 | 0.23953 | 0.26589 | 0.28637 | 0.30116 | 0.31105 | 0.31771 | 0.32158 | 0.32353 | 0.32221 | 0.32102 | 0.32004 | 0.3191 | 0.3182 | 0.31731 | 0.31644
F8_Industrial_Industrial - ID_Existing_Space Heating_Natural Gas_Gas Boiler - Burner Control Optimization_A_Achievable Economic TRC Potential | F8 | Industrial | Industrial - ID | Existing | Space Heating | Natural Gas | Gas Boiler - Burner Control Optimization | A | Cumulative Summer Peak Savings (MW) | Achievable Economic TRC Potential | 0 | 0 | 0 | 0 | 0 | 0 | 0 | 0 | 0 | 0 | 0 | 0 | 0 | 0 | 0 | 0 | 0 | 0 | 0 | 0 | 0 | 0 | 0 | 0 | 0 | 0 | 0
F9_Industrial_Industrial - ID_Existing_Space Heating_Natural Gas_Gas Boiler - Burner Control Optimization_A_Achievable Economic TRC Potential | F9 | Industrial | Industrial - ID | Existing | Space Heating | Natural Gas | Gas Boiler - Burner Control Optimization | A | Cumulative Winter Peak Savings (MW) | Achievable Economic TRC Potential | 0 | 0 | 0 | 0 | 0 | 0 | 0 | 0 | 0 | 0 | 0 | 0 | 0 | 0 | 0 | 0 | 0 | 0 | 0 | 0 | 0 | 0 | 0 | 0 | 0 | 0 | 0
F10_Industrial_Industrial - ID_Existing_Space Heating_Natural Gas_Gas Boiler - Burner Control Optimization_A_Achievable Economic TRC Potential | F10 | Industrial | Industrial - ID | Existing | Space Heating | Natural Gas | Gas Boiler - Burner Control Optimization | A | Purchases (Incremental) | Achievable Economic TRC Potential | 0 | 0 | 7.1445 | 11.0368 | 21.6931 | 37.3083 | 57.0346 | 78.4717 | 98.1511 | 112.5354 | 119.1024 | 117.0489 | 107.3621 | 92.3222 | 74.7192 | 57.1129 | 41.3576 | 28.4512 | 18.6404 | 11.6576 | 0 | 0 | 0 | 0 | 0 | 0 | 0
F11_Industrial_Industrial - ID_Existing_Space Heating_Natural Gas_Gas Boiler - Burner Control Optimization_A_Achievable Economic TRC Potential | F11 | Industrial | Industrial - ID | Existing | Space Heating | Natural Gas | Gas Boiler - Burner Control Optimization | A | Purchases (Cumulative) | Achievable Economic TRC Potential | 0 | 0 | 7.1445 | 18.1813 | 39.8744 | 77.1827 | 134.2173 | 212.689 | 310.8402 | 423.3755 | 542.4779 | 659.5269 | 766.889 | 859.2112 | 933.9303 | 991.0432 | 1032.4009 | 1060.8521 | 1079.4925 | 1091.1501 | 1091.1501 | 1091.1501 | 1091.1501 | 1091.1501 | 1091.1501 | 1091.1501 | 1091.1501
F1_Industrial_Industrial - ID_Existing_Space Heating_Natural Gas_Gas Boiler - High Turndown Burner_A_Achievable Economic TRC Potential | F1 | Industrial | Industrial - ID | Existing | Space Heating | Natural Gas | Gas Boiler - High Turndown Burner | A | Integrated Unit Energy Savings (kWh or therms) | Achievable Economic TRC Potential | 0 | 0 | 1.167 | 1.1594 | 1.1517 | 1.1437 | 1.1356 | 1.1291 | 1.1225 | 1.1158 | 1.1092 | 1.1026 | 1.0961 | 1.0899 | 1.0838 | 1.0779 | 1.0721 | 1.0686 | 1.0654 | 1.0624 | 1.0595 | 1.0569 | 1.0544 | 1.0521 | 1.05 | 1.0478 | 1.0458
F2_Industrial_Industrial - ID_Existing_Space Heating_Natural Gas_Gas Boiler - High Turndown Burner_A_Achievable Economic TRC Potential | F2 | Industrial | Industrial - ID | Existing | Space Heating | Natural Gas | Gas Boiler - High Turndown Burner | A | Integrated Unit Summer Peak Savings (kW) | Achievable Economic TRC Potential | 0 | 0 | 0 | 0 | 0 | 0 | 0 | 0 | 0 | 0 | 0 | 0 | 0 | 0 | 0 | 0 | 0 | 0 | 0 | 0 | 0 | 0 | 0 | 0 | 0 | 0 | 0
F3_Industrial_Industrial - ID_Existing_Space Heating_Natural Gas_Gas Boiler - High Turndown Burner_A_Achievable Economic TRC Potential | F3 | Industrial | Industrial - ID | Existing | Space Heating | Natural Gas | Gas Boiler - High Turndown Burner | A | Integrated Unit Winter Peak Savings (kW) | Achievable Economic TRC Potential | 0 | 0 | 0 | 0 | 0 | 0 | 0 | 0 | 0 | 0 | 0 | 0 | 0 | 0 | 0 | 0 | 0 | 0 | 0 | 0 | 0 | 0 | 0 | 0 | 0 | 0 | 0
F4_Industrial_Industrial - ID_Existing_Space Heating_Natural Gas_Gas Boiler - High Turndown Burner_A_Achievable Economic TRC Potential | F4 | Industrial | Industrial - ID | Existing | Space Heating | Natural Gas | Gas Boiler - High Turndown Burner | A | Incremental Energy Savings (MWh or mTherms) | Achievable Economic TRC Potential | 0 | 0 | 0.051516 | 0.050297 | 0.049098 | 0.04792 | 0.046761 | 0.041122 | 0.032141 | 0.025119 | 0.019631 | 0.015342 | 0.011992 | 0.0093742 | 0.007329 | 0.0057306 | 0.0044812 | 0 | 0 | 0 | 0 | 0 | 0 | 0 | 0 | 0 | 0
F5_Industrial_Industrial - ID_Existing_Space Heating_Natural Gas_Gas Boiler - High Turndown Burner_A_Achievable Economic TRC Potential | F5 | Industrial | Industrial - ID | Existing | Space Heating | Natural Gas | Gas Boiler - High Turndown Burner | A | Incremental Summer Peak Savings (MW) | Achievable Economic TRC Potential | 0 | 0 | 0 | 0 | 0 | 0 | 0 | 0 | 0 | 0 | 0 | 0 | 0 | 0 | 0 | 0 | 0 | 0 | 0 | 0 | 0 | 0 | 0 | 0 | 0 | 0 | 0
F6_Industrial_Industrial - ID_Existing_Space Heating_Natural Gas_Gas Boiler - High Turndown Burner_A_Achievable Economic TRC Potential | F6 | Industrial | Industrial - ID | Existing | Space Heating | Natural Gas | Gas Boiler - High Turndown Burner | A | Incremental Winter Peak Savings (MW) | Achievable Economic TRC Potential | 0 | 0 | 0 | 0 | 0 | 0 | 0 | 0 | 0 | 0 | 0 | 0 | 0 | 0 | 0 | 0 | 0 | 0 | 0 | 0 | 0 | 0 | 0 | 0 | 0 | 0 | 0
F7_Industrial_Industrial - ID_Existing_Space Heating_Natural Gas_Gas Boiler - High Turndown Burner_A_Achievable Economic TRC Potential | F7 | Industrial | Industrial - ID | Existing | Space Heating | Natural Gas | Gas Boiler - High Turndown Burner | A | Cumulative Energy Savings (MWh or mTherms) | Achievable Economic TRC Potential | 0 | 0 | 0.051516 | 0.10148 | 0.14989 | 0.19678 | 0.24215 | 0.28189 | 0.31237 | 0.33563 | 0.35326 | 0.3665 | 0.37636 | 0.38358 | 0.38878 | 0.39238 | 0.39476 | 0.39348 | 0.39229 | 0.39117 | 0.39012 | 0.38915 | 0.38825 | 0.3874 | 0.3866 | 0.38582 | 0.38506
F8_Industrial_Industrial - ID_Existing_Space Heating_Natural Gas_Gas Boiler - High Turndown Burner_A_Achievable Economic TRC Potential | F8 | Industrial | Industrial - ID | Existing | Space Heating | Natural Gas | Gas Boiler - High Turndown Burner | A | Cumulative Summer Peak Savings (MW) | Achievable Economic TRC Potential | 0 | 0 | 0 | 0 | 0 | 0 | 0 | 0 | 0 | 0 | 0 | 0 | 0 | 0 | 0 | 0 | 0 | 0 | 0 | 0 | 0 | 0 | 0 | 0 | 0 | 0 | 0
F9_Industrial_Industrial - ID_Existing_Space Heating_Natural Gas_Gas Boiler - High Turndown Burner_A_Achievable Economic TRC Potential | F9 | Industrial | Industrial - ID | Existing | Space Heating | Natural Gas | Gas Boiler - High Turndown Burner | A | Cumulative Winter Peak Savings (MW) | Achievable Economic TRC Potential | 0 | 0 | 0 | 0 | 0 | 0 | 0 | 0 | 0 | 0 | 0 | 0 | 0 | 0 | 0 | 0 | 0 | 0 | 0 | 0 | 0 | 0 | 0 | 0 | 0 | 0 | 0
F10_Industrial_Industrial - ID_Existing_Space Heating_Natural Gas_Gas Boiler - High Turndown Burner_A_Achievable Economic TRC Potential | F10 | Industrial | Industrial - ID | Existing | Space Heating | Natural Gas | Gas Boiler - High Turndown Burner | A | Purchases (Incremental) | Achievable Economic TRC Potential | 0 | 0 | 44.1419 | 43.3808 | 42.6329 | 41.8978 | 41.1754 | 36.419 | 28.6328 | 22.5113 | 17.6986 | 13.9147 | 10.9399 | 8.601 | 6.7622 | 5.3165 | 4.1798 | 0 | 0 | 0 | 0 | 0 | 0 | 0 | 0 | 0 | 0
F11_Industrial_Industrial - ID_Existing_Space Heating_Natural Gas_Gas Boiler - High Turndown Burner_A_Achievable Economic TRC Potential | F11 | Industrial | Industrial - ID | Existing | Space Heating | Natural Gas | Gas Boiler - High Turndown Burner | A | Purchases (Cumulative) | Achievable Economic TRC Potential | 0 | 0 | 44.1419 | 87.5227 | 130.1555 | 172.0534 | 213.2288 | 249.6478 | 278.2806 | 300.7919 | 318.4905 | 332.4052 | 343.3451 | 351.9461 | 358.7083 | 364.0247 | 368.2045 | 368.2045 | 368.2045 | 368.2045 | 368.2045 | 368.2045 | 368.2045 | 368.2045 | 368.2045 | 368.2045 | 368.2045
F1_Industrial_Industrial - ID_Existing_Space Heating_Natural Gas_Gas Boiler - Hot Water Reset_A_Achievable Economic TRC Potential | F1 | Industrial | Industrial - ID | Existing | Space Heating | Natural Gas | Gas Boiler - Hot Water Reset | A | Integrated Unit Energy Savings (kWh or therms) | Achievable Economic TRC Potential | 0 | 0 | 1245.61 | 1238.3384 | 1231.0016 | 1223.5951 | 1216.1138 | 1210.4512 | 1204.7639 | 1199.0391 | 1193.2867 | 1187.5176 | 1181.7507 | 1176.0011 | 1170.2885 | 1164.6338 | 1159.0562 | 1155.6091 | 1152.4167 | 1149.4318 | 1146.6612 | 1144.1113 | 1141.766 | 1139.6005 | 1137.565 | 1135.5959 | 1133.6851
F2_Industrial_Industrial - ID_Existing_Space Heating_Natural Gas_Gas Boiler - Hot Water Reset_A_Achievable Economic TRC Potential | F2 | Industrial | Industrial - ID | Existing | Space Heating | Natural Gas | Gas Boiler - Hot Water Reset | A | Integrated Unit Summer Peak Savings (kW) | Achievable Economic TRC Potential | 0 | 0 | 0 | 0 | 0 | 0 | 0 | 0 | 0 | 0 | 0 | 0 | 0 | 0 | 0 | 0 | 0 | 0 | 0 | 0 | 0 | 0 | 0 | 0 | 0 | 0 | 0
F3_Industrial_Industrial - ID_Existing_Space Heating_Natural Gas_Gas Boiler - Hot Water Reset_A_Achievable Economic TRC Potential | F3 | Industrial | Industrial - ID | Existing | Space Heating | Natural Gas | Gas Boiler - Hot Water Reset | A | Integrated Unit Winter Peak Savings (kW) | Achievable Economic TRC Potential | 0 | 0 | 0 | 0 | 0 | 0 | 0 | 0 | 0 | 0 | 0 | 0 | 0 | 0 | 0 | 0 | 0 | 0 | 0 | 0 | 0 | 0 | 0 | 0 | 0 | 0 | 0
F4_Industrial_Industrial - ID_Existing_Space Heating_Natural Gas_Gas Boiler - Hot Water Reset_A_Achievable Economic TRC Potential | F4 | Industrial | Industrial - ID | Existing | Space Heating | Natural Gas | Gas Boiler - Hot Water Reset | A | Incremental Energy Savings (MWh or mTherms) | Achievable Economic TRC Potential | 0 | 0 | 0.043233 | 0.051863 | 0.062002 | 0.070308 | 0.07833 | 0.08958 | 0.096122 | 0.096044 | 0.088523 | 0.074419 | 0.056321 | 0.036454 | 0.020701 | 0.0097478 | 0.0040336 | 0.0014372 | 0.00043995 | 9.3992e-05 | 1.5147e-05 | 1.7828e-06 | 0 | 0 | 0 | 0 | 0
F5_Industrial_Industrial - ID_Existing_Space Heating_Natural Gas_Gas Boiler - Hot Water Reset_A_Achievable Economic TRC Potential | F5 | Industrial | Industrial - ID | Existing | Space Heating | Natural Gas | Gas Boiler - Hot Water Reset | A | Incremental Summer Peak Savings (MW) | Achievable Economic TRC Potential | 0 | 0 | 0 | 0 | 0 | 0 | 0 | 0 | 0 | 0 | 0 | 0 | 0 | 0 | 0 | 0 | 0 | 0 | 0 | 0 | 0 | 0 | 0 | 0 | 0 | 0 | 0
F6_Industrial_Industrial - ID_Existing_Space Heating_Natural Gas_Gas Boiler - Hot Water Reset_A_Achievable Economic TRC Potential | F6 | Industrial | Industrial - ID | Existing | Space Heating | Natural Gas | Gas Boiler - Hot Water Reset | A | Incremental Winter Peak Savings (MW) | Achievable Economic TRC Potential | 0 | 0 | 0 | 0 | 0 | 0 | 0 | 0 | 0 | 0 | 0 | 0 | 0 | 0 | 0 | 0 | 0 | 0 | 0 | 0 | 0 | 0 | 0 | 0 | 0 | 0 | 0
F7_Industrial_Industrial - ID_Existing_Space Heating_Natural Gas_Gas Boiler - Hot Water Reset_A_Achievable Economic TRC Potential | F7 | Industrial | Industrial - ID | Existing | Space Heating | Natural Gas | Gas Boiler - Hot Water Reset | A | Cumulative Energy Savings (MWh or mTherms) | Achievable Economic TRC Potential | 0 | 0 | 0.043233 | 0.094844 | 0.15628 | 0.22565 | 0.3026 | 0.39077 | 0.48506 | 0.5788 | 0.66454 | 0.73575 | 0.7885 | 0.82112 | 0.83783 | 0.84353 | 0.84352 | 0.84245 | 0.84056 | 0.83848 | 0.83647 | 0.83462 | 0.8329 | 0.83132 | 0.82984 | 0.8284 | 0.82701
F8_Industrial_Industrial - ID_Existing_Space Heating_Natural Gas_Gas Boiler - Hot Water Reset_A_Achievable Economic TRC Potential | F8 | Industrial | Industrial - ID | Existing | Space Heating | Natural Gas | Gas Boiler - Hot Water Reset | A | Cumulative Summer Peak Savings (MW) | Achievable Economic TRC Potential | 0 | 0 | 0 | 0 | 0 | 0 | 0 | 0 | 0 | 0 | 0 | 0 | 0 | 0 | 0 | 0 | 0 | 0 | 0 | 0 | 0 | 0 | 0 | 0 | 0 | 0 | 0
F9_Industrial_Industrial - ID_Existing_Space Heating_Natural Gas_Gas Boiler - Hot Water Reset_A_Achievable Economic TRC Potential | F9 | Industrial | Industrial - ID | Existing | Space Heating | Natural Gas | Gas Boiler - Hot Water Reset | A | Cumulative Winter Peak Savings (MW) | Achievable Economic TRC Potential | 0 | 0 | 0 | 0 | 0 | 0 | 0 | 0 | 0 | 0 | 0 | 0 | 0 | 0 | 0 | 0 | 0 | 0 | 0 | 0 | 0 | 0 | 0 | 0 | 0 | 0 | 0
F10_Industrial_Industrial - ID_Existing_Space Heating_Natural Gas_Gas Boiler - Hot Water Reset_A_Achievable Economic TRC Potential | F10 | Industrial | Industrial - ID | Existing | Space Heating | Natural Gas | Gas Boiler - Hot Water Reset | A | Purchases (Incremental) | Achievable Economic TRC Potential | 0 | 0 | 0.034708 | 0.041881 | 0.050367 | 0.05746 | 0.06441 | 0.074005 | 0.079785 | 0.080101 | 0.074184 | 0.062668 | 0.047659 | 0.030998 | 0.017688 | 0.0083698 | 0.00348 | 0.0012436 | 0.00038176 | 8.1772e-05 | 1.3209e-05 | 1.5582e-06 | 0 | 0 | 0 | 0 | 0
F11_Industrial_Industrial - ID_Existing_Space Heating_Natural Gas_Gas Boiler - Hot Water Reset_A_Achievable Economic TRC Potential | F11 | Industrial | Industrial - ID | Existing | Space Heating | Natural Gas | Gas Boiler - Hot Water Reset | A | Purchases (Cumulative) | Achievable Economic TRC Potential | 0 | 0 | 0.034708 | 0.07659 | 0.12696 | 0.18442 | 0.24883 | 0.32283 | 0.40262 | 0.48272 | 0.5569 | 0.61957 | 0.66723 | 0.69823 | 0.71592 | 0.72429 | 0.72777 | 0.72901 | 0.72939 | 0.72947 | 0.72949 | 0.72949 | 0.72949 | 0.72949 | 0.72949 | 0.72949 | 0.72949
F1_Industrial_Industrial - ID_Existing_Space Heating_Natural Gas_Gas Boiler - Insulate Hot Water Lines_A_Achievable Economic TRC Potential | F1 | Industrial | Industrial - ID | Existing | Space Heating | Natural Gas | Gas Boiler - Insulate Hot Water Lines | A | Integrated Unit Energy Savings (kWh or therms) | Achievable Economic TRC Potential | 0 | 0 | 5.2115 | 5.1744 | 5.1356 | 5.0947 | 5.0512 | 5.0126 | 4.9712 | 4.9268 | 4.8799 | 4.8309 | 4.7808 | 4.7305 | 4.6812 | 4.6338 | 4.5893 | 4.5577 | 4.5302 | 4.5065 | 4.4862 | 4.4683 | 4.4537 | 4.4396 | 4.426 | 4.4126 | 4.3993
F2_Industrial_Industrial - ID_Existing_Space Heating_Natural Gas_Gas Boiler - Insulate Hot Water Lines_A_Achievable Economic TRC Potential | F2 | Industrial | Industrial - ID | Existing | Space Heating | Natural Gas | Gas Boiler - Insulate Hot Water Lines | A | Integrated Unit Summer Peak Savings (kW) | Achievable Economic TRC Potential | 0 | 0 | 0 | 0 | 0 | 0 | 0 | 0 | 0 | 0 | 0 | 0 | 0 | 0 | 0 | 0 | 0 | 0 | 0 | 0 | 0 | 0 | 0 | 0 | 0 | 0 | 0
F3_Industrial_Industrial - ID_Existing_Space Heating_Natural Gas_Gas Boiler - Insulate Hot Water Lines_A_Achievable Economic TRC Potential | F3 | Industrial | Industrial - ID | Existing | Space Heating | Natural Gas | Gas Boiler - Insulate Hot Water Lines | A | Integrated Unit Winter Peak Savings (kW) | Achievable Economic TRC Potential | 0 | 0 | 0 | 0 | 0 | 0 | 0 | 0 | 0 | 0 | 0 | 0 | 0 | 0 | 0 | 0 | 0 | 0 | 0 | 0 | 0 | 0 | 0 | 0 | 0 | 0 | 0
F4_Industrial_Industrial - ID_Existing_Space Heating_Natural Gas_Gas Boiler - Insulate Hot Water Lines_A_Achievable Economic TRC Potential | F4 | Industrial | Industrial - ID | Existing | Space Heating | Natural Gas | Gas Boiler - Insulate Hot Water Lines | A | Incremental Energy Savings (MWh or mTherms) | Achievable Economic TRC Potential | 0 | 0 | 0.02993 | 0.029205 | 0.028486 | 0.027772 | 0.02706 | 0.02639 | 0.025721 | 0.025052 | 0.024385 | 0.023724 | 0.023073 | 0 | 0 | 0 | 0 | 0 | 0 | 0 | 0 | 0 | 0 | 0 | 0 | 0 | 0
F5_Industrial_Industrial - ID_Existing_Space Heating_Natural Gas_Gas Boiler - Insulate Hot Water Lines_A_Achievable Economic TRC Potential | F5 | Industrial | Industrial - ID | Existing | Space Heating | Natural Gas | Gas Boiler - Insulate Hot Water Lines | A | Incremental Summer Peak Savings (MW) | Achievable Economic TRC Potential | 0 | 0 | 0 | 0 | 0 | 0 | 0 | 0 | 0 | 0 | 0 | 0 | 0 | 0 | 0 | 0 | 0 | 0 | 0 | 0 | 0 | 0 | 0 | 0 | 0 | 0 | 0
F6_Industrial_Industrial - ID_Existing_Space Heating_Natural Gas_Gas Boiler - Insulate Hot Water Lines_A_Achievable Economic TRC Potential | F6 | Industrial | Industrial - ID | Existing | Space Heating | Natural Gas | Gas Boiler - Insulate Hot Water Lines | A | Incremental Winter Peak Savings (MW) | Achievable Economic TRC Potential | 0 | 0 | 0 | 0 | 0 | 0 | 0 | 0 | 0 | 0 | 0 | 0 | 0 | 0 | 0 | 0 | 0 | 0 | 0 | 0 | 0 | 0 | 0 | 0 | 0 | 0 | 0
F7_Industrial_Industrial - ID_Existing_Space Heating_Natural Gas_Gas Boiler - Insulate Hot Water Lines_A_Achievable Economic TRC Potential | F7 | Industrial | Industrial - ID | Existing | Space Heating | Natural Gas | Gas Boiler - Insulate Hot Water Lines | A | Cumulative Energy Savings (MWh or mTherms) | Achievable Economic TRC Potential | 0 | 0 | 0.02993 | 0.058922 | 0.086965 | 0.11404 | 0.14013 | 0.16545 | 0.1898 | 0.21316 | 0.23552 | 0.25688 | 0.27729 | 0.27437 | 0.27151 | 0.26876 | 0.26618 | 0.26435 | 0.26275 | 0.26138 | 0.2602 | 0.25916 | 0.25831 | 0.2575 | 0.25671 | 0.25593 | 0.25516
F8_Industrial_Industrial - ID_Existing_Space Heating_Natural Gas_Gas Boiler - Insulate Hot Water Lines_A_Achievable Economic TRC Potential | F8 | Industrial | Industrial - ID | Existing | Space Heating | Natural Gas | Gas Boiler - Insulate Hot Water Lines | A | Cumulative Summer Peak Savings (MW) | Achievable Economic TRC Potential | 0 | 0 | 0 | 0 | 0 | 0 | 0 | 0 | 0 | 0 | 0 | 0 | 0 | 0 | 0 | 0 | 0 | 0 | 0 | 0 | 0 | 0 | 0 | 0 | 0 | 0 | 0
F9_Industrial_Industrial - ID_Existing_Space Heating_Natural Gas_Gas Boiler - Insulate Hot Water Lines_A_Achievable Economic TRC Potential | F9 | Industrial | Industrial - ID | Existing | Space Heating | Natural Gas | Gas Boiler - Insulate Hot Water Lines | A | Cumulative Winter Peak Savings (MW) | Achievable Economic TRC Potential | 0 | 0 | 0 | 0 | 0 | 0 | 0 | 0 | 0 | 0 | 0 | 0 | 0 | 0 | 0 | 0 | 0 | 0 | 0 | 0 | 0 | 0 | 0 | 0 | 0 | 0 | 0
F10_Industrial_Industrial - ID_Existing_Space Heating_Natural Gas_Gas Boiler - Insulate Hot Water Lines_A_Achievable Economic TRC Potential | F10 | Industrial | Industrial - ID | Existing | Space Heating | Natural Gas | Gas Boiler - Insulate Hot Water Lines | A | Purchases (Incremental) | Achievable Economic TRC Potential | 0 | 0 | 5.7431 | 5.6441 | 5.5468 | 5.4511 | 5.3572 | 5.2648 | 5.174 | 5.0848 | 4.9971 | 4.911 | 4.8263 | 0 | 0 | 0 | 0 | 0 | 0 | 0 | 0 | 0 | 0 | 0 | 0 | 0 | 0
F11_Industrial_Industrial - ID_Existing_Space Heating_Natural Gas_Gas Boiler - Insulate Hot Water Lines_A_Achievable Economic TRC Potential | F11 | Industrial | Industrial - ID | Existing | Space Heating | Natural Gas | Gas Boiler - Insulate Hot Water Lines | A | Purchases (Cumulative) | Achievable Economic TRC Potential | 0 | 0 | 5.7431 | 11.3872 | 16.934 | 22.3851 | 27.7423 | 33.0071 | 38.1811 | 43.2659 | 48.263 | 53.174 | 58.0003 | 58.0003 | 58.0003 | 58.0003 | 58.0003 | 58.0003 | 58.0003 | 58.0003 | 58.0003 | 58.0003 | 58.0003 | 58.0003 | 58.0003 | 58.0003 | 58.0003
F1_Industrial_Industrial - ID_Existing_Space Heating_Natural Gas_Gas Boiler - Insulate Steam Lines/Condensate Tank_A_Achievable Economic TRC Potential | F1 | Industrial | Industrial - ID | Existing | Space Heating | Natural Gas | Gas Boiler - Insulate Steam Lines/Condensate Tank | A | Integrated Unit Energy Savings (kWh or therms) | Achievable Economic TRC Potential | 0 | 0 | 7.7909 | 7.7425 | 7.6931 | 7.6427 | 7.5912 | 7.5502 | 7.5086 | 7.4665 | 7.4245 | 7.3832 | 7.3428 | 7.3038 | 7.2659 | 7.2291 | 7.1931 | 7.1706 | 7.1496 | 7.13 | 7.1116 | 7.0947 | 7.0789 | 7.0643 | 7.0505 | 7.0371 | 7.024
F2_Industrial_Industrial - ID_Existing_Space Heating_Natural Gas_Gas Boiler - Insulate Steam Lines/Condensate Tank_A_Achievable Economic TRC Potential | F2 | Industrial | Industrial - ID | Existing | Space Heating | Natural Gas | Gas Boiler - Insulate Steam Lines/Condensate Tank | A | Integrated Unit Summer Peak Savings (kW) | Achievable Economic TRC Potential | 0 | 0 | 0 | 0 | 0 | 0 | 0 | 0 | 0 | 0 | 0 | 0 | 0 | 0 | 0 | 0 | 0 | 0 | 0 | 0 | 0 | 0 | 0 | 0 | 0 | 0 | 0
F3_Industrial_Industrial - ID_Existing_Space Heating_Natural Gas_Gas Boiler - Insulate Steam Lines/Condensate Tank_A_Achievable Economic TRC Potential | F3 | Industrial | Industrial - ID | Existing | Space Heating | Natural Gas | Gas Boiler - Insulate Steam Lines/Condensate Tank | A | Integrated Unit Winter Peak Savings (kW) | Achievable Economic TRC Potential | 0 | 0 | 0 | 0 | 0 | 0 | 0 | 0 | 0 | 0 | 0 | 0 | 0 | 0 | 0 | 0 | 0 | 0 | 0 | 0 | 0 | 0 | 0 | 0 | 0 | 0 | 0
F4_Industrial_Industrial - ID_Existing_Space Heating_Natural Gas_Gas Boiler - Insulate Steam Lines/Condensate Tank_A_Achievable Economic TRC Potential | F4 | Industrial | Industrial - ID | Existing | Space Heating | Natural Gas | Gas Boiler - Insulate Steam Lines/Condensate Tank | A | Incremental Energy Savings (MWh or mTherms) | Achievable Economic TRC Potential | 0 | 0 | 0.044744 | 0.0437 | 0.042672 | 0.041661 | 0.040667 | 0.03975 | 0.038849 | 0.037966 | 0.037101 | 0.036259 | 0.035439 | 0.034643 | 0.033869 | 0.033116 | 0.032383 | 0 | 0 | 0 | 0 | 0 | 0 | 0 | 0 | 0 | 0
F5_Industrial_Industrial - ID_Existing_Space Heating_Natural Gas_Gas Boiler - Insulate Steam Lines/Condensate Tank_A_Achievable Economic TRC Potential | F5 | Industrial | Industrial - ID | Existing | Space Heating | Natural Gas | Gas Boiler - Insulate Steam Lines/Condensate Tank | A | Incremental Summer Peak Savings (MW) | Achievable Economic TRC Potential | 0 | 0 | 0 | 0 | 0 | 0 | 0 | 0 | 0 | 0 | 0 | 0 | 0 | 0 | 0 | 0 | 0 | 0 | 0 | 0 | 0 | 0 | 0 | 0 | 0 | 0 | 0
F6_Industrial_Industrial - ID_Existing_Space Heating_Natural Gas_Gas Boiler - Insulate Steam Lines/Condensate Tank_A_Achievable Economic TRC Potential | F6 | Industrial | Industrial - ID | Existing | Space Heating | Natural Gas | Gas Boiler - Insulate Steam Lines/Condensate Tank | A | Incremental Winter Peak Savings (MW) | Achievable Economic TRC Potential | 0 | 0 | 0 | 0 | 0 | 0 | 0 | 0 | 0 | 0 | 0 | 0 | 0 | 0 | 0 | 0 | 0 | 0 | 0 | 0 | 0 | 0 | 0 | 0 | 0 | 0 | 0
F7_Industrial_Industrial - ID_Existing_Space Heating_Natural Gas_Gas Boiler - Insulate Steam Lines/Condensate Tank_A_Achievable Economic TRC Potential | F7 | Industrial | Industrial - ID | Existing | Space Heating | Natural Gas | Gas Boiler - Insulate Steam Lines/Condensate Tank | A | Cumulative Energy Savings (MWh or mTherms) | Achievable Economic TRC Potential | 0 | 0 | 0.044744 | 0.088166 | 0.13027 | 0.17108 | 0.2106 | 0.24921 | 0.28668 | 0.32304 | 0.35833 | 0.39259 | 0.42589 | 0.45826 | 0.48976 | 0.52039 | 0.55019 | 0.54846 | 0.54686 | 0.54535 | 0.54395 | 0.54265 | 0.54145 | 0.54033 | 0.53928 | 0.53825 | 0.53725
F8_Industrial_Industrial - ID_Existing_Space Heating_Natural Gas_Gas Boiler - Insulate Steam Lines/Condensate Tank_A_Achievable Economic TRC Potential | F8 | Industrial | Industrial - ID | Existing | Space Heating | Natural Gas | Gas Boiler - Insulate Steam Lines/Condensate Tank | A | Cumulative Summer Peak Savings (MW) | Achievable Economic TRC Potential | 0 | 0 | 0 | 0 | 0 | 0 | 0 | 0 | 0 | 0 | 0 | 0 | 0 | 0 | 0 | 0 | 0 | 0 | 0 | 0 | 0 | 0 | 0 | 0 | 0 | 0 | 0
F9_Industrial_Industrial - ID_Existing_Space Heating_Natural Gas_Gas Boiler - Insulate Steam Lines/Condensate Tank_A_Achievable Economic TRC Potential | F9 | Industrial | Industrial - ID | Existing | Space Heating | Natural Gas | Gas Boiler - Insulate Steam Lines/Condensate Tank | A | Cumulative Winter Peak Savings (MW) | Achievable Economic TRC Potential | 0 | 0 | 0 | 0 | 0 | 0 | 0 | 0 | 0 | 0 | 0 | 0 | 0 | 0 | 0 | 0 | 0 | 0 | 0 | 0 | 0 | 0 | 0 | 0 | 0 | 0 | 0
F10_Industrial_Industrial - ID_Existing_Space Heating_Natural Gas_Gas Boiler - Insulate Steam Lines/Condensate Tank_A_Achievable Economic TRC Potential | F10 | Industrial | Industrial - ID | Existing | Space Heating | Natural Gas | Gas Boiler - Insulate Steam Lines/Condensate Tank | A | Purchases (Incremental) | Achievable Economic TRC Potential | 0 | 0 | 5.7431 | 5.6441 | 5.5468 | 5.4511 | 5.3572 | 5.2648 | 5.174 | 5.0848 | 4.9971 | 4.911 | 4.8263 | 4.7431 | 4.6613 | 4.581 | 4.502 | 0 | 0 | 0 | 0 | 0 | 0 | 0 | 0 | 0 | 0
F11_Industrial_Industrial - ID_Existing_Space Heating_Natural Gas_Gas Boiler - Insulate Steam Lines/Condensate Tank_A_Achievable Economic TRC Potential | F11 | Industrial | Industrial - ID | Existing | Space Heating | Natural Gas | Gas Boiler - Insulate Steam Lines/Condensate Tank | A | Purchases (Cumulative) | Achievable Economic TRC Potential | 0 | 0 | 5.7431 | 11.3872 | 16.934 | 22.3851 | 27.7423 | 33.0071 | 38.1811 | 43.2659 | 48.263 | 53.174 | 58.0003 | 62.7434 | 67.4047 | 71.9857 | 76.4877 | 76.4877 | 76.4877 | 76.4877 | 76.4877 | 76.4877 | 76.4877 | 76.4877 | 76.4877 | 76.4877 | 76.4877
F1_Industrial_Industrial - ID_Existing_Space Heating_Natural Gas_Gas Boiler - Stack Economizer_A_Achievable Economic TRC Potential | F1 | Industrial | Industrial - ID | Existing | Space Heating | Natural Gas | Gas Boiler - Stack Economizer | A | Integrated Unit Energy Savings (kWh or therms) | Achievable Economic TRC Potential | 0 | 0 | 1.1183 | 1.1087 | 1.0987 | 1.088 | 1.0766 | 1.066 | 1.0545 | 1.0422 | 1.029 | 1.0151 | 1.0009 | 0.9867 | 0.97272 | 0.95931 | 0.94679 | 0.9373 | 0.92903 | 0.92192 | 0.91582 | 0.9104 | 0.90656 | 0.90284 | 0.8992 | 0.89559 | 0.892
F2_Industrial_Industrial - ID_Existing_Space Heating_Natural Gas_Gas Boiler - Stack Economizer_A_Achievable Economic TRC Potential | F2 | Industrial | Industrial - ID | Existing | Space Heating | Natural Gas | Gas Boiler - Stack Economizer | A | Integrated Unit Summer Peak Savings (kW) | Achievable Economic TRC Potential | 0 | 0 | 0 | 0 | 0 | 0 | 0 | 0 | 0 | 0 | 0 | 0 | 0 | 0 | 0 | 0 | 0 | 0 | 0 | 0 | 0 | 0 | 0 | 0 | 0 | 0 | 0
F3_Industrial_Industrial - ID_Existing_Space Heating_Natural Gas_Gas Boiler - Stack Economizer_A_Achievable Economic TRC Potential | F3 | Industrial | Industrial - ID | Existing | Space Heating | Natural Gas | Gas Boiler - Stack Economizer | A | Integrated Unit Winter Peak Savings (kW) | Achievable Economic TRC Potential | 0 | 0 | 0 | 0 | 0 | 0 | 0 | 0 | 0 | 0 | 0 | 0 | 0 | 0 | 0 | 0 | 0 | 0 | 0 | 0 | 0 | 0 | 0 | 0 | 0 | 0 | 0
F4_Industrial_Industrial - ID_Existing_Space Heating_Natural Gas_Gas Boiler - Stack Economizer_A_Achievable Economic TRC Potential | F4 | Industrial | Industrial - ID | Existing | Space Heating | Natural Gas | Gas Boiler - Stack Economizer | A | Incremental Energy Savings (MWh or mTherms) | Achievable Economic TRC Potential | 0 | 0 | 0.078983 | 0.076956 | 0.074944 | 0.072937 | 0.070927 | 0.062116 | 0.048312 | 0.037538 | 0.029139 | 0.0226 | 0.017519 | 0.013579 | 0.010524 | 0.0081602 | 0.0063319 | 0 | 0 | 0 | 0 | 0 | 0 | 0 | 0 | 0 | 0
F5_Industrial_Industrial - ID_Existing_Space Heating_Natural Gas_Gas Boiler - Stack Economizer_A_Achievable Economic TRC Potential | F5 | Industrial | Industrial - ID | Existing | Space Heating | Natural Gas | Gas Boiler - Stack Economizer | A | Incremental Summer Peak Savings (MW) | Achievable Economic TRC Potential | 0 | 0 | 0 | 0 | 0 | 0 | 0 | 0 | 0 | 0 | 0 | 0 | 0 | 0 | 0 | 0 | 0 | 0 | 0 | 0 | 0 | 0 | 0 | 0 | 0 | 0 | 0
F6_Industrial_Industrial - ID_Existing_Space Heating_Natural Gas_Gas Boiler - Stack Economizer_A_Achievable Economic TRC Potential | F6 | Industrial | Industrial - ID | Existing | Space Heating | Natural Gas | Gas Boiler - Stack Economizer | A | Incremental Winter Peak Savings (MW) | Achievable Economic TRC Potential | 0 | 0 | 0 | 0 | 0 | 0 | 0 | 0 | 0 | 0 | 0 | 0 | 0 | 0 | 0 | 0 | 0 | 0 | 0 | 0 | 0 | 0 | 0 | 0 | 0 | 0 | 0
F7_Industrial_Industrial - ID_Existing_Space Heating_Natural Gas_Gas Boiler - Stack Economizer_A_Achievable Economic TRC Potential | F7 | Industrial | Industrial - ID | Existing | Space Heating | Natural Gas | Gas Boiler - Stack Economizer | A | Cumulative Energy Savings (MWh or mTherms) | Achievable Economic TRC Potential | 0 | 0 | 0.078983 | 0.15526 | 0.2288 | 0.29952 | 0.3673 | 0.4258 | 0.46954 | 0.50158 | 0.52437 | 0.53989 | 0.54984 | 0.55563 | 0.55828 | 0.55874 | 0.55778 | 0.55219 | 0.54731 | 0.54313 | 0.53953 | 0.53634 | 0.53408 | 0.53189 | 0.52975 | 0.52762 | 0.5255
F8_Industrial_Industrial - ID_Existing_Space Heating_Natural Gas_Gas Boiler - Stack Economizer_A_Achievable Economic TRC Potential | F8 | Industrial | Industrial - ID | Existing | Space Heating | Natural Gas | Gas Boiler - Stack Economizer | A | Cumulative Summer Peak Savings (MW) | Achievable Economic TRC Potential | 0 | 0 | 0 | 0 | 0 | 0 | 0 | 0 | 0 | 0 | 0 | 0 | 0 | 0 | 0 | 0 | 0 | 0 | 0 | 0 | 0 | 0 | 0 | 0 | 0 | 0 | 0
F9_Industrial_Industrial - ID_Existing_Space Heating_Natural Gas_Gas Boiler - Stack Economizer_A_Achievable Economic TRC Potential | F9 | Industrial | Industrial - ID | Existing | Space Heating | Natural Gas | Gas Boiler - Stack Economizer | A | Cumulative Winter Peak Savings (MW) | Achievable Economic TRC Potential | 0 | 0 | 0 | 0 | 0 | 0 | 0 | 0 | 0 | 0 | 0 | 0 | 0 | 0 | 0 | 0 | 0 | 0 | 0 | 0 | 0 | 0 | 0 | 0 | 0 | 0 | 0
F10_Industrial_Industrial - ID_Existing_Space Heating_Natural Gas_Gas Boiler - Stack Economizer_A_Achievable Economic TRC Potential | F10 | Industrial | Industrial - ID | Existing | Space Heating | Natural Gas | Gas Boiler - Stack Economizer | A | Purchases (Incremental) | Achievable Economic TRC Potential | 0 | 0 | 70.627 | 69.4093 | 68.2126 | 67.0365 | 65.8807 | 58.2703 | 45.8125 | 36.0181 | 28.3177 | 22.2636 | 17.5038 | 13.7616 | 10.8195 | 8.5063 | 6.6877 | 0 | 0 | 0 | 0 | 0 | 0 | 0 | 0 | 0 | 0
F11_Industrial_Industrial - ID_Existing_Space Heating_Natural Gas_Gas Boiler - Stack Economizer_A_Achievable Economic TRC Potential | F11 | Industrial | Industrial - ID | Existing | Space Heating | Natural Gas | Gas Boiler - Stack Economizer | A | Purchases (Cumulative) | Achievable Economic TRC Potential | 0 | 0 | 70.627 | 140.0363 | 208.2489 | 275.2854 | 341.1661 | 399.4364 | 445.2489 | 481.2671 | 509.5848 | 531.8484 | 549.3522 | 563.1137 | 573.9332 | 582.4395 | 589.1273 | 589.1273 | 589.1273 | 589.1273 | 589.1273 | 589.1273 | 589.1273 | 589.1273 | 589.1273 | 589.1273 | 589.1273
F1_Industrial_Industrial - ID_Existing_Space Heating_Natural Gas_Gas Boiler - Steam Trap Replacement_A_Achievable Economic TRC Potential | F1 | Industrial | Industrial - ID | Existing | Space Heating | Natural Gas | Gas Boiler - Steam Trap Replacement | A | Integrated Unit Energy Savings (kWh or therms) | Achievable Economic TRC Potential | 0 | 0 | 47337.3857 | 47214.6275 | 47091.3257 | 46967.4438 | 46842.9498 | 46718.0984 | 46593.4218 | 46469.4053 | 46346.4856 | 46225.051 | 46105.4447 | 45987.968 | 45872.8843 | 45760.4228 | 45650.783 | 45548.7116 | 45454.8816 | 45369.664 | 45293.3486 | 45226.2175 | 45167.6555 | 45116.7108 | 45071.4339 | 45029.3268 | 44990.0856
F2_Industrial_Industrial - ID_Existing_Space Heating_Natural Gas_Gas Boiler - Steam Trap Replacement_A_Achievable Economic TRC Potential | F2 | Industrial | Industrial - ID | Existing | Space Heating | Natural Gas | Gas Boiler - Steam Trap Replacement | A | Integrated Unit Summer Peak Savings (kW) | Achievable Economic TRC Potential | 0 | 0 | 0 | 0 | 0 | 0 | 0 | 0 | 0 | 0 | 0 | 0 | 0 | 0 | 0 | 0 | 0 | 0 | 0 | 0 | 0 | 0 | 0 | 0 | 0 | 0 | 0
F3_Industrial_Industrial - ID_Existing_Space Heating_Natural Gas_Gas Boiler - Steam Trap Replacement_A_Achievable Economic TRC Potential | F3 | Industrial | Industrial - ID | Existing | Space Heating | Natural Gas | Gas Boiler - Steam Trap Replacement | A | Integrated Unit Winter Peak Savings (kW) | Achievable Economic TRC Potential | 0 | 0 | 0 | 0 | 0 | 0 | 0 | 0 | 0 | 0 | 0 | 0 | 0 | 0 | 0 | 0 | 0 | 0 | 0 | 0 | 0 | 0 | 0 | 0 | 0 | 0 | 0
F4_Industrial_Industrial - ID_Existing_Space Heating_Natural Gas_Gas Boiler - Steam Trap Replacement_A_Achievable Economic TRC Potential | F4 | Industrial | Industrial - ID | Existing | Space Heating | Natural Gas | Gas Boiler - Steam Trap Replacement | A | Incremental Energy Savings (MWh or mTherms) | Achievable Economic TRC Potential | 0 | 0 | 0.0026753 | 0.0026224 | 0.0025705 | 0.0025195 | 0.0024695 | 0.0024204 | 0 | 0 | 0 | 0 | 0 | 0 | 0 | 0 | 0 | 0 | 0 | 0 | 0 | 0 | 0 | 0 | 0 | 0 | 0
F5_Industrial_Industrial - ID_Existing_Space Heating_Natural Gas_Gas Boiler - Steam Trap Replacement_A_Achievable Economic TRC Potential | F5 | Industrial | Industrial - ID | Existing | Space Heating | Natural Gas | Gas Boiler - Steam Trap Replacement | A | Incremental Summer Peak Savings (MW) | Achievable Economic TRC Potential | 0 | 0 | 0 | 0 | 0 | 0 | 0 | 0 | 0 | 0 | 0 | 0 | 0 | 0 | 0 | 0 | 0 | 0 | 0 | 0 | 0 | 0 | 0 | 0 | 0 | 0 | 0
F6_Industrial_Industrial - ID_Existing_Space Heating_Natural Gas_Gas Boiler - Steam Trap Replacement_A_Achievable Economic TRC Potential | F6 | Industrial | Industrial - ID | Existing | Space Heating | Natural Gas | Gas Boiler - Steam Trap Replacement | A | Incremental Winter Peak Savings (MW) | Achievable Economic TRC Potential | 0 | 0 | 0 | 0 | 0 | 0 | 0 | 0 | 0 | 0 | 0 | 0 | 0 | 0 | 0 | 0 | 0 | 0 | 0 | 0 | 0 | 0 | 0 | 0 | 0 | 0 | 0
F7_Industrial_Industrial - ID_Existing_Space Heating_Natural Gas_Gas Boiler - Steam Trap Replacement_A_Achievable Economic TRC Potential | F7 | Industrial | Industrial - ID | Existing | Space Heating | Natural Gas | Gas Boiler - Steam Trap Replacement | A | Cumulative Energy Savings (MWh or mTherms) | Achievable Economic TRC Potential | 0 | 0 | 0.0026753 | 0.0052908 | 0.0078474 | 0.010346 | 0.012788 | 0.015175 | 0.015134 | 0.015094 | 0.015054 | 0.015015 | 0.014976 | 0.014938 | 0.0149 | 0.014864 | 0.014828 | 0.014795 | 0.014764 | 0.014737 | 0.014712 | 0.01469 | 0.014671 | 0.014655 | 0.01464 | 0.014626 | 0.014613
F8_Industrial_Industrial - ID_Existing_Space Heating_Natural Gas_Gas Boiler - Steam Trap Replacement_A_Achievable Economic TRC Potential | F8 | Industrial | Industrial - ID | Existing | Space Heating | Natural Gas | Gas Boiler - Steam Trap Replacement | A | Cumulative Summer Peak Savings (MW) | Achievable Economic TRC Potential | 0 | 0 | 0 | 0 | 0 | 0 | 0 | 0 | 0 | 0 | 0 | 0 | 0 | 0 | 0 | 0 | 0 | 0 | 0 | 0 | 0 | 0 | 0 | 0 | 0 | 0 | 0
F9_Industrial_Industrial - ID_Existing_Space Heating_Natural Gas_Gas Boiler - Steam Trap Replacement_A_Achievable Economic TRC Potential | F9 | Industrial | Industrial - ID | Existing | Space Heating | Natural Gas | Gas Boiler - Steam Trap Replacement | A | Cumulative Winter Peak Savings (MW) | Achievable Economic TRC Potential | 0 | 0 | 0 | 0 | 0 | 0 | 0 | 0 | 0 | 0 | 0 | 0 | 0 | 0 | 0 | 0 | 0 | 0 | 0 | 0 | 0 | 0 | 0 | 0 | 0 | 0 | 0
F10_Industrial_Industrial - ID_Existing_Space Heating_Natural Gas_Gas Boiler - Steam Trap Replacement_A_Achievable Economic TRC Potential | F10 | Industrial | Industrial - ID | Existing | Space Heating | Natural Gas | Gas Boiler - Steam Trap Replacement | A | Purchases (Incremental) | Achievable Economic TRC Potential | 0 | 0 | 5.6517e-05 | 5.5542e-05 | 5.4584e-05 | 5.3643e-05 | 5.2718e-05 | 5.181e-05 | 0 | 0 | 0 | 0 | 0 | 0 | 0 | 0 | 0 | 0 | 0 | 0 | 0 | 0 | 0 | 0 | 0 | 0 | 0
F11_Industrial_Industrial - ID_Existing_Space Heating_Natural Gas_Gas Boiler - Steam Trap Replacement_A_Achievable Economic TRC Potential | F11 | Industrial | Industrial - ID | Existing | Space Heating | Natural Gas | Gas Boiler - Steam Trap Replacement | A | Purchases (Cumulative) | Achievable Economic TRC Potential | 0 | 0 | 5.6517e-05 | 0.00011206 | 0.00016664 | 0.00022029 | 0.000273 | 0.00032481 | 0.00032481 | 0.00032481 | 0.00032481 | 0.00032481 | 0.00032481 | 0.00032481 | 0.00032481 | 0.00032481 | 0.00032481 | 0.00032481 | 0.00032481 | 0.00032481 | 0.00032481 | 0.00032481 | 0.00032481 | 0.00032481 | 0.00032481 | 0.00032481 | 0.00032481
F1_Industrial_Industrial - ID_Existing_Process_Natural Gas_Process Boiler - Hot Water Reset_A_Achievable Economic TRC Potential | F1 | Industrial | Industrial - ID | Existing | Process | Natural Gas | Process Boiler - Hot Water Reset | A | Integrated Unit Energy Savings (kWh or therms) | Achievable Economic TRC Potential | 0 | 0 | 8528.903 | 8528.7478 | 8528.5898 | 8528.4291 | 8528.2655 | 8528.0991 | 8528.0823 | 8528.0652 | 8528.0478 | 8528.0302 | 8528.0122 | 8527.9939 | 8527.9752 | 8527.9563 | 8527.937 | 8527.9174 | 8527.8974 | 8527.8771 | 8527.8564 | 8527.8354 | 8527.814 | 8527.7922 | 8527.77 | 8527.7475 | 8527.7245
F2_Industrial_Industrial - ID_Existing_Process_Natural Gas_Process Boiler - Hot Water Reset_A_Achievable Economic TRC Potential | F2 | Industrial | Industrial - ID | Existing | Process | Natural Gas | Process Boiler - Hot Water Reset | A | Integrated Unit Summer Peak Savings (kW) | Achievable Economic TRC Potential | 0 | 0 | 0 | 0 | 0 | 0 | 0 | 0 | 0 | 0 | 0 | 0 | 0 | 0 | 0 | 0 | 0 | 0 | 0 | 0 | 0 | 0 | 0 | 0 | 0 | 0 | 0
F3_Industrial_Industrial - ID_Existing_Process_Natural Gas_Process Boiler - Hot Water Reset_A_Achievable Economic TRC Potential | F3 | Industrial | Industrial - ID | Existing | Process | Natural Gas | Process Boiler - Hot Water Reset | A | Integrated Unit Winter Peak Savings (kW) | Achievable Economic TRC Potential | 0 | 0 | 0 | 0 | 0 | 0 | 0 | 0 | 0 | 0 | 0 | 0 | 0 | 0 | 0 | 0 | 0 | 0 | 0 | 0 | 0 | 0 | 0 | 0 | 0 | 0 | 0
F4_Industrial_Industrial - ID_Existing_Process_Natural Gas_Process Boiler - Hot Water Reset_A_Achievable Economic TRC Potential | F4 | Industrial | Industrial - ID | Existing | Process | Natural Gas | Process Boiler - Hot Water Reset | A | Incremental Energy Savings (MWh or mTherms) | Achievable Economic TRC Potential | 0 | 0 | 0.57426 | 0.69293 | 0.83331 | 0.95065 | 1.0656 | 1.2243 | 1.3199 | 1.3252 | 1.2273 | 1.0368 | 0.78845 | 0.51282 | 0.29263 | 0.13847 | 0.057572 | 0.020574 | 0.0063156 | 0.0013528 | 0.00021853 | 2.5778e-05 | 0 | 0 | 0 | 0 | 0
F5_Industrial_Industrial - ID_Existing_Process_Natural Gas_Process Boiler - Hot Water Reset_A_Achievable Economic TRC Potential | F5 | Industrial | Industrial - ID | Existing | Process | Natural Gas | Process Boiler - Hot Water Reset | A | Incremental Summer Peak Savings (MW) | Achievable Economic TRC Potential | 0 | 0 | 0 | 0 | 0 | 0 | 0 | 0 | 0 | 0 | 0 | 0 | 0 | 0 | 0 | 0 | 0 | 0 | 0 | 0 | 0 | 0 | 0 | 0 | 0 | 0 | 0
F6_Industrial_Industrial - ID_Existing_Process_Natural Gas_Process Boiler - Hot Water Reset_A_Achievable Economic TRC Potential | F6 | Industrial | Industrial - ID | Existing | Process | Natural Gas | Process Boiler - Hot Water Reset | A | Incremental Winter Peak Savings (MW) | Achievable Economic TRC Potential | 0 | 0 | 0 | 0 | 0 | 0 | 0 | 0 | 0 | 0 | 0 | 0 | 0 | 0 | 0 | 0 | 0 | 0 | 0 | 0 | 0 | 0 | 0 | 0 | 0 | 0 | 0
F7_Industrial_Industrial - ID_Existing_Process_Natural Gas_Process Boiler - Hot Water Reset_A_Achievable Economic TRC Potential | F7 | Industrial | Industrial - ID | Existing | Process | Natural Gas | Process Boiler - Hot Water Reset | A | Cumulative Energy Savings (MWh or mTherms) | Achievable Economic TRC Potential | 0 | 0 | 0.57426 | 1.2672 | 2.1005 | 3.0511 | 4.1166 | 5.3409 | 6.6608 | 7.986 | 9.2132 | 10.25 | 11.0384 | 11.5512 | 11.8438 | 11.9823 | 12.0398 | 12.0603 | 12.0666 | 12.068 | 12.0681 | 12.0681 | 12.0681 | 12.0681 | 12.068 | 12.068 | 12.068
F8_Industrial_Industrial - ID_Existing_Process_Natural Gas_Process Boiler - Hot Water Reset_A_Achievable Economic TRC Potential | F8 | Industrial | Industrial - ID | Existing | Process | Natural Gas | Process Boiler - Hot Water Reset | A | Cumulative Summer Peak Savings (MW) | Achievable Economic TRC Potential | 0 | 0 | 0 | 0 | 0 | 0 | 0 | 0 | 0 | 0 | 0 | 0 | 0 | 0 | 0 | 0 | 0 | 0 | 0 | 0 | 0 | 0 | 0 | 0 | 0 | 0 | 0
F9_Industrial_Industrial - ID_Existing_Process_Natural Gas_Process Boiler - Hot Water Reset_A_Achievable Economic TRC Potential | F9 | Industrial | Industrial - ID | Existing | Process | Natural Gas | Process Boiler - Hot Water Reset | A | Cumulative Winter Peak Savings (MW) | Achievable Economic TRC Potential | 0 | 0 | 0 | 0 | 0 | 0 | 0 | 0 | 0 | 0 | 0 | 0 | 0 | 0 | 0 | 0 | 0 | 0 | 0 | 0 | 0 | 0 | 0 | 0 | 0 | 0 | 0
F10_Industrial_Industrial - ID_Existing_Process_Natural Gas_Process Boiler - Hot Water Reset_A_Achievable Economic TRC Potential | F10 | Industrial | Industrial - ID | Existing | Process | Natural Gas | Process Boiler - Hot Water Reset | A | Purchases (Incremental) | Achievable Economic TRC Potential | 0 | 0 | 0.067331 | 0.081247 | 0.097708 | 0.11147 | 0.12495 | 0.14356 | 0.15478 | 0.15539 | 0.14391 | 0.12157 | 0.092455 | 0.060133 | 0.034314 | 0.016237 | 0.006751 | 0.0024126 | 0.00074059 | 0.00015863 | 2.5625e-05 | 3.0228e-06 | 0 | 0 | 0 | 0 | 0
F11_Industrial_Industrial - ID_Existing_Process_Natural Gas_Process Boiler - Hot Water Reset_A_Achievable Economic TRC Potential | F11 | Industrial | Industrial - ID | Existing | Process | Natural Gas | Process Boiler - Hot Water Reset | A | Purchases (Cumulative) | Achievable Economic TRC Potential | 0 | 0 | 0.067331 | 0.14858 | 0.24629 | 0.35775 | 0.4827 | 0.62627 | 0.78105 | 0.93643 | 1.0803 | 1.2019 | 1.2944 | 1.3545 | 1.3888 | 1.4051 | 1.4118 | 1.4142 | 1.415 | 1.4151 | 1.4151 | 1.4151 | 1.4151 | 1.4151 | 1.4151 | 1.4151 | 1.4151
F1_Industrial_Industrial - ID_Existing_Process_Natural Gas_Process Boiler - Burner Control Optimization_A_Achievable Economic TRC Potential | F1 | Industrial | Industrial - ID | Existing | Process | Natural Gas | Process Boiler - Burner Control Optimization | A | Integrated Unit Energy Savings (kWh or therms) | Achievable Economic TRC Potential | 0 | 0 | 2.3174 | 2.3158 | 2.314 | 2.312 | 2.3099 | 2.3074 | 2.3048 | 2.3021 | 2.2995 | 2.297 | 2.2949 | 2.293 | 2.2915 | 2.2901 | 2.2888 | 2.2883 | 2.2877 | 2.2872 | 2.2866 | 2.286 | 2.2855 | 2.2849 | 2.2843 | 2.2837 | 2.2831
F2_Industrial_Industrial - ID_Existing_Process_Natural Gas_Process Boiler - Burner Control Optimization_A_Achievable Economic TRC Potential | F2 | Industrial | Industrial - ID | Existing | Process | Natural Gas | Process Boiler - Burner Control Optimization | A | Integrated Unit Summer Peak Savings (kW) | Achievable Economic TRC Potential | 0 | 0 | 0 | 0 | 0 | 0 | 0 | 0 | 0 | 0 | 0 | 0 | 0 | 0 | 0 | 0 | 0 | 0 | 0 | 0 | 0 | 0 | 0 | 0 | 0 | 0 | 0
F3_Industrial_Industrial - ID_Existing_Process_Natural Gas_Process Boiler - Burner Control Optimization_A_Achievable Economic TRC Potential | F3 | Industrial | Industrial - ID | Existing | Process | Natural Gas | Process Boiler - Burner Control Optimization | A | Integrated Unit Winter Peak Savings (kW) | Achievable Economic TRC Potential | 0 | 0 | 0 | 0 | 0 | 0 | 0 | 0 | 0 | 0 | 0 | 0 | 0 | 0 | 0 | 0 | 0 | 0 | 0 | 0 | 0 | 0 | 0 | 0 | 0 | 0 | 0
F4_Industrial_Industrial - ID_Existing_Process_Natural Gas_Process Boiler - Burner Control Optimization_A_Achievable Economic TRC Potential | F4 | Industrial | Industrial - ID | Existing | Process | Natural Gas | Process Boiler - Burner Control Optimization | A | Incremental Energy Savings (MWh or mTherms) | Achievable Economic TRC Potential | 0 | 0 | 0.032119 | 0.049583 | 0.097381 | 0.16733 | 0.25557 | 0.35125 | 0.43885 | 0.50257 | 0.53129 | 0.52158 | 0.47796 | 0.41068 | 0.33215 | 0.25373 | 0.18363 | 0.1263 | 0.082726 | 0.051724 | 0 | 0 | 0 | 0 | 0 | 0 | 0
F5_Industrial_Industrial - ID_Existing_Process_Natural Gas_Process Boiler - Burner Control Optimization_A_Achievable Economic TRC Potential | F5 | Industrial | Industrial - ID | Existing | Process | Natural Gas | Process Boiler - Burner Control Optimization | A | Incremental Summer Peak Savings (MW) | Achievable Economic TRC Potential | 0 | 0 | 0 | 0 | 0 | 0 | 0 | 0 | 0 | 0 | 0 | 0 | 0 | 0 | 0 | 0 | 0 | 0 | 0 | 0 | 0 | 0 | 0 | 0 | 0 | 0 | 0
F6_Industrial_Industrial - ID_Existing_Process_Natural Gas_Process Boiler - Burner Control Optimization_A_Achievable Economic TRC Potential | F6 | Industrial | Industrial - ID | Existing | Process | Natural Gas | Process Boiler - Burner Control Optimization | A | Incremental Winter Peak Savings (MW) | Achievable Economic TRC Potential | 0 | 0 | 0 | 0 | 0 | 0 | 0 | 0 | 0 | 0 | 0 | 0 | 0 | 0 | 0 | 0 | 0 | 0 | 0 | 0 | 0 | 0 | 0 | 0 | 0 | 0 | 0
F7_Industrial_Industrial - ID_Existing_Process_Natural Gas_Process Boiler - Burner Control Optimization_A_Achievable Economic TRC Potential | F7 | Industrial | Industrial - ID | Existing | Process | Natural Gas | Process Boiler - Burner Control Optimization | A | Cumulative Energy Savings (MWh or mTherms) | Achievable Economic TRC Potential | 0 | 0 | 0.032119 | 0.08168 | 0.179 | 0.34618 | 0.60142 | 0.95203 | 1.3898 | 1.8908 | 2.4199 | 2.9389 | 3.4141 | 3.822 | 4.1516 | 4.4028 | 4.584 | 4.7092 | 4.7908 | 4.8413 | 4.8402 | 4.839 | 4.8378 | 4.8365 | 4.8353 | 4.834 | 4.8327
F8_Industrial_Industrial - ID_Existing_Process_Natural Gas_Process Boiler - Burner Control Optimization_A_Achievable Economic TRC Potential | F8 | Industrial | Industrial - ID | Existing | Process | Natural Gas | Process Boiler - Burner Control Optimization | A | Cumulative Summer Peak Savings (MW) | Achievable Economic TRC Potential | 0 | 0 | 0 | 0 | 0 | 0 | 0 | 0 | 0 | 0 | 0 | 0 | 0 | 0 | 0 | 0 | 0 | 0 | 0 | 0 | 0 | 0 | 0 | 0 | 0 | 0 | 0
F9_Industrial_Industrial - ID_Existing_Process_Natural Gas_Process Boiler - Burner Control Optimization_A_Achievable Economic TRC Potential | F9 | Industrial | Industrial - ID | Existing | Process | Natural Gas | Process Boiler - Burner Control Optimization | A | Cumulative Winter Peak Savings (MW) | Achievable Economic TRC Potential | 0 | 0 | 0 | 0 | 0 | 0 | 0 | 0 | 0 | 0 | 0 | 0 | 0 | 0 | 0 | 0 | 0 | 0 | 0 | 0 | 0 | 0 | 0 | 0 | 0 | 0 | 0
F10_Industrial_Industrial - ID_Existing_Process_Natural Gas_Process Boiler - Burner Control Optimization_A_Achievable Economic TRC Potential | F10 | Industrial | Industrial - ID | Existing | Process | Natural Gas | Process Boiler - Burner Control Optimization | A | Purchases (Incremental) | Achievable Economic TRC Potential | 0 | 0 | 13.8597 | 21.4105 | 42.0828 | 72.3751 | 110.6424 | 152.2287 | 190.4052 | 218.3094 | 231.049 | 227.0654 | 208.2737 | 179.0975 | 144.9491 | 110.7944 | 80.2304 | 55.193 | 36.1609 | 22.6148 | 0 | 0 | 0 | 0 | 0 | 0 | 0
F11_Industrial_Industrial - ID_Existing_Process_Natural Gas_Process Boiler - Burner Control Optimization_A_Achievable Economic TRC Potential | F11 | Industrial | Industrial - ID | Existing | Process | Natural Gas | Process Boiler - Burner Control Optimization | A | Purchases (Cumulative) | Achievable Economic TRC Potential | 0 | 0 | 13.8597 | 35.2702 | 77.353 | 149.7281 | 260.3706 | 412.5993 | 603.0045 | 821.3139 | 1052.3629 | 1279.4283 | 1487.702 | 1666.7995 | 1811.7486 | 1922.543 | 2002.7734 | 2057.9664 | 2094.1273 | 2116.7421 | 2116.7421 | 2116.7421 | 2116.7421 | 2116.7421 | 2116.7421 | 2116.7421 | 2116.7421
F1_Industrial_Industrial - ID_Existing_Process_Natural Gas_Process Boiler - Insulate Hot Water Lines_A_Achievable Economic TRC Potential | F1 | Industrial | Industrial - ID | Existing | Process | Natural Gas | Process Boiler - Insulate Hot Water Lines | A | Integrated Unit Energy Savings (kWh or therms) | Achievable Economic TRC Potential | 0 | 0 | 35.7014 | 35.676 | 35.6465 | 35.6125 | 35.5737 | 35.5288 | 35.4796 | 35.4275 | 35.3753 | 35.3257 | 35.2811 | 35.2426 | 35.2097 | 35.1813 | 35.1557 | 35.1423 | 35.1301 | 35.1184 | 35.1078 | 35.0971 | 35.0862 | 35.075 | 35.0637 | 35.0522 | 35.0405
F2_Industrial_Industrial - ID_Existing_Process_Natural Gas_Process Boiler - Insulate Hot Water Lines_A_Achievable Economic TRC Potential | F2 | Industrial | Industrial - ID | Existing | Process | Natural Gas | Process Boiler - Insulate Hot Water Lines | A | Integrated Unit Summer Peak Savings (kW) | Achievable Economic TRC Potential | 0 | 0 | 0 | 0 | 0 | 0 | 0 | 0 | 0 | 0 | 0 | 0 | 0 | 0 | 0 | 0 | 0 | 0 | 0 | 0 | 0 | 0 | 0 | 0 | 0 | 0 | 0
F3_Industrial_Industrial - ID_Existing_Process_Natural Gas_Process Boiler - Insulate Hot Water Lines_A_Achievable Economic TRC Potential | F3 | Industrial | Industrial - ID | Existing | Process | Natural Gas | Process Boiler - Insulate Hot Water Lines | A | Integrated Unit Winter Peak Savings (kW) | Achievable Economic TRC Potential | 0 | 0 | 0 | 0 | 0 | 0 | 0 | 0 | 0 | 0 | 0 | 0 | 0 | 0 | 0 | 0 | 0 | 0 | 0 | 0 | 0 | 0 | 0 | 0 | 0 | 0 | 0
F4_Industrial_Industrial - ID_Existing_Process_Natural Gas_Process Boiler - Insulate Hot Water Lines_A_Achievable Economic TRC Potential | F4 | Industrial | Industrial - ID | Existing | Process | Natural Gas | Process Boiler - Insulate Hot Water Lines | A | Incremental Energy Savings (MWh or mTherms) | Achievable Economic TRC Potential | 0 | 0 | 0.39775 | 0.39062 | 0.38357 | 0.37659 | 0.3697 | 0.36287 | 0.35611 | 0.34946 | 0.34293 | 0.33655 | 0.33032 | 0 | 0 | 0 | 0 | 0 | 0 | 0 | 0 | 0 | 0 | 0 | 0 | 0 | 0
F5_Industrial_Industrial - ID_Existing_Process_Natural Gas_Process Boiler - Insulate Hot Water Lines_A_Achievable Economic TRC Potential | F5 | Industrial | Industrial - ID | Existing | Process | Natural Gas | Process Boiler - Insulate Hot Water Lines | A | Incremental Summer Peak Savings (MW) | Achievable Economic TRC Potential | 0 | 0 | 0 | 0 | 0 | 0 | 0 | 0 | 0 | 0 | 0 | 0 | 0 | 0 | 0 | 0 | 0 | 0 | 0 | 0 | 0 | 0 | 0 | 0 | 0 | 0 | 0
F6_Industrial_Industrial - ID_Existing_Process_Natural Gas_Process Boiler - Insulate Hot Water Lines_A_Achievable Economic TRC Potential | F6 | Industrial | Industrial - ID | Existing | Process | Natural Gas | Process Boiler - Insulate Hot Water Lines | A | Incremental Winter Peak Savings (MW) | Achievable Economic TRC Potential | 0 | 0 | 0 | 0 | 0 | 0 | 0 | 0 | 0 | 0 | 0 | 0 | 0 | 0 | 0 | 0 | 0 | 0 | 0 | 0 | 0 | 0 | 0 | 0 | 0 | 0 | 0
F7_Industrial_Industrial - ID_Existing_Process_Natural Gas_Process Boiler - Insulate Hot Water Lines_A_Achievable Economic TRC Potential | F7 | Industrial | Industrial - ID | Existing | Process | Natural Gas | Process Boiler - Insulate Hot Water Lines | A | Cumulative Energy Savings (MWh or mTherms) | Achievable Economic TRC Potential | 0 | 0 | 0.39775 | 0.78809 | 1.171 | 1.5465 | 1.9145 | 2.2749 | 2.6279 | 2.9735 | 3.3121 | 3.644 | 3.9697 | 3.9654 | 3.9617 | 3.9585 | 3.9556 | 3.9541 | 3.9527 | 3.9514 | 3.9502 | 3.949 | 3.9478 | 3.9465 | 3.9452 | 3.9439 | 3.9426
F8_Industrial_Industrial - ID_Existing_Process_Natural Gas_Process Boiler - Insulate Hot Water Lines_A_Achievable Economic TRC Potential | F8 | Industrial | Industrial - ID | Existing | Process | Natural Gas | Process Boiler - Insulate Hot Water Lines | A | Cumulative Summer Peak Savings (MW) | Achievable Economic TRC Potential | 0 | 0 | 0 | 0 | 0 | 0 | 0 | 0 | 0 | 0 | 0 | 0 | 0 | 0 | 0 | 0 | 0 | 0 | 0 | 0 | 0 | 0 | 0 | 0 | 0 | 0 | 0
F9_Industrial_Industrial - ID_Existing_Process_Natural Gas_Process Boiler - Insulate Hot Water Lines_A_Achievable Economic TRC Potential | F9 | Industrial | Industrial - ID | Existing | Process | Natural Gas | Process Boiler - Insulate Hot Water Lines | A | Cumulative Winter Peak Savings (MW) | Achievable Economic TRC Potential | 0 | 0 | 0 | 0 | 0 | 0 | 0 | 0 | 0 | 0 | 0 | 0 | 0 | 0 | 0 | 0 | 0 | 0 | 0 | 0 | 0 | 0 | 0 | 0 | 0 | 0 | 0
F10_Industrial_Industrial - ID_Existing_Process_Natural Gas_Process Boiler - Insulate Hot Water Lines_A_Achievable Economic TRC Potential | F10 | Industrial | Industrial - ID | Existing | Process | Natural Gas | Process Boiler - Insulate Hot Water Lines | A | Purchases (Incremental) | Achievable Economic TRC Potential | 0 | 0 | 11.1412 | 10.9491 | 10.7603 | 10.5748 | 10.3924 | 10.2133 | 10.0372 | 9.8641 | 9.694 | 9.5269 | 9.3627 | 0 | 0 | 0 | 0 | 0 | 0 | 0 | 0 | 0 | 0 | 0 | 0 | 0 | 0
F11_Industrial_Industrial - ID_Existing_Process_Natural Gas_Process Boiler - Insulate Hot Water Lines_A_Achievable Economic TRC Potential | F11 | Industrial | Industrial - ID | Existing | Process | Natural Gas | Process Boiler - Insulate Hot Water Lines | A | Purchases (Cumulative) | Achievable Economic TRC Potential | 0 | 0 | 11.1412 | 22.0902 | 32.8505 | 43.4253 | 53.8177 | 64.031 | 74.0682 | 83.9323 | 93.6263 | 103.1532 | 112.5159 | 112.5159 | 112.5159 | 112.5159 | 112.5159 | 112.5159 | 112.5159 | 112.5159 | 112.5159 | 112.5159 | 112.5159 | 112.5159 | 112.5159 | 112.5159 | 112.5159
F1_Industrial_Industrial - ID_Existing_Process_Natural Gas_Process Boiler - Insulate Steam Lines/Condensate Tank_A_Achievable Economic TRC Potential | F1 | Industrial | Industrial - ID | Existing | Process | Natural Gas | Process Boiler - Insulate Steam Lines/Condensate Tank | A | Integrated Unit Energy Savings (kWh or therms) | Achievable Economic TRC Potential | 0 | 0 | 53.3464 | 53.3261 | 53.3013 | 53.2723 | 53.2389 | 53.1998 | 53.1575 | 53.1136 | 53.0712 | 53.0334 | 53.0023 | 52.9793 | 52.9628 | 52.9511 | 52.9419 | 52.9338 | 52.9261 | 52.9184 | 52.9106 | 52.9026 | 52.8946 | 52.8864 | 52.878 | 52.8695 | 52.8608
F2_Industrial_Industrial - ID_Existing_Process_Natural Gas_Process Boiler - Insulate Steam Lines/Condensate Tank_A_Achievable Economic TRC Potential | F2 | Industrial | Industrial - ID | Existing | Process | Natural Gas | Process Boiler - Insulate Steam Lines/Condensate Tank | A | Integrated Unit Summer Peak Savings (kW) | Achievable Economic TRC Potential | 0 | 0 | 0 | 0 | 0 | 0 | 0 | 0 | 0 | 0 | 0 | 0 | 0 | 0 | 0 | 0 | 0 | 0 | 0 | 0 | 0 | 0 | 0 | 0 | 0 | 0 | 0
F3_Industrial_Industrial - ID_Existing_Process_Natural Gas_Process Boiler - Insulate Steam Lines/Condensate Tank_A_Achievable Economic TRC Potential | F3 | Industrial | Industrial - ID | Existing | Process | Natural Gas | Process Boiler - Insulate Steam Lines/Condensate Tank | A | Integrated Unit Winter Peak Savings (kW) | Achievable Economic TRC Potential | 0 | 0 | 0 | 0 | 0 | 0 | 0 | 0 | 0 | 0 | 0 | 0 | 0 | 0 | 0 | 0 | 0 | 0 | 0 | 0 | 0 | 0 | 0 | 0 | 0 | 0 | 0
F4_Industrial_Industrial - ID_Existing_Process_Natural Gas_Process Boiler - Insulate Steam Lines/Condensate Tank_A_Achievable Economic TRC Potential | F4 | Industrial | Industrial - ID | Existing | Process | Natural Gas | Process Boiler - Insulate Steam Lines/Condensate Tank | A | Incremental Energy Savings (MWh or mTherms) | Achievable Economic TRC Potential | 0 | 0 | 0.59434 | 0.58387 | 0.57354 | 0.56334 | 0.55328 | 0.54334 | 0.53355 | 0.52392 | 0.51447 | 0.50524 | 0.49624 | 0.48747 | 0.47892 | 0.47056 | 0.46237 | 0 | 0 | 0 | 0 | 0 | 0 | 0 | 0 | 0 | 0
F5_Industrial_Industrial - ID_Existing_Process_Natural Gas_Process Boiler - Insulate Steam Lines/Condensate Tank_A_Achievable Economic TRC Potential | F5 | Industrial | Industrial - ID | Existing | Process | Natural Gas | Process Boiler - Insulate Steam Lines/Condensate Tank | A | Incremental Summer Peak Savings (MW) | Achievable Economic TRC Potential | 0 | 0 | 0 | 0 | 0 | 0 | 0 | 0 | 0 | 0 | 0 | 0 | 0 | 0 | 0 | 0 | 0 | 0 | 0 | 0 | 0 | 0 | 0 | 0 | 0 | 0 | 0
F6_Industrial_Industrial - ID_Existing_Process_Natural Gas_Process Boiler - Insulate Steam Lines/Condensate Tank_A_Achievable Economic TRC Potential | F6 | Industrial | Industrial - ID | Existing | Process | Natural Gas | Process Boiler - Insulate Steam Lines/Condensate Tank | A | Incremental Winter Peak Savings (MW) | Achievable Economic TRC Potential | 0 | 0 | 0 | 0 | 0 | 0 | 0 | 0 | 0 | 0 | 0 | 0 | 0 | 0 | 0 | 0 | 0 | 0 | 0 | 0 | 0 | 0 | 0 | 0 | 0 | 0 | 0
F7_Industrial_Industrial - ID_Existing_Process_Natural Gas_Process Boiler - Insulate Steam Lines/Condensate Tank_A_Achievable Economic TRC Potential | F7 | Industrial | Industrial - ID | Existing | Process | Natural Gas | Process Boiler - Insulate Steam Lines/Condensate Tank | A | Cumulative Energy Savings (MWh or mTherms) | Achievable Economic TRC Potential | 0 | 0 | 0.59434 | 1.178 | 1.751 | 2.3134 | 2.8652 | 3.4064 | 3.9373 | 4.4579 | 4.9689 | 5.4706 | 5.9636 | 6.4485 | 6.9254 | 7.3944 | 7.8555 | 7.8543 | 7.8532 | 7.852 | 7.8509 | 7.8497 | 7.8485 | 7.8473 | 7.846 | 7.8448 | 7.8435
F8_Industrial_Industrial - ID_Existing_Process_Natural Gas_Process Boiler - Insulate Steam Lines/Condensate Tank_A_Achievable Economic TRC Potential | F8 | Industrial | Industrial - ID | Existing | Process | Natural Gas | Process Boiler - Insulate Steam Lines/Condensate Tank | A | Cumulative Summer Peak Savings (MW) | Achievable Economic TRC Potential | 0 | 0 | 0 | 0 | 0 | 0 | 0 | 0 | 0 | 0 | 0 | 0 | 0 | 0 | 0 | 0 | 0 | 0 | 0 | 0 | 0 | 0 | 0 | 0 | 0 | 0 | 0
F9_Industrial_Industrial - ID_Existing_Process_Natural Gas_Process Boiler - Insulate Steam Lines/Condensate Tank_A_Achievable Economic TRC Potential | F9 | Industrial | Industrial - ID | Existing | Process | Natural Gas | Process Boiler - Insulate Steam Lines/Condensate Tank | A | Cumulative Winter Peak Savings (MW) | Achievable Economic TRC Potential | 0 | 0 | 0 | 0 | 0 | 0 | 0 | 0 | 0 | 0 | 0 | 0 | 0 | 0 | 0 | 0 | 0 | 0 | 0 | 0 | 0 | 0 | 0 | 0 | 0 | 0 | 0
F10_Industrial_Industrial - ID_Existing_Process_Natural Gas_Process Boiler - Insulate Steam Lines/Condensate Tank_A_Achievable Economic TRC Potential | F10 | Industrial | Industrial - ID | Existing | Process | Natural Gas | Process Boiler - Insulate Steam Lines/Condensate Tank | A | Purchases (Incremental) | Achievable Economic TRC Potential | 0 | 0 | 11.1412 | 10.9491 | 10.7603 | 10.5748 | 10.3924 | 10.2133 | 10.0372 | 9.8641 | 9.694 | 9.5269 | 9.3627 | 9.2012 | 9.0426 | 8.8867 | 8.7335 | 0 | 0 | 0 | 0 | 0 | 0 | 0 | 0 | 0 | 0
F11_Industrial_Industrial - ID_Existing_Process_Natural Gas_Process Boiler - Insulate Steam Lines/Condensate Tank_A_Achievable Economic TRC Potential | F11 | Industrial | Industrial - ID | Existing | Process | Natural Gas | Process Boiler - Insulate Steam Lines/Condensate Tank | A | Purchases (Cumulative) | Achievable Economic TRC Potential | 0 | 0 | 11.1412 | 22.0902 | 32.8505 | 43.4253 | 53.8177 | 64.031 | 74.0682 | 83.9323 | 93.6263 | 103.1532 | 112.5159 | 121.7171 | 130.7597 | 139.6464 | 148.3798 | 148.3798 | 148.3798 | 148.3798 | 148.3798 | 148.3798 | 148.3798 | 148.3798 | 148.3798 | 148.3798 | 148.3798
F1_Industrial_Industrial - ID_Existing_Process_Natural Gas_Process Boiler - Stack Economizer_A_Achievable Economic TRC Potential | F1 | Industrial | Industrial - ID | Existing | Process | Natural Gas | Process Boiler - Stack Economizer | A | Integrated Unit Energy Savings (kWh or therms) | Achievable Economic TRC Potential | 0 | 0 | 7.6685 | 7.6606 | 7.652 | 7.643 | 7.633 | 7.6216 | 7.6093 | 7.5964 | 7.5834 | 7.5709 | 7.5595 | 7.5509 | 7.5434 | 7.5369 | 7.5311 | 7.5278 | 7.5248 | 7.5218 | 7.5192 | 7.5164 | 7.5136 | 7.5108 | 7.5079 | 7.505 | 7.502
F2_Industrial_Industrial - ID_Existing_Process_Natural Gas_Process Boiler - Stack Economizer_A_Achievable Economic TRC Potential | F2 | Industrial | Industrial - ID | Existing | Process | Natural Gas | Process Boiler - Stack Economizer | A | Integrated Unit Summer Peak Savings (kW) | Achievable Economic TRC Potential | 0 | 0 | 0 | 0 | 0 | 0 | 0 | 0 | 0 | 0 | 0 | 0 | 0 | 0 | 0 | 0 | 0 | 0 | 0 | 0 | 0 | 0 | 0 | 0 | 0 | 0 | 0
F3_Industrial_Industrial - ID_Existing_Process_Natural Gas_Process Boiler - Stack Economizer_A_Achievable Economic TRC Potential | F3 | Industrial | Industrial - ID | Existing | Process | Natural Gas | Process Boiler - Stack Economizer | A | Integrated Unit Winter Peak Savings (kW) | Achievable Economic TRC Potential | 0 | 0 | 0 | 0 | 0 | 0 | 0 | 0 | 0 | 0 | 0 | 0 | 0 | 0 | 0 | 0 | 0 | 0 | 0 | 0 | 0 | 0 | 0 | 0 | 0 | 0 | 0
F4_Industrial_Industrial - ID_Existing_Process_Natural Gas_Process Boiler - Stack Economizer_A_Achievable Economic TRC Potential | F4 | Industrial | Industrial - ID | Existing | Process | Natural Gas | Process Boiler - Stack Economizer | A | Incremental Energy Savings (MWh or mTherms) | Achievable Economic TRC Potential | 0 | 0 | 1.0507 | 1.0315 | 1.0126 | 0.99394 | 0.97552 | 0.86155 | 0.67626 | 0.53078 | 0.41659 | 0.32698 | 0.25669 | 0.20158 | 0.15833 | 0.12437 | 0.097705 | 0 | 0 | 0 | 0 | 0 | 0 | 0 | 0 | 0 | 0
F5_Industrial_Industrial - ID_Existing_Process_Natural Gas_Process Boiler - Stack Economizer_A_Achievable Economic TRC Potential | F5 | Industrial | Industrial - ID | Existing | Process | Natural Gas | Process Boiler - Stack Economizer | A | Incremental Summer Peak Savings (MW) | Achievable Economic TRC Potential | 0 | 0 | 0 | 0 | 0 | 0 | 0 | 0 | 0 | 0 | 0 | 0 | 0 | 0 | 0 | 0 | 0 | 0 | 0 | 0 | 0 | 0 | 0 | 0 | 0 | 0 | 0
F6_Industrial_Industrial - ID_Existing_Process_Natural Gas_Process Boiler - Stack Economizer_A_Achievable Economic TRC Potential | F6 | Industrial | Industrial - ID | Existing | Process | Natural Gas | Process Boiler - Stack Economizer | A | Incremental Winter Peak Savings (MW) | Achievable Economic TRC Potential | 0 | 0 | 0 | 0 | 0 | 0 | 0 | 0 | 0 | 0 | 0 | 0 | 0 | 0 | 0 | 0 | 0 | 0 | 0 | 0 | 0 | 0 | 0 | 0 | 0 | 0 | 0
F7_Industrial_Industrial - ID_Existing_Process_Natural Gas_Process Boiler - Stack Economizer_A_Achievable Economic TRC Potential | F7 | Industrial | Industrial - ID | Existing | Process | Natural Gas | Process Boiler - Stack Economizer | A | Cumulative Energy Savings (MWh or mTherms) | Achievable Economic TRC Potential | 0 | 0 | 1.0507 | 2.0811 | 3.0913 | 4.0816 | 5.0518 | 5.9058 | 6.5725 | 7.0921 | 7.4966 | 7.8112 | 8.0561 | 8.2485 | 8.3987 | 8.5159 | 8.6069 | 8.6032 | 8.5997 | 8.5964 | 8.5933 | 8.5902 | 8.587 | 8.5838 | 8.5805 | 8.5772 | 8.5738
F8_Industrial_Industrial - ID_Existing_Process_Natural Gas_Process Boiler - Stack Economizer_A_Achievable Economic TRC Potential | F8 | Industrial | Industrial - ID | Existing | Process | Natural Gas | Process Boiler - Stack Economizer | A | Cumulative Summer Peak Savings (MW) | Achievable Economic TRC Potential | 0 | 0 | 0 | 0 | 0 | 0 | 0 | 0 | 0 | 0 | 0 | 0 | 0 | 0 | 0 | 0 | 0 | 0 | 0 | 0 | 0 | 0 | 0 | 0 | 0 | 0 | 0
F9_Industrial_Industrial - ID_Existing_Process_Natural Gas_Process Boiler - Stack Economizer_A_Achievable Economic TRC Potential | F9 | Industrial | Industrial - ID | Existing | Process | Natural Gas | Process Boiler - Stack Economizer | A | Cumulative Winter Peak Savings (MW) | Achievable Economic TRC Potential | 0 | 0 | 0 | 0 | 0 | 0 | 0 | 0 | 0 | 0 | 0 | 0 | 0 | 0 | 0 | 0 | 0 | 0 | 0 | 0 | 0 | 0 | 0 | 0 | 0 | 0 | 0
F10_Industrial_Industrial - ID_Existing_Process_Natural Gas_Process Boiler - Stack Economizer_A_Achievable Economic TRC Potential | F10 | Industrial | Industrial - ID | Existing | Process | Natural Gas | Process Boiler - Stack Economizer | A | Purchases (Incremental) | Achievable Economic TRC Potential | 0 | 0 | 137.0106 | 134.6484 | 132.3268 | 130.0453 | 127.8032 | 113.0397 | 88.8726 | 69.8722 | 54.934 | 43.1895 | 33.9559 | 26.6964 | 20.9889 | 16.5016 | 12.9737 | 0 | 0 | 0 | 0 | 0 | 0 | 0 | 0 | 0 | 0
F11_Industrial_Industrial - ID_Existing_Process_Natural Gas_Process Boiler - Stack Economizer_A_Achievable Economic TRC Potential | F11 | Industrial | Industrial - ID | Existing | Process | Natural Gas | Process Boiler - Stack Economizer | A | Purchases (Cumulative) | Achievable Economic TRC Potential | 0 | 0 | 137.0106 | 271.659 | 403.9858 | 534.0311 | 661.8343 | 774.874 | 863.7466 | 933.6189 | 988.5529 | 1031.7424 | 1065.6983 | 1092.3947 | 1113.3836 | 1129.8852 | 1142.8588 | 1142.8588 | 1142.8588 | 1142.8588 | 1142.8588 | 1142.8588 | 1142.8588 | 1142.8588 | 1142.8588 | 1142.8588 | 1142.8588
F1_Industrial_Industrial - ID_Existing_Process_Natural Gas_Process Boiler - Steam Trap Replacement_A_Achievable Economic TRC Potential | F1 | Industrial | Industrial - ID | Existing | Process | Natural Gas | Process Boiler - Steam Trap Replacement | A | Integrated Unit Energy Savings (kWh or therms) | Achievable Economic TRC Potential | 0 | 0 | 323099.6453 | 323099.6453 | 323099.6453 | 323099.6453 | 323099.6453 | 323099.6453 | 323099.6453 | 323099.6453 | 323099.6453 | 323099.6453 | 323099.6453 | 323099.6453 | 323099.6453 | 323099.6453 | 323099.6453 | 323099.6453 | 323099.6453 | 323099.6453 | 323099.6453 | 323099.6453 | 323099.6453 | 323099.6453 | 323099.6453 | 323099.6453 | 323099.6453
F2_Industrial_Industrial - ID_Existing_Process_Natural Gas_Process Boiler - Steam Trap Replacement_A_Achievable Economic TRC Potential | F2 | Industrial | Industrial - ID | Existing | Process | Natural Gas | Process Boiler - Steam Trap Replacement | A | Integrated Unit Summer Peak Savings (kW) | Achievable Economic TRC Potential | 0 | 0 | 0 | 0 | 0 | 0 | 0 | 0 | 0 | 0 | 0 | 0 | 0 | 0 | 0 | 0 | 0 | 0 | 0 | 0 | 0 | 0 | 0 | 0 | 0 | 0 | 0
F3_Industrial_Industrial - ID_Existing_Process_Natural Gas_Process Boiler - Steam Trap Replacement_A_Achievable Economic TRC Potential | F3 | Industrial | Industrial - ID | Existing | Process | Natural Gas | Process Boiler - Steam Trap Replacement | A | Integrated Unit Winter Peak Savings (kW) | Achievable Economic TRC Potential | 0 | 0 | 0 | 0 | 0 | 0 | 0 | 0 | 0 | 0 | 0 | 0 | 0 | 0 | 0 | 0 | 0 | 0 | 0 | 0 | 0 | 0 | 0 | 0 | 0 | 0 | 0
F4_Industrial_Industrial - ID_Existing_Process_Natural Gas_Process Boiler - Steam Trap Replacement_A_Achievable Economic TRC Potential | F4 | Industrial | Industrial - ID | Existing | Process | Natural Gas | Process Boiler - Steam Trap Replacement | A | Incremental Energy Savings (MWh or mTherms) | Achievable Economic TRC Potential | 0 | 0 | 0.035424 | 0.034813 | 0.034213 | 0.033623 | 0.033043 | 0.032474 | 0 | 0 | 0 | 0 | 0 | 0 | 0 | 0 | 0 | 0 | 0 | 0 | 0 | 0 | 0 | 0 | 0 | 0 | 0
F5_Industrial_Industrial - ID_Existing_Process_Natural Gas_Process Boiler - Steam Trap Replacement_A_Achievable Economic TRC Potential | F5 | Industrial | Industrial - ID | Existing | Process | Natural Gas | Process Boiler - Steam Trap Replacement | A | Incremental Summer Peak Savings (MW) | Achievable Economic TRC Potential | 0 | 0 | 0 | 0 | 0 | 0 | 0 | 0 | 0 | 0 | 0 | 0 | 0 | 0 | 0 | 0 | 0 | 0 | 0 | 0 | 0 | 0 | 0 | 0 | 0 | 0 | 0
F6_Industrial_Industrial - ID_Existing_Process_Natural Gas_Process Boiler - Steam Trap Replacement_A_Achievable Economic TRC Potential | F6 | Industrial | Industrial - ID | Existing | Process | Natural Gas | Process Boiler - Steam Trap Replacement | A | Incremental Winter Peak Savings (MW) | Achievable Economic TRC Potential | 0 | 0 | 0 | 0 | 0 | 0 | 0 | 0 | 0 | 0 | 0 | 0 | 0 | 0 | 0 | 0 | 0 | 0 | 0 | 0 | 0 | 0 | 0 | 0 | 0 | 0 | 0
F7_Industrial_Industrial - ID_Existing_Process_Natural Gas_Process Boiler - Steam Trap Replacement_A_Achievable Economic TRC Potential | F7 | Industrial | Industrial - ID | Existing | Process | Natural Gas | Process Boiler - Steam Trap Replacement | A | Cumulative Energy Savings (MWh or mTherms) | Achievable Economic TRC Potential | 0 | 0 | 0.035424 | 0.070237 | 0.10445 | 0.13807 | 0.17112 | 0.20359 | 0.20359 | 0.20359 | 0.20359 | 0.20359 | 0.20359 | 0.20359 | 0.20359 | 0.20359 | 0.20359 | 0.20359 | 0.20359 | 0.20359 | 0.20359 | 0.20359 | 0.20359 | 0.20359 | 0.20359 | 0.20359 | 0.20359
F8_Industrial_Industrial - ID_Existing_Process_Natural Gas_Process Boiler - Steam Trap Replacement_A_Achievable Economic TRC Potential | F8 | Industrial | Industrial - ID | Existing | Process | Natural Gas | Process Boiler - Steam Trap Replacement | A | Cumulative Summer Peak Savings (MW) | Achievable Economic TRC Potential | 0 | 0 | 0 | 0 | 0 | 0 | 0 | 0 | 0 | 0 | 0 | 0 | 0 | 0 | 0 | 0 | 0 | 0 | 0 | 0 | 0 | 0 | 0 | 0 | 0 | 0 | 0
F9_Industrial_Industrial - ID_Existing_Process_Natural Gas_Process Boiler - Steam Trap Replacement_A_Achievable Economic TRC Potential | F9 | Industrial | Industrial - ID | Existing | Process | Natural Gas | Process Boiler - Steam Trap Replacement | A | Cumulative Winter Peak Savings (MW) | Achievable Economic TRC Potential | 0 | 0 | 0 | 0 | 0 | 0 | 0 | 0 | 0 | 0 | 0 | 0 | 0 | 0 | 0 | 0 | 0 | 0 | 0 | 0 | 0 | 0 | 0 | 0 | 0 | 0 | 0
F10_Industrial_Industrial - ID_Existing_Process_Natural Gas_Process Boiler - Steam Trap Replacement_A_Achievable Economic TRC Potential | F10 | Industrial | Industrial - ID | Existing | Process | Natural Gas | Process Boiler - Steam Trap Replacement | A | Purchases (Incremental) | Achievable Economic TRC Potential | 0 | 0 | 0.00010964 | 0.00010775 | 0.00010589 | 0.00010406 | 0.00010227 | 0.00010051 | 0 | 0 | 0 | 0 | 0 | 0 | 0 | 0 | 0 | 0 | 0 | 0 | 0 | 0 | 0 | 0 | 0 | 0 | 0
F11_Industrial_Industrial - ID_Existing_Process_Natural Gas_Process Boiler - Steam Trap Replacement_A_Achievable Economic TRC Potential | F11 | Industrial | Industrial - ID | Existing | Process | Natural Gas | Process Boiler - Steam Trap Replacement | A | Purchases (Cumulative) | Achievable Economic TRC Potential | 0 | 0 | 0.00010964 | 0.00021738 | 0.00032327 | 0.00042734 | 0.00052961 | 0.00063011 | 0.00063011 | 0.00063011 | 0.00063011 | 0.00063011 | 0.00063011 | 0.00063011 | 0.00063011 | 0.00063011 | 0.00063011 | 0.00063011 | 0.00063011 | 0.00063011 | 0.00063011 | 0.00063011 | 0.00063011 | 0.00063011 | 0.00063011 | 0.00063011 | 0.00063011
F1_Industrial_Industrial - ID_Existing_Process_Natural Gas_Process Boiler - Maintenance_A_Achievable Economic TRC Potential | F1 | Industrial | Industrial - ID | Existing | Process | Natural Gas | Process Boiler - Maintenance | A | Integrated Unit Energy Savings (kWh or therms) | Achievable Economic TRC Potential | 0 | 0 | 4.7936 | 4.7892 | 4.7843 | 4.7787 | 4.7725 | 4.7654 | 4.7577 | 4.7497 | 4.7416 | 4.7338 | 4.7267 | 4.7214 | 4.7167 | 4.7127 | 4.7091 | 4.7071 | 4.7052 | 4.7034 | 4.7018 | 4.7001 | 4.6984 | 4.6967 | 4.695 | 4.6932 | 4.6913
F2_Industrial_Industrial - ID_Existing_Process_Natural Gas_Process Boiler - Maintenance_A_Achievable Economic TRC Potential | F2 | Industrial | Industrial - ID | Existing | Process | Natural Gas | Process Boiler - Maintenance | A | Integrated Unit Summer Peak Savings (kW) | Achievable Economic TRC Potential | 0 | 0 | 0 | 0 | 0 | 0 | 0 | 0 | 0 | 0 | 0 | 0 | 0 | 0 | 0 | 0 | 0 | 0 | 0 | 0 | 0 | 0 | 0 | 0 | 0 | 0 | 0
F3_Industrial_Industrial - ID_Existing_Process_Natural Gas_Process Boiler - Maintenance_A_Achievable Economic TRC Potential | F3 | Industrial | Industrial - ID | Existing | Process | Natural Gas | Process Boiler - Maintenance | A | Integrated Unit Winter Peak Savings (kW) | Achievable Economic TRC Potential | 0 | 0 | 0 | 0 | 0 | 0 | 0 | 0 | 0 | 0 | 0 | 0 | 0 | 0 | 0 | 0 | 0 | 0 | 0 | 0 | 0 | 0 | 0 | 0 | 0 | 0 | 0
F4_Industrial_Industrial - ID_Existing_Process_Natural Gas_Process Boiler - Maintenance_A_Achievable Economic TRC Potential | F4 | Industrial | Industrial - ID | Existing | Process | Natural Gas | Process Boiler - Maintenance | A | Incremental Energy Savings (MWh or mTherms) | Achievable Economic TRC Potential | 0 | 0 | 0.33207 | 0.22853 | 0.15532 | 0 | 0 | 0 | 0 | 0 | 0 | 0 | 0 | 0 | 0 | 0 | 0 | 0 | 0 | 0 | 0 | 0 | 0 | 0 | 0 | 0 | 0
F5_Industrial_Industrial - ID_Existing_Process_Natural Gas_Process Boiler - Maintenance_A_Achievable Economic TRC Potential | F5 | Industrial | Industrial - ID | Existing | Process | Natural Gas | Process Boiler - Maintenance | A | Incremental Summer Peak Savings (MW) | Achievable Economic TRC Potential | 0 | 0 | 0 | 0 | 0 | 0 | 0 | 0 | 0 | 0 | 0 | 0 | 0 | 0 | 0 | 0 | 0 | 0 | 0 | 0 | 0 | 0 | 0 | 0 | 0 | 0 | 0
F6_Industrial_Industrial - ID_Existing_Process_Natural Gas_Process Boiler - Maintenance_A_Achievable Economic TRC Potential | F6 | Industrial | Industrial - ID | Existing | Process | Natural Gas | Process Boiler - Maintenance | A | Incremental Winter Peak Savings (MW) | Achievable Economic TRC Potential | 0 | 0 | 0 | 0 | 0 | 0 | 0 | 0 | 0 | 0 | 0 | 0 | 0 | 0 | 0 | 0 | 0 | 0 | 0 | 0 | 0 | 0 | 0 | 0 | 0 | 0 | 0
F7_Industrial_Industrial - ID_Existing_Process_Natural Gas_Process Boiler - Maintenance_A_Achievable Economic TRC Potential | F7 | Industrial | Industrial - ID | Existing | Process | Natural Gas | Process Boiler - Maintenance | A | Cumulative Energy Savings (MWh or mTherms) | Achievable Economic TRC Potential | 0 | 0 | 0.33207 | 0.56029 | 0.71503 | 0.7142 | 0.71327 | 0.71221 | 0.71106 | 0.70986 | 0.70865 | 0.70749 | 0.70642 | 0.70562 | 0.70494 | 0.70433 | 0.70379 | 0.70349 | 0.70321 | 0.70295 | 0.7027 | 0.70245 | 0.7022 | 0.70194 | 0.70168 | 0.70141 | 0.70114
F8_Industrial_Industrial - ID_Existing_Process_Natural Gas_Process Boiler - Maintenance_A_Achievable Economic TRC Potential | F8 | Industrial | Industrial - ID | Existing | Process | Natural Gas | Process Boiler - Maintenance | A | Cumulative Summer Peak Savings (MW) | Achievable Economic TRC Potential | 0 | 0 | 0 | 0 | 0 | 0 | 0 | 0 | 0 | 0 | 0 | 0 | 0 | 0 | 0 | 0 | 0 | 0 | 0 | 0 | 0 | 0 | 0 | 0 | 0 | 0 | 0
F9_Industrial_Industrial - ID_Existing_Process_Natural Gas_Process Boiler - Maintenance_A_Achievable Economic TRC Potential | F9 | Industrial | Industrial - ID | Existing | Process | Natural Gas | Process Boiler - Maintenance | A | Cumulative Winter Peak Savings (MW) | Achievable Economic TRC Potential | 0 | 0 | 0 | 0 | 0 | 0 | 0 | 0 | 0 | 0 | 0 | 0 | 0 | 0 | 0 | 0 | 0 | 0 | 0 | 0 | 0 | 0 | 0 | 0 | 0 | 0 | 0
F10_Industrial_Industrial - ID_Existing_Process_Natural Gas_Process Boiler - Maintenance_A_Achievable Economic TRC Potential | F10 | Industrial | Industrial - ID | Existing | Process | Natural Gas | Process Boiler - Maintenance | A | Purchases (Incremental) | Achievable Economic TRC Potential | 0 | 0 | 69.2726 | 47.7174 | 32.4637 | 0 | 0 | 0 | 0 | 0 | 0 | 0 | 0 | 0 | 0 | 0 | 0 | 0 | 0 | 0 | 0 | 0 | 0 | 0 | 0 | 0 | 0
F11_Industrial_Industrial - ID_Existing_Process_Natural Gas_Process Boiler - Maintenance_A_Achievable Economic TRC Potential | F11 | Industrial | Industrial - ID | Existing | Process | Natural Gas | Process Boiler - Maintenance | A | Purchases (Cumulative) | Achievable Economic TRC Potential | 0 | 0 | 69.2726 | 116.99 | 149.4537 | 149.4537 | 149.4537 | 149.4537 | 149.4537 | 149.4537 | 149.4537 | 149.4537 | 149.4537 | 149.4537 | 149.4537 | 149.4537 | 149.4537 | 149.4537 | 149.4537 | 149.4537 | 149.4537 | 149.4537 | 149.4537 | 149.4537 | 149.4537 | 149.4537 | 149.4537
F1_Industrial_Industrial - ID_Existing_Process_Natural Gas_Process - Heat Recovery_A_Achievable Economic TRC Potential | F1 | Industrial | Industrial - ID | Existing | Process | Natural Gas | Process - Heat Recovery | A | Integrated Unit Energy Savings (kWh or therms) | Achievable Economic TRC Potential | 0 | 0 | 0.71557 | 0.71444 | 0.71325 | 0.71201 | 0.71067 | 0.70924 | 0.70778 | 0.70632 | 0.70488 | 0.70353 | 0.7023 | 0.70135 | 0.70053 | 0.6998 | 0.69914 | 0.69877 | 0.69842 | 0.69807 | 0.69775 | 0.69742 | 0.69709 | 0.69675 | 0.6964 | 0.69605 | 0.6957
F2_Industrial_Industrial - ID_Existing_Process_Natural Gas_Process - Heat Recovery_A_Achievable Economic TRC Potential | F2 | Industrial | Industrial - ID | Existing | Process | Natural Gas | Process - Heat Recovery | A | Integrated Unit Summer Peak Savings (kW) | Achievable Economic TRC Potential | 0 | 0 | 0 | 0 | 0 | 0 | 0 | 0 | 0 | 0 | 0 | 0 | 0 | 0 | 0 | 0 | 0 | 0 | 0 | 0 | 0 | 0 | 0 | 0 | 0 | 0 | 0
F3_Industrial_Industrial - ID_Existing_Process_Natural Gas_Process - Heat Recovery_A_Achievable Economic TRC Potential | F3 | Industrial | Industrial - ID | Existing | Process | Natural Gas | Process - Heat Recovery | A | Integrated Unit Winter Peak Savings (kW) | Achievable Economic TRC Potential | 0 | 0 | 0 | 0 | 0 | 0 | 0 | 0 | 0 | 0 | 0 | 0 | 0 | 0 | 0 | 0 | 0 | 0 | 0 | 0 | 0 | 0 | 0 | 0 | 0 | 0 | 0
F4_Industrial_Industrial - ID_Existing_Process_Natural Gas_Process - Heat Recovery_A_Achievable Economic TRC Potential | F4 | Industrial | Industrial - ID | Existing | Process | Natural Gas | Process - Heat Recovery | A | Incremental Energy Savings (MWh or mTherms) | Achievable Economic TRC Potential | 0 | 0 | 11.3448 | 11.1316 | 10.9214 | 10.7145 | 10.51 | 10.3079 | 10.1094 | 9.9145 | 9.7238 | 9.5378 | 9.3569 | 9.1832 | 9.0142 | 8.8497 | 8.6889 | 8.5345 | 8.3832 | 8.2346 | 8.0889 | 7.9457 | 0 | 0 | 0 | 0 | 0
F5_Industrial_Industrial - ID_Existing_Process_Natural Gas_Process - Heat Recovery_A_Achievable Economic TRC Potential | F5 | Industrial | Industrial - ID | Existing | Process | Natural Gas | Process - Heat Recovery | A | Incremental Summer Peak Savings (MW) | Achievable Economic TRC Potential | 0 | 0 | 0 | 0 | 0 | 0 | 0 | 0 | 0 | 0 | 0 | 0 | 0 | 0 | 0 | 0 | 0 | 0 | 0 | 0 | 0 | 0 | 0 | 0 | 0 | 0 | 0
F6_Industrial_Industrial - ID_Existing_Process_Natural Gas_Process - Heat Recovery_A_Achievable Economic TRC Potential | F6 | Industrial | Industrial - ID | Existing | Process | Natural Gas | Process - Heat Recovery | A | Incremental Winter Peak Savings (MW) | Achievable Economic TRC Potential | 0 | 0 | 0 | 0 | 0 | 0 | 0 | 0 | 0 | 0 | 0 | 0 | 0 | 0 | 0 | 0 | 0 | 0 | 0 | 0 | 0 | 0 | 0 | 0 | 0 | 0 | 0
F7_Industrial_Industrial - ID_Existing_Process_Natural Gas_Process - Heat Recovery_A_Achievable Economic TRC Potential | F7 | Industrial | Industrial - ID | Existing | Process | Natural Gas | Process - Heat Recovery | A | Cumulative Energy Savings (MWh or mTherms) | Achievable Economic TRC Potential | 0 | 0 | 11.3448 | 22.4585 | 33.3423 | 43.9991 | 54.4263 | 64.6245 | 74.601 | 84.3607 | 93.9133 | 103.2712 | 112.4473 | 121.4783 | 130.3499 | 139.0648 | 147.6227 | 156.0786 | 164.3829 | 172.5369 | 180.546 | 188.4067 | 188.3165 | 188.2247 | 188.1314 | 188.0365 | 187.9399
F8_Industrial_Industrial - ID_Existing_Process_Natural Gas_Process - Heat Recovery_A_Achievable Economic TRC Potential | F8 | Industrial | Industrial - ID | Existing | Process | Natural Gas | Process - Heat Recovery | A | Cumulative Summer Peak Savings (MW) | Achievable Economic TRC Potential | 0 | 0 | 0 | 0 | 0 | 0 | 0 | 0 | 0 | 0 | 0 | 0 | 0 | 0 | 0 | 0 | 0 | 0 | 0 | 0 | 0 | 0 | 0 | 0 | 0 | 0 | 0
F9_Industrial_Industrial - ID_Existing_Process_Natural Gas_Process - Heat Recovery_A_Achievable Economic TRC Potential | F9 | Industrial | Industrial - ID | Existing | Process | Natural Gas | Process - Heat Recovery | A | Cumulative Winter Peak Savings (MW) | Achievable Economic TRC Potential | 0 | 0 | 0 | 0 | 0 | 0 | 0 | 0 | 0 | 0 | 0 | 0 | 0 | 0 | 0 | 0 | 0 | 0 | 0 | 0 | 0 | 0 | 0 | 0 | 0 | 0 | 0
F10_Industrial_Industrial - ID_Existing_Process_Natural Gas_Process - Heat Recovery_A_Achievable Economic TRC Potential | F10 | Industrial | Industrial - ID | Existing | Process | Natural Gas | Process - Heat Recovery | A | Purchases (Incremental) | Achievable Economic TRC Potential | 0 | 0 | 15854.1435 | 15580.7962 | 15312.1618 | 15048.159 | 14788.708 | 14533.7303 | 14283.1487 | 14036.8875 | 13794.8722 | 13557.0296 | 13323.2877 | 13093.5759 | 12867.8246 | 12645.9655 | 12427.9316 | 12213.6569 | 12003.0766 | 11796.127 | 11592.7455 | 11392.8706 | 0 | 0 | 0 | 0 | 0
F11_Industrial_Industrial - ID_Existing_Process_Natural Gas_Process - Heat Recovery_A_Achievable Economic TRC Potential | F11 | Industrial | Industrial - ID | Existing | Process | Natural Gas | Process - Heat Recovery | A | Purchases (Cumulative) | Achievable Economic TRC Potential | 0 | 0 | 15854.1435 | 31434.9398 | 46747.1016 | 61795.2606 | 76583.9686 | 91117.6989 | 105400.8476 | 119437.7351 | 133232.6073 | 146789.637 | 160112.9247 | 173206.5005 | 186074.3251 | 198720.2906 | 211148.2222 | 223361.8792 | 235364.9558 | 247161.0828 | 258753.8284 | 270146.699 | 270146.699 | 270146.699 | 270146.699 | 270146.699 | 270146.699
F1_Industrial_Industrial - ID_Existing_Space Heating_Natural Gas_Strategic Energy Management_A_Achievable Economic TRC Potential | F1 | Industrial | Industrial - ID | Existing | Space Heating | Natural Gas | Strategic Energy Management | A | Integrated Unit Energy Savings (kWh or therms) | Achievable Economic TRC Potential | 0 | 0 | 0.03378 | 0.033486 | 0.033173 | 0.03284 | 0.032479 | 0.03214 | 0.031774 | 0.03138 | 0.030959 | 0.030515 | 0.030059 | 0.029604 | 0.029154 | 0.02872 | 0.028311 | 0.027994 | 0.027711 | 0.027466 | 0.027253 | 0.027062 | 0.02692 | 0.026784 | 0.026651 | 0.026521 | 0.026393
F2_Industrial_Industrial - ID_Existing_Space Heating_Natural Gas_Strategic Energy Management_A_Achievable Economic TRC Potential | F2 | Industrial | Industrial - ID | Existing | Space Heating | Natural Gas | Strategic Energy Management | A | Integrated Unit Summer Peak Savings (kW) | Achievable Economic TRC Potential | 0 | 0 | 0 | 0 | 0 | 0 | 0 | 0 | 0 | 0 | 0 | 0 | 0 | 0 | 0 | 0 | 0 | 0 | 0 | 0 | 0 | 0 | 0 | 0 | 0 | 0 | 0
F3_Industrial_Industrial - ID_Existing_Space Heating_Natural Gas_Strategic Energy Management_A_Achievable Economic TRC Potential | F3 | Industrial | Industrial - ID | Existing | Space Heating | Natural Gas | Strategic Energy Management | A | Integrated Unit Winter Peak Savings (kW) | Achievable Economic TRC Potential | 0 | 0 | 0 | 0 | 0 | 0 | 0 | 0 | 0 | 0 | 0 | 0 | 0 | 0 | 0 | 0 | 0 | 0 | 0 | 0 | 0 | 0 | 0 | 0 | 0 | 0 | 0
F4_Industrial_Industrial - ID_Existing_Space Heating_Natural Gas_Strategic Energy Management_A_Achievable Economic TRC Potential | F4 | Industrial | Industrial - ID | Existing | Space Heating | Natural Gas | Strategic Energy Management | A | Incremental Energy Savings (MWh or mTherms) | Achievable Economic TRC Potential | 0 | 0 | 0 | 0 | 0 | 0 | 0 | 0 | 0 | 0 | 0 | 0 | 0 | 0 | 0 | 0 | 0 | 0 | 0 | 0 | 0 | 0 | 0 | 0 | 0 | 0 | 0
F5_Industrial_Industrial - ID_Existing_Space Heating_Natural Gas_Strategic Energy Management_A_Achievable Economic TRC Potential | F5 | Industrial | Industrial - ID | Existing | Space Heating | Natural Gas | Strategic Energy Management | A | Incremental Summer Peak Savings (MW) | Achievable Economic TRC Potential | 0 | 0 | 0 | 0 | 0 | 0 | 0 | 0 | 0 | 0 | 0 | 0 | 0 | 0 | 0 | 0 | 0 | 0 | 0 | 0 | 0 | 0 | 0 | 0 | 0 | 0 | 0
F6_Industrial_Industrial - ID_Existing_Space Heating_Natural Gas_Strategic Energy Management_A_Achievable Economic TRC Potential | F6 | Industrial | Industrial - ID | Existing | Space Heating | Natural Gas | Strategic Energy Management | A | Incremental Winter Peak Savings (MW) | Achievable Economic TRC Potential | 0 | 0 | 0 | 0 | 0 | 0 | 0 | 0 | 0 | 0 | 0 | 0 | 0 | 0 | 0 | 0 | 0 | 0 | 0 | 0 | 0 | 0 | 0 | 0 | 0 | 0 | 0
F7_Industrial_Industrial - ID_Existing_Space Heating_Natural Gas_Strategic Energy Management_A_Achievable Economic TRC Potential | F7 | Industrial | Industrial - ID | Existing | Space Heating | Natural Gas | Strategic Energy Management | A | Cumulative Energy Savings (MWh or mTherms) | Achievable Economic TRC Potential | 0 | 0 | 0 | 0 | 0 | 0 | 0 | 0 | 0 | 0 | 0 | 0 | 0 | 0 | 0 | 0 | 0 | 0 | 0 | 0 | 0 | 0 | 0 | 0 | 0 | 0 | 0
F8_Industrial_Industrial - ID_Existing_Space Heating_Natural Gas_Strategic Energy Management_A_Achievable Economic TRC Potential | F8 | Industrial | Industrial - ID | Existing | Space Heating | Natural Gas | Strategic Energy Management | A | Cumulative Summer Peak Savings (MW) | Achievable Economic TRC Potential | 0 | 0 | 0 | 0 | 0 | 0 | 0 | 0 | 0 | 0 | 0 | 0 | 0 | 0 | 0 | 0 | 0 | 0 | 0 | 0 | 0 | 0 | 0 | 0 | 0 | 0 | 0
F9_Industrial_Industrial - ID_Existing_Space Heating_Natural Gas_Strategic Energy Management_A_Achievable Economic TRC Potential | F9 | Industrial | Industrial - ID | Existing | Space Heating | Natural Gas | Strategic Energy Management | A | Cumulative Winter Peak Savings (MW) | Achievable Economic TRC Potential | 0 | 0 | 0 | 0 | 0 | 0 | 0 | 0 | 0 | 0 | 0 | 0 | 0 | 0 | 0 | 0 | 0 | 0 | 0 | 0 | 0 | 0 | 0 | 0 | 0 | 0 | 0
F10_Industrial_Industrial - ID_Existing_Space Heating_Natural Gas_Strategic Energy Management_A_Achievable Economic TRC Potential | F10 | Industrial | Industrial - ID | Existing | Space Heating | Natural Gas | Strategic Energy Management | A | Purchases (Incremental) | Achievable Economic TRC Potential | 0 | 0 | 0 | 0 | 0 | 0 | 0 | 0 | 0 | 0 | 0 | 0 | 0 | 0 | 0 | 0 | 0 | 0 | 0 | 0 | 0 | 0 | 0 | 0 | 0 | 0 | 0
F11_Industrial_Industrial - ID_Existing_Space Heating_Natural Gas_Strategic Energy Management_A_Achievable Economic TRC Potential | F11 | Industrial | Industrial - ID | Existing | Space Heating | Natural Gas | Strategic Energy Management | A | Purchases (Cumulative) | Achievable Economic TRC Potential | 0 | 0 | 0 | 0 | 0 | 0 | 0 | 0 | 0 | 0 | 0 | 0 | 0 | 0 | 0 | 0 | 0 | 0 | 0 | 0 | 0 | 0 | 0 | 0 | 0 | 0 | 0
F1_Industrial_Industrial - ID_Existing_Process_Natural Gas_Strategic Energy Management_A_Achievable Economic TRC Potential | F1 | Industrial | Industrial - ID | Existing | Process | Natural Gas | Strategic Energy Management | A | Integrated Unit Energy Savings (kWh or therms) | Achievable Economic TRC Potential | 0 | 0 | 0.11588 | 0.11502 | 0.11414 | 0.11324 | 0.11231 | 0.11137 | 0.1104 | 0.10943 | 0.10845 | 0.10747 | 0.1065 | 0.10556 | 0.10463 | 0.10371 | 0.10278 | 0.10187 | 0.10096 | 0.10003 | 0.099095 | 0.098141 | 0.097823 | 0.0975 | 0.097171 | 0.096837 | 0.096497
F2_Industrial_Industrial - ID_Existing_Process_Natural Gas_Strategic Energy Management_A_Achievable Economic TRC Potential | F2 | Industrial | Industrial - ID | Existing | Process | Natural Gas | Strategic Energy Management | A | Integrated Unit Summer Peak Savings (kW) | Achievable Economic TRC Potential | 0 | 0 | 0 | 0 | 0 | 0 | 0 | 0 | 0 | 0 | 0 | 0 | 0 | 0 | 0 | 0 | 0 | 0 | 0 | 0 | 0 | 0 | 0 | 0 | 0 | 0 | 0
F3_Industrial_Industrial - ID_Existing_Process_Natural Gas_Strategic Energy Management_A_Achievable Economic TRC Potential | F3 | Industrial | Industrial - ID | Existing | Process | Natural Gas | Strategic Energy Management | A | Integrated Unit Winter Peak Savings (kW) | Achievable Economic TRC Potential | 0 | 0 | 0 | 0 | 0 | 0 | 0 | 0 | 0 | 0 | 0 | 0 | 0 | 0 | 0 | 0 | 0 | 0 | 0 | 0 | 0 | 0 | 0 | 0 | 0 | 0 | 0
F4_Industrial_Industrial - ID_Existing_Process_Natural Gas_Strategic Energy Management_A_Achievable Economic TRC Potential | F4 | Industrial | Industrial - ID | Existing | Process | Natural Gas | Strategic Energy Management | A | Incremental Energy Savings (MWh or mTherms) | Achievable Economic TRC Potential | 0 | 0 | 0 | 0 | 0 | 0 | 0 | 0 | 0 | 0 | 0 | 0 | 0 | 0 | 0 | 0 | 0 | 0 | 0 | 0 | 0 | 0 | 0 | 0 | 0 | 0 | 0
F5_Industrial_Industrial - ID_Existing_Process_Natural Gas_Strategic Energy Management_A_Achievable Economic TRC Potential | F5 | Industrial | Industrial - ID | Existing | Process | Natural Gas | Strategic Energy Management | A | Incremental Summer Peak Savings (MW) | Achievable Economic TRC Potential | 0 | 0 | 0 | 0 | 0 | 0 | 0 | 0 | 0 | 0 | 0 | 0 | 0 | 0 | 0 | 0 | 0 | 0 | 0 | 0 | 0 | 0 | 0 | 0 | 0 | 0 | 0
F6_Industrial_Industrial - ID_Existing_Process_Natural Gas_Strategic Energy Management_A_Achievable Economic TRC Potential | F6 | Industrial | Industrial - ID | Existing | Process | Natural Gas | Strategic Energy Management | A | Incremental Winter Peak Savings (MW) | Achievable Economic TRC Potential | 0 | 0 | 0 | 0 | 0 | 0 | 0 | 0 | 0 | 0 | 0 | 0 | 0 | 0 | 0 | 0 | 0 | 0 | 0 | 0 | 0 | 0 | 0 | 0 | 0 | 0 | 0
F7_Industrial_Industrial - ID_Existing_Process_Natural Gas_Strategic Energy Management_A_Achievable Economic TRC Potential | F7 | Industrial | Industrial - ID | Existing | Process | Natural Gas | Strategic Energy Management | A | Cumulative Energy Savings (MWh or mTherms) | Achievable Economic TRC Potential | 0 | 0 | 0 | 0 | 0 | 0 | 0 | 0 | 0 | 0 | 0 | 0 | 0 | 0 | 0 | 0 | 0 | 0 | 0 | 0 | 0 | 0 | 0 | 0 | 0 | 0 | 0
F8_Industrial_Industrial - ID_Existing_Process_Natural Gas_Strategic Energy Management_A_Achievable Economic TRC Potential | F8 | Industrial | Industrial - ID | Existing | Process | Natural Gas | Strategic Energy Management | A | Cumulative Summer Peak Savings (MW) | Achievable Economic TRC Potential | 0 | 0 | 0 | 0 | 0 | 0 | 0 | 0 | 0 | 0 | 0 | 0 | 0 | 0 | 0 | 0 | 0 | 0 | 0 | 0 | 0 | 0 | 0 | 0 | 0 | 0 | 0
F9_Industrial_Industrial - ID_Existing_Process_Natural Gas_Strategic Energy Management_A_Achievable Economic TRC Potential | F9 | Industrial | Industrial - ID | Existing | Process | Natural Gas | Strategic Energy Management | A | Cumulative Winter Peak Savings (MW) | Achievable Economic TRC Potential | 0 | 0 | 0 | 0 | 0 | 0 | 0 | 0 | 0 | 0 | 0 | 0 | 0 | 0 | 0 | 0 | 0 | 0 | 0 | 0 | 0 | 0 | 0 | 0 | 0 | 0 | 0
F10_Industrial_Industrial - ID_Existing_Process_Natural Gas_Strategic Energy Management_A_Achievable Economic TRC Potential | F10 | Industrial | Industrial - ID | Existing | Process | Natural Gas | Strategic Energy Management | A | Purchases (Incremental) | Achievable Economic TRC Potential | 0 | 0 | 0 | 0 | 0 | 0 | 0 | 0 | 0 | 0 | 0 | 0 | 0 | 0 | 0 | 0 | 0 | 0 | 0 | 0 | 0 | 0 | 0 | 0 | 0 | 0 | 0
F11_Industrial_Industrial - ID_Existing_Process_Natural Gas_Strategic Energy Management_A_Achievable Economic TRC Potential | F11 | Industrial | Industrial - ID | Existing | Process | Natural Gas | Strategic Energy Management | A | Purchases (Cumulative) | Achievable Economic TRC Potential | 0 | 0 | 0 | 0 | 0 | 0 | 0 | 0 | 0 | 0 | 0 | 0 | 0 | 0 | 0 | 0 | 0 | 0 | 0 | 0 | 0 | 0 | 0 | 0 | 0 | 0 | 0
F1_Industrial_Industrial - ID_Existing_Miscellaneous_Natural Gas_Strategic Energy Management_A_Achievable Economic TRC Potential | F1 | Industrial | Industrial - ID | Existing | Miscellaneous | Natural Gas | Strategic Energy Management | A | Integrated Unit Energy Savings (kWh or therms) | Achievable Economic TRC Potential | 0 | 0 | 0.025488 | 0.025488 | 0.025488 | 0.025488 | 0.025488 | 0.025488 | 0.025488 | 0.025488 | 0.025488 | 0.025488 | 0.025488 | 0.025488 | 0.025488 | 0.025488 | 0.025488 | 0.025488 | 0.025488 | 0.025488 | 0.025488 | 0.025488 | 0.025488 | 0.025488 | 0.025488 | 0.025488 | 0.025488
F2_Industrial_Industrial - ID_Existing_Miscellaneous_Natural Gas_Strategic Energy Management_A_Achievable Economic TRC Potential | F2 | Industrial | Industrial - ID | Existing | Miscellaneous | Natural Gas | Strategic Energy Management | A | Integrated Unit Summer Peak Savings (kW) | Achievable Economic TRC Potential | 0 | 0 | 0 | 0 | 0 | 0 | 0 | 0 | 0 | 0 | 0 | 0 | 0 | 0 | 0 | 0 | 0 | 0 | 0 | 0 | 0 | 0 | 0 | 0 | 0 | 0 | 0
F3_Industrial_Industrial - ID_Existing_Miscellaneous_Natural Gas_Strategic Energy Management_A_Achievable Economic TRC Potential | F3 | Industrial | Industrial - ID | Existing | Miscellaneous | Natural Gas | Strategic Energy Management | A | Integrated Unit Winter Peak Savings (kW) | Achievable Economic TRC Potential | 0 | 0 | 0 | 0 | 0 | 0 | 0 | 0 | 0 | 0 | 0 | 0 | 0 | 0 | 0 | 0 | 0 | 0 | 0 | 0 | 0 | 0 | 0 | 0 | 0 | 0 | 0
F4_Industrial_Industrial - ID_Existing_Miscellaneous_Natural Gas_Strategic Energy Management_A_Achievable Economic TRC Potential | F4 | Industrial | Industrial - ID | Existing | Miscellaneous | Natural Gas | Strategic Energy Management | A | Incremental Energy Savings (MWh or mTherms) | Achievable Economic TRC Potential | 0 | 0 | 0 | 0 | 0 | 0 | 0 | 0 | 0 | 0 | 0 | 0 | 0 | 0 | 0 | 0 | 0 | 0 | 0 | 0 | 0 | 0 | 0 | 0 | 0 | 0 | 0
F5_Industrial_Industrial - ID_Existing_Miscellaneous_Natural Gas_Strategic Energy Management_A_Achievable Economic TRC Potential | F5 | Industrial | Industrial - ID | Existing | Miscellaneous | Natural Gas | Strategic Energy Management | A | Incremental Summer Peak Savings (MW) | Achievable Economic TRC Potential | 0 | 0 | 0 | 0 | 0 | 0 | 0 | 0 | 0 | 0 | 0 | 0 | 0 | 0 | 0 | 0 | 0 | 0 | 0 | 0 | 0 | 0 | 0 | 0 | 0 | 0 | 0
F6_Industrial_Industrial - ID_Existing_Miscellaneous_Natural Gas_Strategic Energy Management_A_Achievable Economic TRC Potential | F6 | Industrial | Industrial - ID | Existing | Miscellaneous | Natural Gas | Strategic Energy Management | A | Incremental Winter Peak Savings (MW) | Achievable Economic TRC Potential | 0 | 0 | 0 | 0 | 0 | 0 | 0 | 0 | 0 | 0 | 0 | 0 | 0 | 0 | 0 | 0 | 0 | 0 | 0 | 0 | 0 | 0 | 0 | 0 | 0 | 0 | 0
F7_Industrial_Industrial - ID_Existing_Miscellaneous_Natural Gas_Strategic Energy Management_A_Achievable Economic TRC Potential | F7 | Industrial | Industrial - ID | Existing | Miscellaneous | Natural Gas | Strategic Energy Management | A | Cumulative Energy Savings (MWh or mTherms) | Achievable Economic TRC Potential | 0 | 0 | 0 | 0 | 0 | 0 | 0 | 0 | 0 | 0 | 0 | 0 | 0 | 0 | 0 | 0 | 0 | 0 | 0 | 0 | 0 | 0 | 0 | 0 | 0 | 0 | 0
F8_Industrial_Industrial - ID_Existing_Miscellaneous_Natural Gas_Strategic Energy Management_A_Achievable Economic TRC Potential | F8 | Industrial | Industrial - ID | Existing | Miscellaneous | Natural Gas | Strategic Energy Management | A | Cumulative Summer Peak Savings (MW) | Achievable Economic TRC Potential | 0 | 0 | 0 | 0 | 0 | 0 | 0 | 0 | 0 | 0 | 0 | 0 | 0 | 0 | 0 | 0 | 0 | 0 | 0 | 0 | 0 | 0 | 0 | 0 | 0 | 0 | 0
F9_Industrial_Industrial - ID_Existing_Miscellaneous_Natural Gas_Strategic Energy Management_A_Achievable Economic TRC Potential | F9 | Industrial | Industrial - ID | Existing | Miscellaneous | Natural Gas | Strategic Energy Management | A | Cumulative Winter Peak Savings (MW) | Achievable Economic TRC Potential | 0 | 0 | 0 | 0 | 0 | 0 | 0 | 0 | 0 | 0 | 0 | 0 | 0 | 0 | 0 | 0 | 0 | 0 | 0 | 0 | 0 | 0 | 0 | 0 | 0 | 0 | 0
F10_Industrial_Industrial - ID_Existing_Miscellaneous_Natural Gas_Strategic Energy Management_A_Achievable Economic TRC Potential | F10 | Industrial | Industrial - ID | Existing | Miscellaneous | Natural Gas | Strategic Energy Management | A | Purchases (Incremental) | Achievable Economic TRC Potential | 0 | 0 | 0 | 0 | 0 | 0 | 0 | 0 | 0 | 0 | 0 | 0 | 0 | 0 | 0 | 0 | 0 | 0 | 0 | 0 | 0 | 0 | 0 | 0 | 0 | 0 | 0
F11_Industrial_Industrial - ID_Existing_Miscellaneous_Natural Gas_Strategic Energy Management_A_Achievable Economic TRC Potential | F11 | Industrial | Industrial - ID | Existing | Miscellaneous | Natural Gas | Strategic Energy Management | A | Purchases (Cumulative) | Achievable Economic TRC Potential | 0 | 0 | 0 | 0 | 0 | 0 | 0 | 0 | 0 | 0 | 0 | 0 | 0 | 0 | 0 | 0 | 0 | 0 | 0 | 0 | 0 | 0 | 0 | 0 | 0 | 0 | 0
F1_Industrial_Industrial - ID_Existing_Space Heating_Natural Gas_Retrocommissioning_A_Achievable Economic TRC Potential | F1 | Industrial | Industrial - ID | Existing | Space Heating | Natural Gas | Retrocommissioning | A | Integrated Unit Energy Savings (kWh or therms) | Achievable Economic TRC Potential | 0 | 0 | 0.041478 | 0.041117 | 0.040733 | 0.040324 | 0.039881 | 0.039465 | 0.039016 | 0.038532 | 0.038014 | 0.037469 | 0.03691 | 0.036351 | 0.035798 | 0.035265 | 0.034763 | 0.034373 | 0.034027 | 0.033725 | 0.033464 | 0.033229 | 0.033055 | 0.032888 | 0.032725 | 0.032566 | 0.032409
F2_Industrial_Industrial - ID_Existing_Space Heating_Natural Gas_Retrocommissioning_A_Achievable Economic TRC Potential | F2 | Industrial | Industrial - ID | Existing | Space Heating | Natural Gas | Retrocommissioning | A | Integrated Unit Summer Peak Savings (kW) | Achievable Economic TRC Potential | 0 | 0 | 0 | 0 | 0 | 0 | 0 | 0 | 0 | 0 | 0 | 0 | 0 | 0 | 0 | 0 | 0 | 0 | 0 | 0 | 0 | 0 | 0 | 0 | 0 | 0 | 0
F3_Industrial_Industrial - ID_Existing_Space Heating_Natural Gas_Retrocommissioning_A_Achievable Economic TRC Potential | F3 | Industrial | Industrial - ID | Existing | Space Heating | Natural Gas | Retrocommissioning | A | Integrated Unit Winter Peak Savings (kW) | Achievable Economic TRC Potential | 0 | 0 | 0 | 0 | 0 | 0 | 0 | 0 | 0 | 0 | 0 | 0 | 0 | 0 | 0 | 0 | 0 | 0 | 0 | 0 | 0 | 0 | 0 | 0 | 0 | 0 | 0
F4_Industrial_Industrial - ID_Existing_Space Heating_Natural Gas_Retrocommissioning_A_Achievable Economic TRC Potential | F4 | Industrial | Industrial - ID | Existing | Space Heating | Natural Gas | Retrocommissioning | A | Incremental Energy Savings (MWh or mTherms) | Achievable Economic TRC Potential | 0 | 0 | 0.062838 | 0.075164 | 0.089548 | 0.040045 | 0.039217 | 0.040718 | 0.038019 | 0.026389 | 0.00029662 | 0 | 0 | 0 | 0 | 0 | 0 | 0 | 0 | 0 | 0 | 0 | 0 | 0 | 0 | 0 | 0
F5_Industrial_Industrial - ID_Existing_Space Heating_Natural Gas_Retrocommissioning_A_Achievable Economic TRC Potential | F5 | Industrial | Industrial - ID | Existing | Space Heating | Natural Gas | Retrocommissioning | A | Incremental Summer Peak Savings (MW) | Achievable Economic TRC Potential | 0 | 0 | 0 | 0 | 0 | 0 | 0 | 0 | 0 | 0 | 0 | 0 | 0 | 0 | 0 | 0 | 0 | 0 | 0 | 0 | 0 | 0 | 0 | 0 | 0 | 0 | 0
F6_Industrial_Industrial - ID_Existing_Space Heating_Natural Gas_Retrocommissioning_A_Achievable Economic TRC Potential | F6 | Industrial | Industrial - ID | Existing | Space Heating | Natural Gas | Retrocommissioning | A | Incremental Winter Peak Savings (MW) | Achievable Economic TRC Potential | 0 | 0 | 0 | 0 | 0 | 0 | 0 | 0 | 0 | 0 | 0 | 0 | 0 | 0 | 0 | 0 | 0 | 0 | 0 | 0 | 0 | 0 | 0 | 0 | 0 | 0 | 0
F7_Industrial_Industrial - ID_Existing_Space Heating_Natural Gas_Retrocommissioning_A_Achievable Economic TRC Potential | F7 | Industrial | Industrial - ID | Existing | Space Heating | Natural Gas | Retrocommissioning | A | Cumulative Energy Savings (MWh or mTherms) | Achievable Economic TRC Potential | 0 | 0 | 0.062838 | 0.13745 | 0.22572 | 0.2635 | 0.29982 | 0.33741 | 0.37159 | 0.39337 | 0.38838 | 0.38281 | 0.3771 | 0.37139 | 0.36574 | 0.36029 | 0.35517 | 0.35118 | 0.34764 | 0.34456 | 0.34189 | 0.3395 | 0.33772 | 0.33601 | 0.33435 | 0.33272 | 0.33111
F8_Industrial_Industrial - ID_Existing_Space Heating_Natural Gas_Retrocommissioning_A_Achievable Economic TRC Potential | F8 | Industrial | Industrial - ID | Existing | Space Heating | Natural Gas | Retrocommissioning | A | Cumulative Summer Peak Savings (MW) | Achievable Economic TRC Potential | 0 | 0 | 0 | 0 | 0 | 0 | 0 | 0 | 0 | 0 | 0 | 0 | 0 | 0 | 0 | 0 | 0 | 0 | 0 | 0 | 0 | 0 | 0 | 0 | 0 | 0 | 0
F9_Industrial_Industrial - ID_Existing_Space Heating_Natural Gas_Retrocommissioning_A_Achievable Economic TRC Potential | F9 | Industrial | Industrial - ID | Existing | Space Heating | Natural Gas | Retrocommissioning | A | Cumulative Winter Peak Savings (MW) | Achievable Economic TRC Potential | 0 | 0 | 0 | 0 | 0 | 0 | 0 | 0 | 0 | 0 | 0 | 0 | 0 | 0 | 0 | 0 | 0 | 0 | 0 | 0 | 0 | 0 | 0 | 0 | 0 | 0 | 0
F10_Industrial_Industrial - ID_Existing_Space Heating_Natural Gas_Retrocommissioning_A_Achievable Economic TRC Potential | F10 | Industrial | Industrial - ID | Existing | Space Heating | Natural Gas | Retrocommissioning | A | Purchases (Incremental) | Achievable Economic TRC Potential | 0 | 0 | 1514.9515 | 1828.0478 | 2198.4267 | 993.075 | 983.3512 | 1031.7667 | 974.4497 | 684.8585 | 7.8029 | 0 | 0 | 0 | 0 | 0 | 0 | 0 | 0 | 0 | 0 | 0 | 0 | 0 | 0 | 0 | 0
F11_Industrial_Industrial - ID_Existing_Space Heating_Natural Gas_Retrocommissioning_A_Achievable Economic TRC Potential | F11 | Industrial | Industrial - ID | Existing | Space Heating | Natural Gas | Retrocommissioning | A | Purchases (Cumulative) | Achievable Economic TRC Potential | 0 | 0 | 1514.9515 | 3342.9993 | 5541.426 | 6534.501 | 7517.8522 | 8549.6189 | 9524.0686 | 10208.9271 | 10216.73 | 10216.73 | 10216.73 | 10216.73 | 10216.73 | 10216.73 | 10216.73 | 10216.73 | 10216.73 | 10216.73 | 10216.73 | 10216.73 | 10216.73 | 10216.73 | 10216.73 | 10216.73 | 10216.73
F1_Industrial_Industrial - ID_Existing_Process_Natural Gas_Retrocommissioning_A_Achievable Economic TRC Potential | F1 | Industrial | Industrial - ID | Existing | Process | Natural Gas | Retrocommissioning | A | Integrated Unit Energy Savings (kWh or therms) | Achievable Economic TRC Potential | 0 | 0 | 0 | 0 | 0 | 0 | 0 | 0 | 0 | 0 | 0 | 0 | 0 | 0 | 0 | 0 | 0 | 0 | 0 | 0 | 0 | 0 | 0 | 0 | 0 | 0 | 0
F2_Industrial_Industrial - ID_Existing_Process_Natural Gas_Retrocommissioning_A_Achievable Economic TRC Potential | F2 | Industrial | Industrial - ID | Existing | Process | Natural Gas | Retrocommissioning | A | Integrated Unit Summer Peak Savings (kW) | Achievable Economic TRC Potential | 0 | 0 | 0 | 0 | 0 | 0 | 0 | 0 | 0 | 0 | 0 | 0 | 0 | 0 | 0 | 0 | 0 | 0 | 0 | 0 | 0 | 0 | 0 | 0 | 0 | 0 | 0
F3_Industrial_Industrial - ID_Existing_Process_Natural Gas_Retrocommissioning_A_Achievable Economic TRC Potential | F3 | Industrial | Industrial - ID | Existing | Process | Natural Gas | Retrocommissioning | A | Integrated Unit Winter Peak Savings (kW) | Achievable Economic TRC Potential | 0 | 0 | 0 | 0 | 0 | 0 | 0 | 0 | 0 | 0 | 0 | 0 | 0 | 0 | 0 | 0 | 0 | 0 | 0 | 0 | 0 | 0 | 0 | 0 | 0 | 0 | 0
F4_Industrial_Industrial - ID_Existing_Process_Natural Gas_Retrocommissioning_A_Achievable Economic TRC Potential | F4 | Industrial | Industrial - ID | Existing | Process | Natural Gas | Retrocommissioning | A | Incremental Energy Savings (MWh or mTherms) | Achievable Economic TRC Potential | 0 | 0 | 0 | 0 | 0 | 0 | 0 | 0 | 0 | 0 | 0 | 0 | 0 | 0 | 0 | 0 | 0 | 0 | 0 | 0 | 0 | 0 | 0 | 0 | 0 | 0 | 0
F5_Industrial_Industrial - ID_Existing_Process_Natural Gas_Retrocommissioning_A_Achievable Economic TRC Potential | F5 | Industrial | Industrial - ID | Existing | Process | Natural Gas | Retrocommissioning | A | Incremental Summer Peak Savings (MW) | Achievable Economic TRC Potential | 0 | 0 | 0 | 0 | 0 | 0 | 0 | 0 | 0 | 0 | 0 | 0 | 0 | 0 | 0 | 0 | 0 | 0 | 0 | 0 | 0 | 0 | 0 | 0 | 0 | 0 | 0
F6_Industrial_Industrial - ID_Existing_Process_Natural Gas_Retrocommissioning_A_Achievable Economic TRC Potential | F6 | Industrial | Industrial - ID | Existing | Process | Natural Gas | Retrocommissioning | A | Incremental Winter Peak Savings (MW) | Achievable Economic TRC Potential | 0 | 0 | 0 | 0 | 0 | 0 | 0 | 0 | 0 | 0 | 0 | 0 | 0 | 0 | 0 | 0 | 0 | 0 | 0 | 0 | 0 | 0 | 0 | 0 | 0 | 0 | 0
F7_Industrial_Industrial - ID_Existing_Process_Natural Gas_Retrocommissioning_A_Achievable Economic TRC Potential | F7 | Industrial | Industrial - ID | Existing | Process | Natural Gas | Retrocommissioning | A | Cumulative Energy Savings (MWh or mTherms) | Achievable Economic TRC Potential | 0 | 0 | 0 | 0 | 0 | 0 | 0 | 0 | 0 | 0 | 0 | 0 | 0 | 0 | 0 | 0 | 0 | 0 | 0 | 0 | 0 | 0 | 0 | 0 | 0 | 0 | 0
F8_Industrial_Industrial - ID_Existing_Process_Natural Gas_Retrocommissioning_A_Achievable Economic TRC Potential | F8 | Industrial | Industrial - ID | Existing | Process | Natural Gas | Retrocommissioning | A | Cumulative Summer Peak Savings (MW) | Achievable Economic TRC Potential | 0 | 0 | 0 | 0 | 0 | 0 | 0 | 0 | 0 | 0 | 0 | 0 | 0 | 0 | 0 | 0 | 0 | 0 | 0 | 0 | 0 | 0 | 0 | 0 | 0 | 0 | 0
F9_Industrial_Industrial - ID_Existing_Process_Natural Gas_Retrocommissioning_A_Achievable Economic TRC Potential | F9 | Industrial | Industrial - ID | Existing | Process | Natural Gas | Retrocommissioning | A | Cumulative Winter Peak Savings (MW) | Achievable Economic TRC Potential | 0 | 0 | 0 | 0 | 0 | 0 | 0 | 0 | 0 | 0 | 0 | 0 | 0 | 0 | 0 | 0 | 0 | 0 | 0 | 0 | 0 | 0 | 0 | 0 | 0 | 0 | 0
F10_Industrial_Industrial - ID_Existing_Process_Natural Gas_Retrocommissioning_A_Achievable Economic TRC Potential | F10 | Industrial | Industrial - ID | Existing | Process | Natural Gas | Retrocommissioning | A | Purchases (Incremental) | Achievable Economic TRC Potential | 0 | 0 | 6059.806 | 7312.1912 | 8793.7067 | 3972.3 | 3933.4049 | 4127.0667 | 3897.7988 | 2739.4342 | 31.2115 | 0 | 0 | 0 | 0 | 0 | 0 | 0 | 0 | 0 | 0 | 0 | 0 | 0 | 0 | 0 | 0
F11_Industrial_Industrial - ID_Existing_Process_Natural Gas_Retrocommissioning_A_Achievable Economic TRC Potential | F11 | Industrial | Industrial - ID | Existing | Process | Natural Gas | Retrocommissioning | A | Purchases (Cumulative) | Achievable Economic TRC Potential | 0 | 0 | 6059.806 | 13371.9972 | 22165.7039 | 26138.0039 | 30071.4088 | 34198.4756 | 38096.2743 | 40835.7085 | 40866.92 | 40866.92 | 40866.92 | 40866.92 | 40866.92 | 40866.92 | 40866.92 | 40866.92 | 40866.92 | 40866.92 | 40866.92 | 40866.92 | 40866.92 | 40866.92 | 40866.92 | 40866.92 | 40866.92
F1_Industrial_Industrial - ID_New_Space Heating_Natural Gas_Insulation - Ceiling_A_Achievable Economic TRC Potential | F1 | Industrial | Industrial - ID | New | Space Heating | Natural Gas | Insulation - Ceiling | A | Integrated Unit Energy Savings (kWh or therms) | Achievable Economic TRC Potential | 0 | 0 | 0.075377 | 0.073132 | 0.072761 | 0.07249 | 0.072245 | 0.072031 | 0.071868 | 0.07174 | 0.071637 | 0.071539 | 0.071441 | 0.071346 | 0.071254 | 0.071168 | 0.071088 | 0.071015 | 0.070974 | 0.070942 | 0.070917 | 0.070897 | 0.07096 | 0.071019 | 0.071072 | 0.07112 | 0.071164
F2_Industrial_Industrial - ID_New_Space Heating_Natural Gas_Insulation - Ceiling_A_Achievable Economic TRC Potential | F2 | Industrial | Industrial - ID | New | Space Heating | Natural Gas | Insulation - Ceiling | A | Integrated Unit Summer Peak Savings (kW) | Achievable Economic TRC Potential | 0 | 0 | 0 | 0 | 0 | 0 | 0 | 0 | 0 | 0 | 0 | 0 | 0 | 0 | 0 | 0 | 0 | 0 | 0 | 0 | 0 | 0 | 0 | 0 | 0 | 0 | 0
F3_Industrial_Industrial - ID_New_Space Heating_Natural Gas_Insulation - Ceiling_A_Achievable Economic TRC Potential | F3 | Industrial | Industrial - ID | New | Space Heating | Natural Gas | Insulation - Ceiling | A | Integrated Unit Winter Peak Savings (kW) | Achievable Economic TRC Potential | 0 | 0 | 0 | 0 | 0 | 0 | 0 | 0 | 0 | 0 | 0 | 0 | 0 | 0 | 0 | 0 | 0 | 0 | 0 | 0 | 0 | 0 | 0 | 0 | 0 | 0 | 0
F4_Industrial_Industrial - ID_New_Space Heating_Natural Gas_Insulation - Ceiling_A_Achievable Economic TRC Potential | F4 | Industrial | Industrial - ID | New | Space Heating | Natural Gas | Insulation - Ceiling | A | Incremental Energy Savings (MWh or mTherms) | Achievable Economic TRC Potential | 0 | 0 | 0 | 0 | 0 | 0 | 0 | 0 | 0 | 0 | 0 | 0 | 0 | 0 | 0 | 0 | 0 | 0 | 0 | 0 | 0 | 0 | 0 | 0 | 0 | 0 | 0
F5_Industrial_Industrial - ID_New_Space Heating_Natural Gas_Insulation - Ceiling_A_Achievable Economic TRC Potential | F5 | Industrial | Industrial - ID | New | Space Heating | Natural Gas | Insulation - Ceiling | A | Incremental Summer Peak Savings (MW) | Achievable Economic TRC Potential | 0 | 0 | 0 | 0 | 0 | 0 | 0 | 0 | 0 | 0 | 0 | 0 | 0 | 0 | 0 | 0 | 0 | 0 | 0 | 0 | 0 | 0 | 0 | 0 | 0 | 0 | 0
F6_Industrial_Industrial - ID_New_Space Heating_Natural Gas_Insulation - Ceiling_A_Achievable Economic TRC Potential | F6 | Industrial | Industrial - ID | New | Space Heating | Natural Gas | Insulation - Ceiling | A | Incremental Winter Peak Savings (MW) | Achievable Economic TRC Potential | 0 | 0 | 0 | 0 | 0 | 0 | 0 | 0 | 0 | 0 | 0 | 0 | 0 | 0 | 0 | 0 | 0 | 0 | 0 | 0 | 0 | 0 | 0 | 0 | 0 | 0 | 0
F7_Industrial_Industrial - ID_New_Space Heating_Natural Gas_Insulation - Ceiling_A_Achievable Economic TRC Potential | F7 | Industrial | Industrial - ID | New | Space Heating | Natural Gas | Insulation - Ceiling | A | Cumulative Energy Savings (MWh or mTherms) | Achievable Economic TRC Potential | 0 | 0 | 0 | 0 | 0 | 0 | 0 | 0 | 0 | 0 | 0 | 0 | 0 | 0 | 0 | 0 | 0 | 0 | 0 | 0 | 0 | 0 | 0 | 0 | 0 | 0 | 0
F8_Industrial_Industrial - ID_New_Space Heating_Natural Gas_Insulation - Ceiling_A_Achievable Economic TRC Potential | F8 | Industrial | Industrial - ID | New | Space Heating | Natural Gas | Insulation - Ceiling | A | Cumulative Summer Peak Savings (MW) | Achievable Economic TRC Potential | 0 | 0 | 0 | 0 | 0 | 0 | 0 | 0 | 0 | 0 | 0 | 0 | 0 | 0 | 0 | 0 | 0 | 0 | 0 | 0 | 0 | 0 | 0 | 0 | 0 | 0 | 0
F9_Industrial_Industrial - ID_New_Space Heating_Natural Gas_Insulation - Ceiling_A_Achievable Economic TRC Potential | F9 | Industrial | Industrial - ID | New | Space Heating | Natural Gas | Insulation - Ceiling | A | Cumulative Winter Peak Savings (MW) | Achievable Economic TRC Potential | 0 | 0 | 0 | 0 | 0 | 0 | 0 | 0 | 0 | 0 | 0 | 0 | 0 | 0 | 0 | 0 | 0 | 0 | 0 | 0 | 0 | 0 | 0 | 0 | 0 | 0 | 0
F10_Industrial_Industrial - ID_New_Space Heating_Natural Gas_Insulation - Ceiling_A_Achievable Economic TRC Potential | F10 | Industrial | Industrial - ID | New | Space Heating | Natural Gas | Insulation - Ceiling | A | Purchases (Incremental) | Achievable Economic TRC Potential | 0 | 0 | 0 | 0 | 0 | 0 | 0 | 0 | 0 | 0 | 0 | 0 | 0 | 0 | 0 | 0 | 0 | 0 | 0 | 0 | 0 | 0 | 0 | 0 | 0 | 0 | 0
F11_Industrial_Industrial - ID_New_Space Heating_Natural Gas_Insulation - Ceiling_A_Achievable Economic TRC Potential | F11 | Industrial | Industrial - ID | New | Space Heating | Natural Gas | Insulation - Ceiling | A | Purchases (Cumulative) | Achievable Economic TRC Potential | 0 | 0 | 0 | 0 | 0 | 0 | 0 | 0 | 0 | 0 | 0 | 0 | 0 | 0 | 0 | 0 | 0 | 0 | 0 | 0 | 0 | 0 | 0 | 0 | 0 | 0 | 0
F1_Industrial_Industrial - ID_New_Space Heating_Natural Gas_Insulation - Wall Cavity_A_Achievable Economic TRC Potential | F1 | Industrial | Industrial - ID | New | Space Heating | Natural Gas | Insulation - Wall Cavity | A | Integrated Unit Energy Savings (kWh or therms) | Achievable Economic TRC Potential | 0 | 0 | 0.20062 | 0.19465 | 0.19367 | 0.19296 | 0.19233 | 0.19178 | 0.19139 | 0.19109 | 0.19086 | 0.19064 | 0.19041 | 0.19018 | 0.18996 | 0.18974 | 0.18952 | 0.18933 | 0.18921 | 0.18912 | 0.18904 | 0.18898 | 0.18913 | 0.18928 | 0.18941 | 0.18953 | 0.18964
F2_Industrial_Industrial - ID_New_Space Heating_Natural Gas_Insulation - Wall Cavity_A_Achievable Economic TRC Potential | F2 | Industrial | Industrial - ID | New | Space Heating | Natural Gas | Insulation - Wall Cavity | A | Integrated Unit Summer Peak Savings (kW) | Achievable Economic TRC Potential | 0 | 0 | 0 | 0 | 0 | 0 | 0 | 0 | 0 | 0 | 0 | 0 | 0 | 0 | 0 | 0 | 0 | 0 | 0 | 0 | 0 | 0 | 0 | 0 | 0 | 0 | 0
F3_Industrial_Industrial - ID_New_Space Heating_Natural Gas_Insulation - Wall Cavity_A_Achievable Economic TRC Potential | F3 | Industrial | Industrial - ID | New | Space Heating | Natural Gas | Insulation - Wall Cavity | A | Integrated Unit Winter Peak Savings (kW) | Achievable Economic TRC Potential | 0 | 0 | 0 | 0 | 0 | 0 | 0 | 0 | 0 | 0 | 0 | 0 | 0 | 0 | 0 | 0 | 0 | 0 | 0 | 0 | 0 | 0 | 0 | 0 | 0 | 0 | 0
F4_Industrial_Industrial - ID_New_Space Heating_Natural Gas_Insulation - Wall Cavity_A_Achievable Economic TRC Potential | F4 | Industrial | Industrial - ID | New | Space Heating | Natural Gas | Insulation - Wall Cavity | A | Incremental Energy Savings (MWh or mTherms) | Achievable Economic TRC Potential | 0 | 0 | 0 | 0 | 0 | 0 | 0 | 0 | 0 | 0 | 0 | 0 | 0 | 0 | 0 | 0 | 0 | 0 | 0 | 0 | 0 | 0 | 0 | 0 | 0 | 0 | 0
F5_Industrial_Industrial - ID_New_Space Heating_Natural Gas_Insulation - Wall Cavity_A_Achievable Economic TRC Potential | F5 | Industrial | Industrial - ID | New | Space Heating | Natural Gas | Insulation - Wall Cavity | A | Incremental Summer Peak Savings (MW) | Achievable Economic TRC Potential | 0 | 0 | 0 | 0 | 0 | 0 | 0 | 0 | 0 | 0 | 0 | 0 | 0 | 0 | 0 | 0 | 0 | 0 | 0 | 0 | 0 | 0 | 0 | 0 | 0 | 0 | 0
F6_Industrial_Industrial - ID_New_Space Heating_Natural Gas_Insulation - Wall Cavity_A_Achievable Economic TRC Potential | F6 | Industrial | Industrial - ID | New | Space Heating | Natural Gas | Insulation - Wall Cavity | A | Incremental Winter Peak Savings (MW) | Achievable Economic TRC Potential | 0 | 0 | 0 | 0 | 0 | 0 | 0 | 0 | 0 | 0 | 0 | 0 | 0 | 0 | 0 | 0 | 0 | 0 | 0 | 0 | 0 | 0 | 0 | 0 | 0 | 0 | 0
F7_Industrial_Industrial - ID_New_Space Heating_Natural Gas_Insulation - Wall Cavity_A_Achievable Economic TRC Potential | F7 | Industrial | Industrial - ID | New | Space Heating | Natural Gas | Insulation - Wall Cavity | A | Cumulative Energy Savings (MWh or mTherms) | Achievable Economic TRC Potential | 0 | 0 | 0 | 0 | 0 | 0 | 0 | 0 | 0 | 0 | 0 | 0 | 0 | 0 | 0 | 0 | 0 | 0 | 0 | 0 | 0 | 0 | 0 | 0 | 0 | 0 | 0
F8_Industrial_Industrial - ID_New_Space Heating_Natural Gas_Insulation - Wall Cavity_A_Achievable Economic TRC Potential | F8 | Industrial | Industrial - ID | New | Space Heating | Natural Gas | Insulation - Wall Cavity | A | Cumulative Summer Peak Savings (MW) | Achievable Economic TRC Potential | 0 | 0 | 0 | 0 | 0 | 0 | 0 | 0 | 0 | 0 | 0 | 0 | 0 | 0 | 0 | 0 | 0 | 0 | 0 | 0 | 0 | 0 | 0 | 0 | 0 | 0 | 0
F9_Industrial_Industrial - ID_New_Space Heating_Natural Gas_Insulation - Wall Cavity_A_Achievable Economic TRC Potential | F9 | Industrial | Industrial - ID | New | Space Heating | Natural Gas | Insulation - Wall Cavity | A | Cumulative Winter Peak Savings (MW) | Achievable Economic TRC Potential | 0 | 0 | 0 | 0 | 0 | 0 | 0 | 0 | 0 | 0 | 0 | 0 | 0 | 0 | 0 | 0 | 0 | 0 | 0 | 0 | 0 | 0 | 0 | 0 | 0 | 0 | 0
F10_Industrial_Industrial - ID_New_Space Heating_Natural Gas_Insulation - Wall Cavity_A_Achievable Economic TRC Potential | F10 | Industrial | Industrial - ID | New | Space Heating | Natural Gas | Insulation - Wall Cavity | A | Purchases (Incremental) | Achievable Economic TRC Potential | 0 | 0 | 0 | 0 | 0 | 0 | 0 | 0 | 0 | 0 | 0 | 0 | 0 | 0 | 0 | 0 | 0 | 0 | 0 | 0 | 0 | 0 | 0 | 0 | 0 | 0 | 0
F11_Industrial_Industrial - ID_New_Space Heating_Natural Gas_Insulation - Wall Cavity_A_Achievable Economic TRC Potential | F11 | Industrial | Industrial - ID | New | Space Heating | Natural Gas | Insulation - Wall Cavity | A | Purchases (Cumulative) | Achievable Economic TRC Potential | 0 | 0 | 0 | 0 | 0 | 0 | 0 | 0 | 0 | 0 | 0 | 0 | 0 | 0 | 0 | 0 | 0 | 0 | 0 | 0 | 0 | 0 | 0 | 0 | 0 | 0 | 0
F1_Industrial_Industrial - ID_New_Space Heating_Natural Gas_Insulation - Ducting_A_Achievable Economic TRC Potential | F1 | Industrial | Industrial - ID | New | Space Heating | Natural Gas | Insulation - Ducting | A | Integrated Unit Energy Savings (kWh or therms) | Achievable Economic TRC Potential | 0 | 0 | 0.048592 | 0.043893 | 0.043401 | 0.043136 | 0.042938 | 0.042779 | 0.042661 | 0.042569 | 0.042496 | 0.042429 | 0.042363 | 0.042301 | 0.042242 | 0.042186 | 0.042135 | 0.042088 | 0.042062 | 0.042039 | 0.042019 | 0.042002 | 0.042035 | 0.042066 | 0.042095 | 0.042121 | 0.042144
F2_Industrial_Industrial - ID_New_Space Heating_Natural Gas_Insulation - Ducting_A_Achievable Economic TRC Potential | F2 | Industrial | Industrial - ID | New | Space Heating | Natural Gas | Insulation - Ducting | A | Integrated Unit Summer Peak Savings (kW) | Achievable Economic TRC Potential | 0 | 0 | 0 | 0 | 0 | 0 | 0 | 0 | 0 | 0 | 0 | 0 | 0 | 0 | 0 | 0 | 0 | 0 | 0 | 0 | 0 | 0 | 0 | 0 | 0 | 0 | 0
F3_Industrial_Industrial - ID_New_Space Heating_Natural Gas_Insulation - Ducting_A_Achievable Economic TRC Potential | F3 | Industrial | Industrial - ID | New | Space Heating | Natural Gas | Insulation - Ducting | A | Integrated Unit Winter Peak Savings (kW) | Achievable Economic TRC Potential | 0 | 0 | 0 | 0 | 0 | 0 | 0 | 0 | 0 | 0 | 0 | 0 | 0 | 0 | 0 | 0 | 0 | 0 | 0 | 0 | 0 | 0 | 0 | 0 | 0 | 0 | 0
F4_Industrial_Industrial - ID_New_Space Heating_Natural Gas_Insulation - Ducting_A_Achievable Economic TRC Potential | F4 | Industrial | Industrial - ID | New | Space Heating | Natural Gas | Insulation - Ducting | A | Incremental Energy Savings (MWh or mTherms) | Achievable Economic TRC Potential | 0 | 0 | 0 | 0 | 0 | 0 | 0 | 0 | 0 | 0 | 0 | 0 | 0 | 0 | 0 | 0 | 0 | 0 | 0 | 0 | 0 | 0 | 0 | 0 | 0 | 0 | 0
F5_Industrial_Industrial - ID_New_Space Heating_Natural Gas_Insulation - Ducting_A_Achievable Economic TRC Potential | F5 | Industrial | Industrial - ID | New | Space Heating | Natural Gas | Insulation - Ducting | A | Incremental Summer Peak Savings (MW) | Achievable Economic TRC Potential | 0 | 0 | 0 | 0 | 0 | 0 | 0 | 0 | 0 | 0 | 0 | 0 | 0 | 0 | 0 | 0 | 0 | 0 | 0 | 0 | 0 | 0 | 0 | 0 | 0 | 0 | 0
F6_Industrial_Industrial - ID_New_Space Heating_Natural Gas_Insulation - Ducting_A_Achievable Economic TRC Potential | F6 | Industrial | Industrial - ID | New | Space Heating | Natural Gas | Insulation - Ducting | A | Incremental Winter Peak Savings (MW) | Achievable Economic TRC Potential | 0 | 0 | 0 | 0 | 0 | 0 | 0 | 0 | 0 | 0 | 0 | 0 | 0 | 0 | 0 | 0 | 0 | 0 | 0 | 0 | 0 | 0 | 0 | 0 | 0 | 0 | 0
F7_Industrial_Industrial - ID_New_Space Heating_Natural Gas_Insulation - Ducting_A_Achievable Economic TRC Potential | F7 | Industrial | Industrial - ID | New | Space Heating | Natural Gas | Insulation - Ducting | A | Cumulative Energy Savings (MWh or mTherms) | Achievable Economic TRC Potential | 0 | 0 | 0 | 0 | 0 | 0 | 0 | 0 | 0 | 0 | 0 | 0 | 0 | 0 | 0 | 0 | 0 | 0 | 0 | 0 | 0 | 0 | 0 | 0 | 0 | 0 | 0
F8_Industrial_Industrial - ID_New_Space Heating_Natural Gas_Insulation - Ducting_A_Achievable Economic TRC Potential | F8 | Industrial | Industrial - ID | New | Space Heating | Natural Gas | Insulation - Ducting | A | Cumulative Summer Peak Savings (MW) | Achievable Economic TRC Potential | 0 | 0 | 0 | 0 | 0 | 0 | 0 | 0 | 0 | 0 | 0 | 0 | 0 | 0 | 0 | 0 | 0 | 0 | 0 | 0 | 0 | 0 | 0 | 0 | 0 | 0 | 0
F9_Industrial_Industrial - ID_New_Space Heating_Natural Gas_Insulation - Ducting_A_Achievable Economic TRC Potential | F9 | Industrial | Industrial - ID | New | Space Heating | Natural Gas | Insulation - Ducting | A | Cumulative Winter Peak Savings (MW) | Achievable Economic TRC Potential | 0 | 0 | 0 | 0 | 0 | 0 | 0 | 0 | 0 | 0 | 0 | 0 | 0 | 0 | 0 | 0 | 0 | 0 | 0 | 0 | 0 | 0 | 0 | 0 | 0 | 0 | 0
F10_Industrial_Industrial - ID_New_Space Heating_Natural Gas_Insulation - Ducting_A_Achievable Economic TRC Potential | F10 | Industrial | Industrial - ID | New | Space Heating | Natural Gas | Insulation - Ducting | A | Purchases (Incremental) | Achievable Economic TRC Potential | 0 | 0 | 0 | 0 | 0 | 0 | 0 | 0 | 0 | 0 | 0 | 0 | 0 | 0 | 0 | 0 | 0 | 0 | 0 | 0 | 0 | 0 | 0 | 0 | 0 | 0 | 0
F11_Industrial_Industrial - ID_New_Space Heating_Natural Gas_Insulation - Ducting_A_Achievable Economic TRC Potential | F11 | Industrial | Industrial - ID | New | Space Heating | Natural Gas | Insulation - Ducting | A | Purchases (Cumulative) | Achievable Economic TRC Potential | 0 | 0 | 0 | 0 | 0 | 0 | 0 | 0 | 0 | 0 | 0 | 0 | 0 | 0 | 0 | 0 | 0 | 0 | 0 | 0 | 0 | 0 | 0 | 0 | 0 | 0 | 0
F1_Industrial_Industrial - ID_New_Space Heating_Natural Gas_Ducting - Repair and Sealing_A_Achievable Economic TRC Potential | F1 | Industrial | Industrial - ID | New | Space Heating | Natural Gas | Ducting - Repair and Sealing | A | Integrated Unit Energy Savings (kWh or therms) | Achievable Economic TRC Potential | 0 | 0 | 0.19299 | 0.17433 | 0.17237 | 0.17132 | 0.17054 | 0.1699 | 0.16943 | 0.16906 | 0.16877 | 0.1685 | 0.16824 | 0.16799 | 0.16776 | 0.16754 | 0.16733 | 0.16715 | 0.16704 | 0.16695 | 0.16687 | 0.1668 | 0.16694 | 0.16706 | 0.16717 | 0.16727 | 0.16737
F2_Industrial_Industrial - ID_New_Space Heating_Natural Gas_Ducting - Repair and Sealing_A_Achievable Economic TRC Potential | F2 | Industrial | Industrial - ID | New | Space Heating | Natural Gas | Ducting - Repair and Sealing | A | Integrated Unit Summer Peak Savings (kW) | Achievable Economic TRC Potential | 0 | 0 | 0 | 0 | 0 | 0 | 0 | 0 | 0 | 0 | 0 | 0 | 0 | 0 | 0 | 0 | 0 | 0 | 0 | 0 | 0 | 0 | 0 | 0 | 0 | 0 | 0
F3_Industrial_Industrial - ID_New_Space Heating_Natural Gas_Ducting - Repair and Sealing_A_Achievable Economic TRC Potential | F3 | Industrial | Industrial - ID | New | Space Heating | Natural Gas | Ducting - Repair and Sealing | A | Integrated Unit Winter Peak Savings (kW) | Achievable Economic TRC Potential | 0 | 0 | 0 | 0 | 0 | 0 | 0 | 0 | 0 | 0 | 0 | 0 | 0 | 0 | 0 | 0 | 0 | 0 | 0 | 0 | 0 | 0 | 0 | 0 | 0 | 0 | 0
F4_Industrial_Industrial - ID_New_Space Heating_Natural Gas_Ducting - Repair and Sealing_A_Achievable Economic TRC Potential | F4 | Industrial | Industrial - ID | New | Space Heating | Natural Gas | Ducting - Repair and Sealing | A | Incremental Energy Savings (MWh or mTherms) | Achievable Economic TRC Potential | 0 | 0 | 0 | 0 | 0 | 0 | 0 | 0 | 0 | 0 | 0 | 0 | 0 | 0 | 0 | 0 | 0 | 0 | 0 | 0 | 0 | 0 | 0 | 0 | 0 | 0 | 0
F5_Industrial_Industrial - ID_New_Space Heating_Natural Gas_Ducting - Repair and Sealing_A_Achievable Economic TRC Potential | F5 | Industrial | Industrial - ID | New | Space Heating | Natural Gas | Ducting - Repair and Sealing | A | Incremental Summer Peak Savings (MW) | Achievable Economic TRC Potential | 0 | 0 | 0 | 0 | 0 | 0 | 0 | 0 | 0 | 0 | 0 | 0 | 0 | 0 | 0 | 0 | 0 | 0 | 0 | 0 | 0 | 0 | 0 | 0 | 0 | 0 | 0
F6_Industrial_Industrial - ID_New_Space Heating_Natural Gas_Ducting - Repair and Sealing_A_Achievable Economic TRC Potential | F6 | Industrial | Industrial - ID | New | Space Heating | Natural Gas | Ducting - Repair and Sealing | A | Incremental Winter Peak Savings (MW) | Achievable Economic TRC Potential | 0 | 0 | 0 | 0 | 0 | 0 | 0 | 0 | 0 | 0 | 0 | 0 | 0 | 0 | 0 | 0 | 0 | 0 | 0 | 0 | 0 | 0 | 0 | 0 | 0 | 0 | 0
F7_Industrial_Industrial - ID_New_Space Heating_Natural Gas_Ducting - Repair and Sealing_A_Achievable Economic TRC Potential | F7 | Industrial | Industrial - ID | New | Space Heating | Natural Gas | Ducting - Repair and Sealing | A | Cumulative Energy Savings (MWh or mTherms) | Achievable Economic TRC Potential | 0 | 0 | 0 | 0 | 0 | 0 | 0 | 0 | 0 | 0 | 0 | 0 | 0 | 0 | 0 | 0 | 0 | 0 | 0 | 0 | 0 | 0 | 0 | 0 | 0 | 0 | 0
F8_Industrial_Industrial - ID_New_Space Heating_Natural Gas_Ducting - Repair and Sealing_A_Achievable Economic TRC Potential | F8 | Industrial | Industrial - ID | New | Space Heating | Natural Gas | Ducting - Repair and Sealing | A | Cumulative Summer Peak Savings (MW) | Achievable Economic TRC Potential | 0 | 0 | 0 | 0 | 0 | 0 | 0 | 0 | 0 | 0 | 0 | 0 | 0 | 0 | 0 | 0 | 0 | 0 | 0 | 0 | 0 | 0 | 0 | 0 | 0 | 0 | 0
F9_Industrial_Industrial - ID_New_Space Heating_Natural Gas_Ducting - Repair and Sealing_A_Achievable Economic TRC Potential | F9 | Industrial | Industrial - ID | New | Space Heating | Natural Gas | Ducting - Repair and Sealing | A | Cumulative Winter Peak Savings (MW) | Achievable Economic TRC Potential | 0 | 0 | 0 | 0 | 0 | 0 | 0 | 0 | 0 | 0 | 0 | 0 | 0 | 0 | 0 | 0 | 0 | 0 | 0 | 0 | 0 | 0 | 0 | 0 | 0 | 0 | 0
F10_Industrial_Industrial - ID_New_Space Heating_Natural Gas_Ducting - Repair and Sealing_A_Achievable Economic TRC Potential | F10 | Industrial | Industrial - ID | New | Space Heating | Natural Gas | Ducting - Repair and Sealing | A | Purchases (Incremental) | Achievable Economic TRC Potential | 0 | 0 | 0 | 0 | 0 | 0 | 0 | 0 | 0 | 0 | 0 | 0 | 0 | 0 | 0 | 0 | 0 | 0 | 0 | 0 | 0 | 0 | 0 | 0 | 0 | 0 | 0
F11_Industrial_Industrial - ID_New_Space Heating_Natural Gas_Ducting - Repair and Sealing_A_Achievable Economic TRC Potential | F11 | Industrial | Industrial - ID | New | Space Heating | Natural Gas | Ducting - Repair and Sealing | A | Purchases (Cumulative) | Achievable Economic TRC Potential | 0 | 0 | 0 | 0 | 0 | 0 | 0 | 0 | 0 | 0 | 0 | 0 | 0 | 0 | 0 | 0 | 0 | 0 | 0 | 0 | 0 | 0 | 0 | 0 | 0 | 0 | 0
F1_Industrial_Industrial - ID_New_Space Heating_Natural Gas_Building Shell - Air Sealing (Infiltration Control)_A_Achievable Economic TRC Potential | F1 | Industrial | Industrial - ID | New | Space Heating | Natural Gas | Building Shell - Air Sealing (Infiltration Control) | A | Integrated Unit Energy Savings (kWh or therms) | Achievable Economic TRC Potential | 0 | 0 | 53.9681 | 52.3617 | 52.0984 | 51.9088 | 51.7407 | 51.5969 | 51.4933 | 51.4163 | 51.3583 | 51.304 | 51.2489 | 51.1938 | 51.1391 | 51.0848 | 51.0312 | 50.98 | 50.9492 | 50.9221 | 50.8989 | 50.8797 | 50.9202 | 50.9576 | 50.9917 | 51.0226 | 51.0504
F2_Industrial_Industrial - ID_New_Space Heating_Natural Gas_Building Shell - Air Sealing (Infiltration Control)_A_Achievable Economic TRC Potential | F2 | Industrial | Industrial - ID | New | Space Heating | Natural Gas | Building Shell - Air Sealing (Infiltration Control) | A | Integrated Unit Summer Peak Savings (kW) | Achievable Economic TRC Potential | 0 | 0 | 0 | 0 | 0 | 0 | 0 | 0 | 0 | 0 | 0 | 0 | 0 | 0 | 0 | 0 | 0 | 0 | 0 | 0 | 0 | 0 | 0 | 0 | 0 | 0 | 0
F3_Industrial_Industrial - ID_New_Space Heating_Natural Gas_Building Shell - Air Sealing (Infiltration Control)_A_Achievable Economic TRC Potential | F3 | Industrial | Industrial - ID | New | Space Heating | Natural Gas | Building Shell - Air Sealing (Infiltration Control) | A | Integrated Unit Winter Peak Savings (kW) | Achievable Economic TRC Potential | 0 | 0 | 0 | 0 | 0 | 0 | 0 | 0 | 0 | 0 | 0 | 0 | 0 | 0 | 0 | 0 | 0 | 0 | 0 | 0 | 0 | 0 | 0 | 0 | 0 | 0 | 0
F4_Industrial_Industrial - ID_New_Space Heating_Natural Gas_Building Shell - Air Sealing (Infiltration Control)_A_Achievable Economic TRC Potential | F4 | Industrial | Industrial - ID | New | Space Heating | Natural Gas | Building Shell - Air Sealing (Infiltration Control) | A | Incremental Energy Savings (MWh or mTherms) | Achievable Economic TRC Potential | 0 | 0 | 1.6317e-06 | 2.0676e-05 | 6.5921e-05 | 0.00015427 | 0.00030319 | 0.00053097 | 0.00085148 | 0.0012684 | 0.0017687 | 0.002317 | 0.0028524 | 0.003281 | 0.0035114 | 0.0034606 | 0.0030851 | 0.0024427 | 0.0015541 | 0.00048973 | 0 | 0 | 0 | 0 | 0 | 0 | 0
F5_Industrial_Industrial - ID_New_Space Heating_Natural Gas_Building Shell - Air Sealing (Infiltration Control)_A_Achievable Economic TRC Potential | F5 | Industrial | Industrial - ID | New | Space Heating | Natural Gas | Building Shell - Air Sealing (Infiltration Control) | A | Incremental Summer Peak Savings (MW) | Achievable Economic TRC Potential | 0 | 0 | 0 | 0 | 0 | 0 | 0 | 0 | 0 | 0 | 0 | 0 | 0 | 0 | 0 | 0 | 0 | 0 | 0 | 0 | 0 | 0 | 0 | 0 | 0 | 0 | 0
F6_Industrial_Industrial - ID_New_Space Heating_Natural Gas_Building Shell - Air Sealing (Infiltration Control)_A_Achievable Economic TRC Potential | F6 | Industrial | Industrial - ID | New | Space Heating | Natural Gas | Building Shell - Air Sealing (Infiltration Control) | A | Incremental Winter Peak Savings (MW) | Achievable Economic TRC Potential | 0 | 0 | 0 | 0 | 0 | 0 | 0 | 0 | 0 | 0 | 0 | 0 | 0 | 0 | 0 | 0 | 0 | 0 | 0 | 0 | 0 | 0 | 0 | 0 | 0 | 0 | 0
F7_Industrial_Industrial - ID_New_Space Heating_Natural Gas_Building Shell - Air Sealing (Infiltration Control)_A_Achievable Economic TRC Potential | F7 | Industrial | Industrial - ID | New | Space Heating | Natural Gas | Building Shell - Air Sealing (Infiltration Control) | A | Cumulative Energy Savings (MWh or mTherms) | Achievable Economic TRC Potential | 0 | 0 | 1.6317e-06 | 2.2259e-05 | 8.8068e-05 | 0.00024201 | 0.00054442 | 0.0010739 | 0.0019232 | 0.0031887 | 0.0049538 | 0.0072656 | 0.01011 | 0.01338 | 0.016877 | 0.02032 | 0.023384 | 0.025803 | 0.027342 | 0.027817 | 0.027804 | 0.027794 | 0.027816 | 0.027836 | 0.027855 | 0.027872 | 0.027887
F8_Industrial_Industrial - ID_New_Space Heating_Natural Gas_Building Shell - Air Sealing (Infiltration Control)_A_Achievable Economic TRC Potential | F8 | Industrial | Industrial - ID | New | Space Heating | Natural Gas | Building Shell - Air Sealing (Infiltration Control) | A | Cumulative Summer Peak Savings (MW) | Achievable Economic TRC Potential | 0 | 0 | 0 | 0 | 0 | 0 | 0 | 0 | 0 | 0 | 0 | 0 | 0 | 0 | 0 | 0 | 0 | 0 | 0 | 0 | 0 | 0 | 0 | 0 | 0 | 0 | 0
F9_Industrial_Industrial - ID_New_Space Heating_Natural Gas_Building Shell - Air Sealing (Infiltration Control)_A_Achievable Economic TRC Potential | F9 | Industrial | Industrial - ID | New | Space Heating | Natural Gas | Building Shell - Air Sealing (Infiltration Control) | A | Cumulative Winter Peak Savings (MW) | Achievable Economic TRC Potential | 0 | 0 | 0 | 0 | 0 | 0 | 0 | 0 | 0 | 0 | 0 | 0 | 0 | 0 | 0 | 0 | 0 | 0 | 0 | 0 | 0 | 0 | 0 | 0 | 0 | 0 | 0
F10_Industrial_Industrial - ID_New_Space Heating_Natural Gas_Building Shell - Air Sealing (Infiltration Control)_A_Achievable Economic TRC Potential | F10 | Industrial | Industrial - ID | New | Space Heating | Natural Gas | Building Shell - Air Sealing (Infiltration Control) | A | Purchases (Incremental) | Achievable Economic TRC Potential | 0 | 0 | 3.0234e-05 | 0.00039487 | 0.0012653 | 0.0029719 | 0.0058598 | 0.010291 | 0.016536 | 0.024668 | 0.034438 | 0.045163 | 0.055657 | 0.06409 | 0.068664 | 0.067742 | 0.060455 | 0.047916 | 0.030504 | 0.0096173 | 0 | 0 | 0 | 0 | 0 | 0 | 0
F11_Industrial_Industrial - ID_New_Space Heating_Natural Gas_Building Shell - Air Sealing (Infiltration Control)_A_Achievable Economic TRC Potential | F11 | Industrial | Industrial - ID | New | Space Heating | Natural Gas | Building Shell - Air Sealing (Infiltration Control) | A | Purchases (Cumulative) | Achievable Economic TRC Potential | 0 | 0 | 3.0234e-05 | 0.00042511 | 0.0016904 | 0.0046623 | 0.010522 | 0.020813 | 0.037349 | 0.062017 | 0.096455 | 0.14162 | 0.19727 | 0.26137 | 0.33003 | 0.39777 | 0.45823 | 0.50614 | 0.53665 | 0.54626 | 0.54626 | 0.54626 | 0.54626 | 0.54626 | 0.54626 | 0.54626 | 0.54626
F1_Industrial_Industrial - ID_New_Space Heating_Natural Gas_Ventilation - Demand Controlled_A_Achievable Economic TRC Potential | F1 | Industrial | Industrial - ID | New | Space Heating | Natural Gas | Ventilation - Demand Controlled | A | Integrated Unit Energy Savings (kWh or therms) | Achievable Economic TRC Potential | 0 | 0 | 0.035608 | 0.032164 | 0.031804 | 0.03161 | 0.031465 | 0.031347 | 0.03126 | 0.031193 | 0.031139 | 0.03109 | 0.031041 | 0.030996 | 0.030952 | 0.030912 | 0.030874 | 0.03084 | 0.03082 | 0.030803 | 0.030788 | 0.030776 | 0.0308 | 0.030823 | 0.030844 | 0.030863 | 0.03088
F2_Industrial_Industrial - ID_New_Space Heating_Natural Gas_Ventilation - Demand Controlled_A_Achievable Economic TRC Potential | F2 | Industrial | Industrial - ID | New | Space Heating | Natural Gas | Ventilation - Demand Controlled | A | Integrated Unit Summer Peak Savings (kW) | Achievable Economic TRC Potential | 0 | 0 | 0 | 0 | 0 | 0 | 0 | 0 | 0 | 0 | 0 | 0 | 0 | 0 | 0 | 0 | 0 | 0 | 0 | 0 | 0 | 0 | 0 | 0 | 0 | 0 | 0
F3_Industrial_Industrial - ID_New_Space Heating_Natural Gas_Ventilation - Demand Controlled_A_Achievable Economic TRC Potential | F3 | Industrial | Industrial - ID | New | Space Heating | Natural Gas | Ventilation - Demand Controlled | A | Integrated Unit Winter Peak Savings (kW) | Achievable Economic TRC Potential | 0 | 0 | 0 | 0 | 0 | 0 | 0 | 0 | 0 | 0 | 0 | 0 | 0 | 0 | 0 | 0 | 0 | 0 | 0 | 0 | 0 | 0 | 0 | 0 | 0 | 0 | 0
F4_Industrial_Industrial - ID_New_Space Heating_Natural Gas_Ventilation - Demand Controlled_A_Achievable Economic TRC Potential | F4 | Industrial | Industrial - ID | New | Space Heating | Natural Gas | Ventilation - Demand Controlled | A | Incremental Energy Savings (MWh or mTherms) | Achievable Economic TRC Potential | 0 | 0 | 0 | 0 | 0 | 0 | 0 | 0 | 0 | 0 | 0 | 0 | 0 | 0 | 0 | 0 | 0 | 0 | 0 | 0 | 0 | 0 | 0 | 0 | 0 | 0 | 0
F5_Industrial_Industrial - ID_New_Space Heating_Natural Gas_Ventilation - Demand Controlled_A_Achievable Economic TRC Potential | F5 | Industrial | Industrial - ID | New | Space Heating | Natural Gas | Ventilation - Demand Controlled | A | Incremental Summer Peak Savings (MW) | Achievable Economic TRC Potential | 0 | 0 | 0 | 0 | 0 | 0 | 0 | 0 | 0 | 0 | 0 | 0 | 0 | 0 | 0 | 0 | 0 | 0 | 0 | 0 | 0 | 0 | 0 | 0 | 0 | 0 | 0
F6_Industrial_Industrial - ID_New_Space Heating_Natural Gas_Ventilation - Demand Controlled_A_Achievable Economic TRC Potential | F6 | Industrial | Industrial - ID | New | Space Heating | Natural Gas | Ventilation - Demand Controlled | A | Incremental Winter Peak Savings (MW) | Achievable Economic TRC Potential | 0 | 0 | 0 | 0 | 0 | 0 | 0 | 0 | 0 | 0 | 0 | 0 | 0 | 0 | 0 | 0 | 0 | 0 | 0 | 0 | 0 | 0 | 0 | 0 | 0 | 0 | 0
F7_Industrial_Industrial - ID_New_Space Heating_Natural Gas_Ventilation - Demand Controlled_A_Achievable Economic TRC Potential | F7 | Industrial | Industrial - ID | New | Space Heating | Natural Gas | Ventilation - Demand Controlled | A | Cumulative Energy Savings (MWh or mTherms) | Achievable Economic TRC Potential | 0 | 0 | 0 | 0 | 0 | 0 | 0 | 0 | 0 | 0 | 0 | 0 | 0 | 0 | 0 | 0 | 0 | 0 | 0 | 0 | 0 | 0 | 0 | 0 | 0 | 0 | 0
F8_Industrial_Industrial - ID_New_Space Heating_Natural Gas_Ventilation - Demand Controlled_A_Achievable Economic TRC Potential | F8 | Industrial | Industrial - ID | New | Space Heating | Natural Gas | Ventilation - Demand Controlled | A | Cumulative Summer Peak Savings (MW) | Achievable Economic TRC Potential | 0 | 0 | 0 | 0 | 0 | 0 | 0 | 0 | 0 | 0 | 0 | 0 | 0 | 0 | 0 | 0 | 0 | 0 | 0 | 0 | 0 | 0 | 0 | 0 | 0 | 0 | 0
F9_Industrial_Industrial - ID_New_Space Heating_Natural Gas_Ventilation - Demand Controlled_A_Achievable Economic TRC Potential | F9 | Industrial | Industrial - ID | New | Space Heating | Natural Gas | Ventilation - Demand Controlled | A | Cumulative Winter Peak Savings (MW) | Achievable Economic TRC Potential | 0 | 0 | 0 | 0 | 0 | 0 | 0 | 0 | 0 | 0 | 0 | 0 | 0 | 0 | 0 | 0 | 0 | 0 | 0 | 0 | 0 | 0 | 0 | 0 | 0 | 0 | 0
F10_Industrial_Industrial - ID_New_Space Heating_Natural Gas_Ventilation - Demand Controlled_A_Achievable Economic TRC Potential | F10 | Industrial | Industrial - ID | New | Space Heating | Natural Gas | Ventilation - Demand Controlled | A | Purchases (Incremental) | Achievable Economic TRC Potential | 0 | 0 | 0 | 0 | 0 | 0 | 0 | 0 | 0 | 0 | 0 | 0 | 0 | 0 | 0 | 0 | 0 | 0 | 0 | 0 | 0 | 0 | 0 | 0 | 0 | 0 | 0
F11_Industrial_Industrial - ID_New_Space Heating_Natural Gas_Ventilation - Demand Controlled_A_Achievable Economic TRC Potential | F11 | Industrial | Industrial - ID | New | Space Heating | Natural Gas | Ventilation - Demand Controlled | A | Purchases (Cumulative) | Achievable Economic TRC Potential | 0 | 0 | 0 | 0 | 0 | 0 | 0 | 0 | 0 | 0 | 0 | 0 | 0 | 0 | 0 | 0 | 0 | 0 | 0 | 0 | 0 | 0 | 0 | 0 | 0 | 0 | 0
F1_Industrial_Industrial - ID_New_Space Heating_Natural Gas_Destratification Fans (HVLS)_A_Achievable Economic TRC Potential | F1 | Industrial | Industrial - ID | New | Space Heating | Natural Gas | Destratification Fans (HVLS) | A | Integrated Unit Energy Savings (kWh or therms) | Achievable Economic TRC Potential | 0 | 0 | 133379.3938 | 129439.7186 | 128885.5423 | 128514.8517 | 128199.2687 | 127944.3356 | 127789.4117 | 127700.8271 | 127660.244 | 127629.0877 | 127596.6813 | 127564.7486 | 127534.1857 | 127505.4239 | 127478.6306 | 127455.7562 | 127470.6294 | 127483.9443 | 127497.8046 | 127514.2691 | 127533.0724 | 127551.835 | 127569.2274 | 127584.4936 | 127597.2584
F2_Industrial_Industrial - ID_New_Space Heating_Natural Gas_Destratification Fans (HVLS)_A_Achievable Economic TRC Potential | F2 | Industrial | Industrial - ID | New | Space Heating | Natural Gas | Destratification Fans (HVLS) | A | Integrated Unit Summer Peak Savings (kW) | Achievable Economic TRC Potential | 0 | 0 | 0 | 0 | 0 | 0 | 0 | 0 | 0 | 0 | 0 | 0 | 0 | 0 | 0 | 0 | 0 | 0 | 0 | 0 | 0 | 0 | 0 | 0 | 0 | 0 | 0
F3_Industrial_Industrial - ID_New_Space Heating_Natural Gas_Destratification Fans (HVLS)_A_Achievable Economic TRC Potential | F3 | Industrial | Industrial - ID | New | Space Heating | Natural Gas | Destratification Fans (HVLS) | A | Integrated Unit Winter Peak Savings (kW) | Achievable Economic TRC Potential | 0 | 0 | 0 | 0 | 0 | 0 | 0 | 0 | 0 | 0 | 0 | 0 | 0 | 0 | 0 | 0 | 0 | 0 | 0 | 0 | 0 | 0 | 0 | 0 | 0 | 0 | 0
F4_Industrial_Industrial - ID_New_Space Heating_Natural Gas_Destratification Fans (HVLS)_A_Achievable Economic TRC Potential | F4 | Industrial | Industrial - ID | New | Space Heating | Natural Gas | Destratification Fans (HVLS) | A | Incremental Energy Savings (MWh or mTherms) | Achievable Economic TRC Potential | 0 | 0 | 0.00059523 | 0.0037742 | 0.0067821 | 0.0097646 | 0.012653 | 0.015485 | 0.018269 | 0.021009 | 0.023707 | 0.026357 | 0.02896 | 0.031516 | 0.034026 | 0.036492 | 0.038915 | 0.040726 | 0.039929 | 0.039248 | 0.038539 | 0.037873 | 0 | 0 | 0 | 0 | 0
F5_Industrial_Industrial - ID_New_Space Heating_Natural Gas_Destratification Fans (HVLS)_A_Achievable Economic TRC Potential | F5 | Industrial | Industrial - ID | New | Space Heating | Natural Gas | Destratification Fans (HVLS) | A | Incremental Summer Peak Savings (MW) | Achievable Economic TRC Potential | 0 | 0 | 0 | 0 | 0 | 0 | 0 | 0 | 0 | 0 | 0 | 0 | 0 | 0 | 0 | 0 | 0 | 0 | 0 | 0 | 0 | 0 | 0 | 0 | 0 | 0 | 0
F6_Industrial_Industrial - ID_New_Space Heating_Natural Gas_Destratification Fans (HVLS)_A_Achievable Economic TRC Potential | F6 | Industrial | Industrial - ID | New | Space Heating | Natural Gas | Destratification Fans (HVLS) | A | Incremental Winter Peak Savings (MW) | Achievable Economic TRC Potential | 0 | 0 | 0 | 0 | 0 | 0 | 0 | 0 | 0 | 0 | 0 | 0 | 0 | 0 | 0 | 0 | 0 | 0 | 0 | 0 | 0 | 0 | 0 | 0 | 0 | 0 | 0
F7_Industrial_Industrial - ID_New_Space Heating_Natural Gas_Destratification Fans (HVLS)_A_Achievable Economic TRC Potential | F7 | Industrial | Industrial - ID | New | Space Heating | Natural Gas | Destratification Fans (HVLS) | A | Cumulative Energy Savings (MWh or mTherms) | Achievable Economic TRC Potential | 0 | 0 | 0.00059523 | 0.0043518 | 0.011115 | 0.020848 | 0.03345 | 0.048868 | 0.067078 | 0.088041 | 0.11172 | 0.13805 | 0.16697 | 0.19845 | 0.23243 | 0.26887 | 0.30773 | 0.3484 | 0.38837 | 0.42765 | 0.46624 | 0.50417 | 0.50425 | 0.50432 | 0.50439 | 0.50445 | 0.5045
F8_Industrial_Industrial - ID_New_Space Heating_Natural Gas_Destratification Fans (HVLS)_A_Achievable Economic TRC Potential | F8 | Industrial | Industrial - ID | New | Space Heating | Natural Gas | Destratification Fans (HVLS) | A | Cumulative Summer Peak Savings (MW) | Achievable Economic TRC Potential | 0 | 0 | 0 | 0 | 0 | 0 | 0 | 0 | 0 | 0 | 0 | 0 | 0 | 0 | 0 | 0 | 0 | 0 | 0 | 0 | 0 | 0 | 0 | 0 | 0 | 0 | 0
F9_Industrial_Industrial - ID_New_Space Heating_Natural Gas_Destratification Fans (HVLS)_A_Achievable Economic TRC Potential | F9 | Industrial | Industrial - ID | New | Space Heating | Natural Gas | Destratification Fans (HVLS) | A | Cumulative Winter Peak Savings (MW) | Achievable Economic TRC Potential | 0 | 0 | 0 | 0 | 0 | 0 | 0 | 0 | 0 | 0 | 0 | 0 | 0 | 0 | 0 | 0 | 0 | 0 | 0 | 0 | 0 | 0 | 0 | 0 | 0 | 0 | 0
F10_Industrial_Industrial - ID_New_Space Heating_Natural Gas_Destratification Fans (HVLS)_A_Achievable Economic TRC Potential | F10 | Industrial | Industrial - ID | New | Space Heating | Natural Gas | Destratification Fans (HVLS) | A | Purchases (Incremental) | Achievable Economic TRC Potential | 0 | 0 | 4.4627e-06 | 2.9158e-05 | 5.2621e-05 | 7.5981e-05 | 9.8701e-05 | 0.00012103 | 0.00014296 | 0.00016452 | 0.0001857 | 0.00020651 | 0.00022696 | 0.00024706 | 0.0002668 | 0.0002862 | 0.00030527 | 0.00031953 | 0.00031324 | 0.00030786 | 0.00030227 | 0.00029701 | 0 | 0 | 0 | 0 | 0
F11_Industrial_Industrial - ID_New_Space Heating_Natural Gas_Destratification Fans (HVLS)_A_Achievable Economic TRC Potential | F11 | Industrial | Industrial - ID | New | Space Heating | Natural Gas | Destratification Fans (HVLS) | A | Purchases (Cumulative) | Achievable Economic TRC Potential | 0 | 0 | 4.4627e-06 | 3.362e-05 | 8.6242e-05 | 0.00016222 | 0.00026092 | 0.00038195 | 0.00052491 | 0.00068943 | 0.00087513 | 0.0010816 | 0.0013086 | 0.0015557 | 0.0018225 | 0.0021087 | 0.0024139 | 0.0027335 | 0.0030467 | 0.0033546 | 0.0036568 | 0.0039539 | 0.0039539 | 0.0039539 | 0.0039539 | 0.0039539 | 0.0039539
F1_Industrial_Industrial - ID_New_Space Heating_Natural Gas_Condensing RTU_A_Achievable Economic TRC Potential | F1 | Industrial | Industrial - ID | New | Space Heating | Natural Gas | Condensing RTU | A | Integrated Unit Energy Savings (kWh or therms) | Achievable Economic TRC Potential | 0 | 0 | 0.057327 | 0.051783 | 0.051203 | 0.050891 | 0.050657 | 0.050469 | 0.050329 | 0.050221 | 0.050135 | 0.050056 | 0.049979 | 0.049905 | 0.049835 | 0.04977 | 0.049709 | 0.049654 | 0.049623 | 0.049596 | 0.049572 | 0.049552 | 0.049592 | 0.049628 | 0.049662 | 0.049693 | 0.04972
F2_Industrial_Industrial - ID_New_Space Heating_Natural Gas_Condensing RTU_A_Achievable Economic TRC Potential | F2 | Industrial | Industrial - ID | New | Space Heating | Natural Gas | Condensing RTU | A | Integrated Unit Summer Peak Savings (kW) | Achievable Economic TRC Potential | 0 | 0 | 0 | 0 | 0 | 0 | 0 | 0 | 0 | 0 | 0 | 0 | 0 | 0 | 0 | 0 | 0 | 0 | 0 | 0 | 0 | 0 | 0 | 0 | 0 | 0 | 0
F3_Industrial_Industrial - ID_New_Space Heating_Natural Gas_Condensing RTU_A_Achievable Economic TRC Potential | F3 | Industrial | Industrial - ID | New | Space Heating | Natural Gas | Condensing RTU | A | Integrated Unit Winter Peak Savings (kW) | Achievable Economic TRC Potential | 0 | 0 | 0 | 0 | 0 | 0 | 0 | 0 | 0 | 0 | 0 | 0 | 0 | 0 | 0 | 0 | 0 | 0 | 0 | 0 | 0 | 0 | 0 | 0 | 0 | 0 | 0
F4_Industrial_Industrial - ID_New_Space Heating_Natural Gas_Condensing RTU_A_Achievable Economic TRC Potential | F4 | Industrial | Industrial - ID | New | Space Heating | Natural Gas | Condensing RTU | A | Incremental Energy Savings (MWh or mTherms) | Achievable Economic TRC Potential | 0 | 0 | 0 | 0 | 0 | 0 | 0 | 0 | 0 | 0 | 0 | 0 | 0 | 0 | 0 | 0 | 0 | 0 | 0 | 0 | 0 | 0 | 0 | 0 | 0 | 0 | 0
F5_Industrial_Industrial - ID_New_Space Heating_Natural Gas_Condensing RTU_A_Achievable Economic TRC Potential | F5 | Industrial | Industrial - ID | New | Space Heating | Natural Gas | Condensing RTU | A | Incremental Summer Peak Savings (MW) | Achievable Economic TRC Potential | 0 | 0 | 0 | 0 | 0 | 0 | 0 | 0 | 0 | 0 | 0 | 0 | 0 | 0 | 0 | 0 | 0 | 0 | 0 | 0 | 0 | 0 | 0 | 0 | 0 | 0 | 0
F6_Industrial_Industrial - ID_New_Space Heating_Natural Gas_Condensing RTU_A_Achievable Economic TRC Potential | F6 | Industrial | Industrial - ID | New | Space Heating | Natural Gas | Condensing RTU | A | Incremental Winter Peak Savings (MW) | Achievable Economic TRC Potential | 0 | 0 | 0 | 0 | 0 | 0 | 0 | 0 | 0 | 0 | 0 | 0 | 0 | 0 | 0 | 0 | 0 | 0 | 0 | 0 | 0 | 0 | 0 | 0 | 0 | 0 | 0
F7_Industrial_Industrial - ID_New_Space Heating_Natural Gas_Condensing RTU_A_Achievable Economic TRC Potential | F7 | Industrial | Industrial - ID | New | Space Heating | Natural Gas | Condensing RTU | A | Cumulative Energy Savings (MWh or mTherms) | Achievable Economic TRC Potential | 0 | 0 | 0 | 0 | 0 | 0 | 0 | 0 | 0 | 0 | 0 | 0 | 0 | 0 | 0 | 0 | 0 | 0 | 0 | 0 | 0 | 0 | 0 | 0 | 0 | 0 | 0
F8_Industrial_Industrial - ID_New_Space Heating_Natural Gas_Condensing RTU_A_Achievable Economic TRC Potential | F8 | Industrial | Industrial - ID | New | Space Heating | Natural Gas | Condensing RTU | A | Cumulative Summer Peak Savings (MW) | Achievable Economic TRC Potential | 0 | 0 | 0 | 0 | 0 | 0 | 0 | 0 | 0 | 0 | 0 | 0 | 0 | 0 | 0 | 0 | 0 | 0 | 0 | 0 | 0 | 0 | 0 | 0 | 0 | 0 | 0
F9_Industrial_Industrial - ID_New_Space Heating_Natural Gas_Condensing RTU_A_Achievable Economic TRC Potential | F9 | Industrial | Industrial - ID | New | Space Heating | Natural Gas | Condensing RTU | A | Cumulative Winter Peak Savings (MW) | Achievable Economic TRC Potential | 0 | 0 | 0 | 0 | 0 | 0 | 0 | 0 | 0 | 0 | 0 | 0 | 0 | 0 | 0 | 0 | 0 | 0 | 0 | 0 | 0 | 0 | 0 | 0 | 0 | 0 | 0
F10_Industrial_Industrial - ID_New_Space Heating_Natural Gas_Condensing RTU_A_Achievable Economic TRC Potential | F10 | Industrial | Industrial - ID | New | Space Heating | Natural Gas | Condensing RTU | A | Purchases (Incremental) | Achievable Economic TRC Potential | 0 | 0 | 0 | 0 | 0 | 0 | 0 | 0 | 0 | 0 | 0 | 0 | 0 | 0 | 0 | 0 | 0 | 0 | 0 | 0 | 0 | 0 | 0 | 0 | 0 | 0 | 0
F11_Industrial_Industrial - ID_New_Space Heating_Natural Gas_Condensing RTU_A_Achievable Economic TRC Potential | F11 | Industrial | Industrial - ID | New | Space Heating | Natural Gas | Condensing RTU | A | Purchases (Cumulative) | Achievable Economic TRC Potential | 0 | 0 | 0 | 0 | 0 | 0 | 0 | 0 | 0 | 0 | 0 | 0 | 0 | 0 | 0 | 0 | 0 | 0 | 0 | 0 | 0 | 0 | 0 | 0 | 0 | 0 | 0
F1_Industrial_Industrial - ID_New_Space Heating_Natural Gas_Industrial Air Curtains_A_Achievable Economic TRC Potential | F1 | Industrial | Industrial - ID | New | Space Heating | Natural Gas | Industrial Air Curtains | A | Integrated Unit Energy Savings (kWh or therms) | Achievable Economic TRC Potential | 0 | 0 | -0.01691 | -0.016416 | -0.01636 | -0.016328 | -0.016304 | -0.016283 | -0.016265 | -0.016249 | -0.016235 | -0.016223 | -0.016213 | -0.016204 | -0.016195 | -0.016188 | -0.016181 | -0.016175 | -0.016175 | -0.016174 | -0.016174 | -0.016175 | -0.016175 | -0.016176 | -0.016177 | -0.016178 | -0.016179
F2_Industrial_Industrial - ID_New_Space Heating_Natural Gas_Industrial Air Curtains_A_Achievable Economic TRC Potential | F2 | Industrial | Industrial - ID | New | Space Heating | Natural Gas | Industrial Air Curtains | A | Integrated Unit Summer Peak Savings (kW) | Achievable Economic TRC Potential | 0 | 0 | 0 | 0 | 0 | 0 | 0 | 0 | 0 | 0 | 0 | 0 | 0 | 0 | 0 | 0 | 0 | 0 | 0 | 0 | 0 | 0 | 0 | 0 | 0 | 0 | 0
F3_Industrial_Industrial - ID_New_Space Heating_Natural Gas_Industrial Air Curtains_A_Achievable Economic TRC Potential | F3 | Industrial | Industrial - ID | New | Space Heating | Natural Gas | Industrial Air Curtains | A | Integrated Unit Winter Peak Savings (kW) | Achievable Economic TRC Potential | 0 | 0 | 0 | 0 | 0 | 0 | 0 | 0 | 0 | 0 | 0 | 0 | 0 | 0 | 0 | 0 | 0 | 0 | 0 | 0 | 0 | 0 | 0 | 0 | 0 | 0 | 0
F4_Industrial_Industrial - ID_New_Space Heating_Natural Gas_Industrial Air Curtains_A_Achievable Economic TRC Potential | F4 | Industrial | Industrial - ID | New | Space Heating | Natural Gas | Industrial Air Curtains | A | Incremental Energy Savings (MWh or mTherms) | Achievable Economic TRC Potential | 0 | 0 | 0 | 0 | 0 | 0 | 0 | 0 | 0 | 0 | 0 | 0 | 0 | 0 | 0 | 0 | 0 | 0 | 0 | 0 | 0 | 0 | 0 | 0 | 0 | 0 | 0
F5_Industrial_Industrial - ID_New_Space Heating_Natural Gas_Industrial Air Curtains_A_Achievable Economic TRC Potential | F5 | Industrial | Industrial - ID | New | Space Heating | Natural Gas | Industrial Air Curtains | A | Incremental Summer Peak Savings (MW) | Achievable Economic TRC Potential | 0 | 0 | 0 | 0 | 0 | 0 | 0 | 0 | 0 | 0 | 0 | 0 | 0 | 0 | 0 | 0 | 0 | 0 | 0 | 0 | 0 | 0 | 0 | 0 | 0 | 0 | 0
F6_Industrial_Industrial - ID_New_Space Heating_Natural Gas_Industrial Air Curtains_A_Achievable Economic TRC Potential | F6 | Industrial | Industrial - ID | New | Space Heating | Natural Gas | Industrial Air Curtains | A | Incremental Winter Peak Savings (MW) | Achievable Economic TRC Potential | 0 | 0 | 0 | 0 | 0 | 0 | 0 | 0 | 0 | 0 | 0 | 0 | 0 | 0 | 0 | 0 | 0 | 0 | 0 | 0 | 0 | 0 | 0 | 0 | 0 | 0 | 0
F7_Industrial_Industrial - ID_New_Space Heating_Natural Gas_Industrial Air Curtains_A_Achievable Economic TRC Potential | F7 | Industrial | Industrial - ID | New | Space Heating | Natural Gas | Industrial Air Curtains | A | Cumulative Energy Savings (MWh or mTherms) | Achievable Economic TRC Potential | 0 | 0 | 0 | 0 | 0 | 0 | 0 | 0 | 0 | 0 | 0 | 0 | 0 | 0 | 0 | 0 | 0 | 0 | 0 | 0 | 0 | 0 | 0 | 0 | 0 | 0 | 0
F8_Industrial_Industrial - ID_New_Space Heating_Natural Gas_Industrial Air Curtains_A_Achievable Economic TRC Potential | F8 | Industrial | Industrial - ID | New | Space Heating | Natural Gas | Industrial Air Curtains | A | Cumulative Summer Peak Savings (MW) | Achievable Economic TRC Potential | 0 | 0 | 0 | 0 | 0 | 0 | 0 | 0 | 0 | 0 | 0 | 0 | 0 | 0 | 0 | 0 | 0 | 0 | 0 | 0 | 0 | 0 | 0 | 0 | 0 | 0 | 0
F9_Industrial_Industrial - ID_New_Space Heating_Natural Gas_Industrial Air Curtains_A_Achievable Economic TRC Potential | F9 | Industrial | Industrial - ID | New | Space Heating | Natural Gas | Industrial Air Curtains | A | Cumulative Winter Peak Savings (MW) | Achievable Economic TRC Potential | 0 | 0 | 0 | 0 | 0 | 0 | 0 | 0 | 0 | 0 | 0 | 0 | 0 | 0 | 0 | 0 | 0 | 0 | 0 | 0 | 0 | 0 | 0 | 0 | 0 | 0 | 0
F10_Industrial_Industrial - ID_New_Space Heating_Natural Gas_Industrial Air Curtains_A_Achievable Economic TRC Potential | F10 | Industrial | Industrial - ID | New | Space Heating | Natural Gas | Industrial Air Curtains | A | Purchases (Incremental) | Achievable Economic TRC Potential | 0 | 0 | 0 | 0 | 0 | 0 | 0 | 0 | 0 | 0 | 0 | 0 | 0 | 0 | 0 | 0 | 0 | 0 | 0 | 0 | 0 | 0 | 0 | 0 | 0 | 0 | 0
F11_Industrial_Industrial - ID_New_Space Heating_Natural Gas_Industrial Air Curtains_A_Achievable Economic TRC Potential | F11 | Industrial | Industrial - ID | New | Space Heating | Natural Gas | Industrial Air Curtains | A | Purchases (Cumulative) | Achievable Economic TRC Potential | 0 | 0 | 0 | 0 | 0 | 0 | 0 | 0 | 0 | 0 | 0 | 0 | 0 | 0 | 0 | 0 | 0 | 0 | 0 | 0 | 0 | 0 | 0 | 0 | 0 | 0 | 0
F1_Industrial_Industrial - ID_New_Space Heating_Natural Gas_HVAC - Energy Recovery Ventilator_A_Achievable Economic TRC Potential | F1 | Industrial | Industrial - ID | New | Space Heating | Natural Gas | HVAC - Energy Recovery Ventilator | A | Integrated Unit Energy Savings (kWh or therms) | Achievable Economic TRC Potential | 0 | 0 | 0.17534 | 0.17012 | 0.16925 | 0.16862 | 0.16805 | 0.16756 | 0.16718 | 0.16688 | 0.16664 | 0.16641 | 0.16618 | 0.16596 | 0.16575 | 0.16555 | 0.16536 | 0.16519 | 0.1651 | 0.16502 | 0.16496 | 0.16492 | 0.16507 | 0.1652 | 0.16533 | 0.16544 | 0.16554
F2_Industrial_Industrial - ID_New_Space Heating_Natural Gas_HVAC - Energy Recovery Ventilator_A_Achievable Economic TRC Potential | F2 | Industrial | Industrial - ID | New | Space Heating | Natural Gas | HVAC - Energy Recovery Ventilator | A | Integrated Unit Summer Peak Savings (kW) | Achievable Economic TRC Potential | 0 | 0 | 0 | 0 | 0 | 0 | 0 | 0 | 0 | 0 | 0 | 0 | 0 | 0 | 0 | 0 | 0 | 0 | 0 | 0 | 0 | 0 | 0 | 0 | 0 | 0 | 0
F3_Industrial_Industrial - ID_New_Space Heating_Natural Gas_HVAC - Energy Recovery Ventilator_A_Achievable Economic TRC Potential | F3 | Industrial | Industrial - ID | New | Space Heating | Natural Gas | HVAC - Energy Recovery Ventilator | A | Integrated Unit Winter Peak Savings (kW) | Achievable Economic TRC Potential | 0 | 0 | 0 | 0 | 0 | 0 | 0 | 0 | 0 | 0 | 0 | 0 | 0 | 0 | 0 | 0 | 0 | 0 | 0 | 0 | 0 | 0 | 0 | 0 | 0 | 0 | 0
F4_Industrial_Industrial - ID_New_Space Heating_Natural Gas_HVAC - Energy Recovery Ventilator_A_Achievable Economic TRC Potential | F4 | Industrial | Industrial - ID | New | Space Heating | Natural Gas | HVAC - Energy Recovery Ventilator | A | Incremental Energy Savings (MWh or mTherms) | Achievable Economic TRC Potential | 0 | 0 | 0 | 0 | 0 | 0 | 0 | 0 | 0 | 0 | 0 | 0 | 0 | 0 | 0 | 0 | 0 | 0 | 0 | 0 | 0 | 0 | 0 | 0 | 0 | 0 | 0
F5_Industrial_Industrial - ID_New_Space Heating_Natural Gas_HVAC - Energy Recovery Ventilator_A_Achievable Economic TRC Potential | F5 | Industrial | Industrial - ID | New | Space Heating | Natural Gas | HVAC - Energy Recovery Ventilator | A | Incremental Summer Peak Savings (MW) | Achievable Economic TRC Potential | 0 | 0 | 0 | 0 | 0 | 0 | 0 | 0 | 0 | 0 | 0 | 0 | 0 | 0 | 0 | 0 | 0 | 0 | 0 | 0 | 0 | 0 | 0 | 0 | 0 | 0 | 0
F6_Industrial_Industrial - ID_New_Space Heating_Natural Gas_HVAC - Energy Recovery Ventilator_A_Achievable Economic TRC Potential | F6 | Industrial | Industrial - ID | New | Space Heating | Natural Gas | HVAC - Energy Recovery Ventilator | A | Incremental Winter Peak Savings (MW) | Achievable Economic TRC Potential | 0 | 0 | 0 | 0 | 0 | 0 | 0 | 0 | 0 | 0 | 0 | 0 | 0 | 0 | 0 | 0 | 0 | 0 | 0 | 0 | 0 | 0 | 0 | 0 | 0 | 0 | 0
F7_Industrial_Industrial - ID_New_Space Heating_Natural Gas_HVAC - Energy Recovery Ventilator_A_Achievable Economic TRC Potential | F7 | Industrial | Industrial - ID | New | Space Heating | Natural Gas | HVAC - Energy Recovery Ventilator | A | Cumulative Energy Savings (MWh or mTherms) | Achievable Economic TRC Potential | 0 | 0 | 0 | 0 | 0 | 0 | 0 | 0 | 0 | 0 | 0 | 0 | 0 | 0 | 0 | 0 | 0 | 0 | 0 | 0 | 0 | 0 | 0 | 0 | 0 | 0 | 0
F8_Industrial_Industrial - ID_New_Space Heating_Natural Gas_HVAC - Energy Recovery Ventilator_A_Achievable Economic TRC Potential | F8 | Industrial | Industrial - ID | New | Space Heating | Natural Gas | HVAC - Energy Recovery Ventilator | A | Cumulative Summer Peak Savings (MW) | Achievable Economic TRC Potential | 0 | 0 | 0 | 0 | 0 | 0 | 0 | 0 | 0 | 0 | 0 | 0 | 0 | 0 | 0 | 0 | 0 | 0 | 0 | 0 | 0 | 0 | 0 | 0 | 0 | 0 | 0
F9_Industrial_Industrial - ID_New_Space Heating_Natural Gas_HVAC - Energy Recovery Ventilator_A_Achievable Economic TRC Potential | F9 | Industrial | Industrial - ID | New | Space Heating | Natural Gas | HVAC - Energy Recovery Ventilator | A | Cumulative Winter Peak Savings (MW) | Achievable Economic TRC Potential | 0 | 0 | 0 | 0 | 0 | 0 | 0 | 0 | 0 | 0 | 0 | 0 | 0 | 0 | 0 | 0 | 0 | 0 | 0 | 0 | 0 | 0 | 0 | 0 | 0 | 0 | 0
F10_Industrial_Industrial - ID_New_Space Heating_Natural Gas_HVAC - Energy Recovery Ventilator_A_Achievable Economic TRC Potential | F10 | Industrial | Industrial - ID | New | Space Heating | Natural Gas | HVAC - Energy Recovery Ventilator | A | Purchases (Incremental) | Achievable Economic TRC Potential | 0 | 0 | 0 | 0 | 0 | 0 | 0 | 0 | 0 | 0 | 0 | 0 | 0 | 0 | 0 | 0 | 0 | 0 | 0 | 0 | 0 | 0 | 0 | 0 | 0 | 0 | 0
F11_Industrial_Industrial - ID_New_Space Heating_Natural Gas_HVAC - Energy Recovery Ventilator_A_Achievable Economic TRC Potential | F11 | Industrial | Industrial - ID | New | Space Heating | Natural Gas | HVAC - Energy Recovery Ventilator | A | Purchases (Cumulative) | Achievable Economic TRC Potential | 0 | 0 | 0 | 0 | 0 | 0 | 0 | 0 | 0 | 0 | 0 | 0 | 0 | 0 | 0 | 0 | 0 | 0 | 0 | 0 | 0 | 0 | 0 | 0 | 0 | 0 | 0
F1_Industrial_Industrial - ID_New_Space Heating_Natural Gas_Thermostat - Connected_A_Achievable Economic TRC Potential | F1 | Industrial | Industrial - ID | New | Space Heating | Natural Gas | Thermostat - Connected | A | Integrated Unit Energy Savings (kWh or therms) | Achievable Economic TRC Potential | 0 | 0 | 8481.1157 | 8232.9534 | 8205.1339 | 8189.1129 | 8176.7662 | 8166.2358 | 8157.1527 | 8149.2681 | 8142.3848 | 8136.3471 | 8131.0285 | 8126.3247 | 8122.1487 | 8118.4278 | 8115.1004 | 8112.2377 | 8111.9524 | 8111.712 | 8111.6266 | 8111.8083 | 8112.2252 | 8112.7135 | 8113.1788 | 8113.5647 | 8113.8405
F2_Industrial_Industrial - ID_New_Space Heating_Natural Gas_Thermostat - Connected_A_Achievable Economic TRC Potential | F2 | Industrial | Industrial - ID | New | Space Heating | Natural Gas | Thermostat - Connected | A | Integrated Unit Summer Peak Savings (kW) | Achievable Economic TRC Potential | 0 | 0 | 0 | 0 | 0 | 0 | 0 | 0 | 0 | 0 | 0 | 0 | 0 | 0 | 0 | 0 | 0 | 0 | 0 | 0 | 0 | 0 | 0 | 0 | 0 | 0 | 0
F3_Industrial_Industrial - ID_New_Space Heating_Natural Gas_Thermostat - Connected_A_Achievable Economic TRC Potential | F3 | Industrial | Industrial - ID | New | Space Heating | Natural Gas | Thermostat - Connected | A | Integrated Unit Winter Peak Savings (kW) | Achievable Economic TRC Potential | 0 | 0 | 0 | 0 | 0 | 0 | 0 | 0 | 0 | 0 | 0 | 0 | 0 | 0 | 0 | 0 | 0 | 0 | 0 | 0 | 0 | 0 | 0 | 0 | 0 | 0 | 0
F4_Industrial_Industrial - ID_New_Space Heating_Natural Gas_Thermostat - Connected_A_Achievable Economic TRC Potential | F4 | Industrial | Industrial - ID | New | Space Heating | Natural Gas | Thermostat - Connected | A | Incremental Energy Savings (MWh or mTherms) | Achievable Economic TRC Potential | 0 | 0 | 0.0007203 | 0.0045685 | 0.008217 | 0.011841 | 0.015359 | 0.016235 | 0.011453 | 0.0065358 | 0.0014861 | 0 | 0 | 0 | 0 | 0 | 0 | 0 | 0 | 0 | 0 | 0 | 0 | 0 | 0 | 0 | 0
F5_Industrial_Industrial - ID_New_Space Heating_Natural Gas_Thermostat - Connected_A_Achievable Economic TRC Potential | F5 | Industrial | Industrial - ID | New | Space Heating | Natural Gas | Thermostat - Connected | A | Incremental Summer Peak Savings (MW) | Achievable Economic TRC Potential | 0 | 0 | 0 | 0 | 0 | 0 | 0 | 0 | 0 | 0 | 0 | 0 | 0 | 0 | 0 | 0 | 0 | 0 | 0 | 0 | 0 | 0 | 0 | 0 | 0 | 0 | 0
F6_Industrial_Industrial - ID_New_Space Heating_Natural Gas_Thermostat - Connected_A_Achievable Economic TRC Potential | F6 | Industrial | Industrial - ID | New | Space Heating | Natural Gas | Thermostat - Connected | A | Incremental Winter Peak Savings (MW) | Achievable Economic TRC Potential | 0 | 0 | 0 | 0 | 0 | 0 | 0 | 0 | 0 | 0 | 0 | 0 | 0 | 0 | 0 | 0 | 0 | 0 | 0 | 0 | 0 | 0 | 0 | 0 | 0 | 0 | 0
F7_Industrial_Industrial - ID_New_Space Heating_Natural Gas_Thermostat - Connected_A_Achievable Economic TRC Potential | F7 | Industrial | Industrial - ID | New | Space Heating | Natural Gas | Thermostat - Connected | A | Cumulative Energy Savings (MWh or mTherms) | Achievable Economic TRC Potential | 0 | 0 | 0.0007203 | 0.0052677 | 0.013467 | 0.025282 | 0.040603 | 0.056786 | 0.068175 | 0.074645 | 0.076068 | 0.076012 | 0.075962 | 0.075918 | 0.075879 | 0.075845 | 0.075814 | 0.075787 | 0.075784 | 0.075782 | 0.075781 | 0.075783 | 0.075787 | 0.075791 | 0.075796 | 0.075799 | 0.075802
F8_Industrial_Industrial - ID_New_Space Heating_Natural Gas_Thermostat - Connected_A_Achievable Economic TRC Potential | F8 | Industrial | Industrial - ID | New | Space Heating | Natural Gas | Thermostat - Connected | A | Cumulative Summer Peak Savings (MW) | Achievable Economic TRC Potential | 0 | 0 | 0 | 0 | 0 | 0 | 0 | 0 | 0 | 0 | 0 | 0 | 0 | 0 | 0 | 0 | 0 | 0 | 0 | 0 | 0 | 0 | 0 | 0 | 0 | 0 | 0
F9_Industrial_Industrial - ID_New_Space Heating_Natural Gas_Thermostat - Connected_A_Achievable Economic TRC Potential | F9 | Industrial | Industrial - ID | New | Space Heating | Natural Gas | Thermostat - Connected | A | Cumulative Winter Peak Savings (MW) | Achievable Economic TRC Potential | 0 | 0 | 0 | 0 | 0 | 0 | 0 | 0 | 0 | 0 | 0 | 0 | 0 | 0 | 0 | 0 | 0 | 0 | 0 | 0 | 0 | 0 | 0 | 0 | 0 | 0 | 0
F10_Industrial_Industrial - ID_New_Space Heating_Natural Gas_Thermostat - Connected_A_Achievable Economic TRC Potential | F10 | Industrial | Industrial - ID | New | Space Heating | Natural Gas | Thermostat - Connected | A | Purchases (Incremental) | Achievable Economic TRC Potential | 0 | 0 | 8.493e-05 | 0.0005549 | 0.0010014 | 0.001446 | 0.0018784 | 0.001988 | 0.0014041 | 0.00080201 | 0.00018251 | 0 | 0 | 0 | 0 | 0 | 0 | 0 | 0 | 0 | 0 | 0 | 0 | 0 | 0 | 0 | 0
F11_Industrial_Industrial - ID_New_Space Heating_Natural Gas_Thermostat - Connected_A_Achievable Economic TRC Potential | F11 | Industrial | Industrial - ID | New | Space Heating | Natural Gas | Thermostat - Connected | A | Purchases (Cumulative) | Achievable Economic TRC Potential | 0 | 0 | 8.493e-05 | 0.00063983 | 0.0016413 | 0.0030873 | 0.0049657 | 0.0069537 | 0.0083578 | 0.0091598 | 0.0093423 | 0.0093423 | 0.0093423 | 0.0093423 | 0.0093423 | 0.0093423 | 0.0093423 | 0.0093423 | 0.0093423 | 0.0093423 | 0.0093423 | 0.0093423 | 0.0093423 | 0.0093423 | 0.0093423 | 0.0093423 | 0.0093423
F1_Industrial_Industrial - ID_New_Space Heating_Natural Gas_Gas Boiler - Maintenance_A_Achievable Economic TRC Potential | F1 | Industrial | Industrial - ID | New | Space Heating | Natural Gas | Gas Boiler - Maintenance | A | Integrated Unit Energy Savings (kWh or therms) | Achievable Economic TRC Potential | 0 | 0 | 0.55625 | 0.55466 | 0.55308 | 0.55149 | 0.54987 | 0.54839 | 0.54726 | 0.54635 | 0.54562 | 0.54492 | 0.54421 | 0.54351 | 0.54284 | 0.5422 | 0.54161 | 0.54107 | 0.54077 | 0.54054 | 0.54037 | 0.54024 | 0.54075 | 0.54121 | 0.54163 | 0.54201 | 0.54236
F2_Industrial_Industrial - ID_New_Space Heating_Natural Gas_Gas Boiler - Maintenance_A_Achievable Economic TRC Potential | F2 | Industrial | Industrial - ID | New | Space Heating | Natural Gas | Gas Boiler - Maintenance | A | Integrated Unit Summer Peak Savings (kW) | Achievable Economic TRC Potential | 0 | 0 | 0 | 0 | 0 | 0 | 0 | 0 | 0 | 0 | 0 | 0 | 0 | 0 | 0 | 0 | 0 | 0 | 0 | 0 | 0 | 0 | 0 | 0 | 0 | 0 | 0
F3_Industrial_Industrial - ID_New_Space Heating_Natural Gas_Gas Boiler - Maintenance_A_Achievable Economic TRC Potential | F3 | Industrial | Industrial - ID | New | Space Heating | Natural Gas | Gas Boiler - Maintenance | A | Integrated Unit Winter Peak Savings (kW) | Achievable Economic TRC Potential | 0 | 0 | 0 | 0 | 0 | 0 | 0 | 0 | 0 | 0 | 0 | 0 | 0 | 0 | 0 | 0 | 0 | 0 | 0 | 0 | 0 | 0 | 0 | 0 | 0 | 0 | 0
F4_Industrial_Industrial - ID_New_Space Heating_Natural Gas_Gas Boiler - Maintenance_A_Achievable Economic TRC Potential | F4 | Industrial | Industrial - ID | New | Space Heating | Natural Gas | Gas Boiler - Maintenance | A | Incremental Energy Savings (MWh or mTherms) | Achievable Economic TRC Potential | 0 | 0 | 3.1653e-05 | 0.00014454 | 0.00018007 | 0.00017053 | 8.5835e-05 | 6.3924e-05 | 4.45e-05 | 1.1341e-05 | 0 | 0 | 0 | 0 | 0 | 0 | 0 | 0 | 0 | 0 | 0 | 0 | 0 | 0 | 0 | 0 | 0
F5_Industrial_Industrial - ID_New_Space Heating_Natural Gas_Gas Boiler - Maintenance_A_Achievable Economic TRC Potential | F5 | Industrial | Industrial - ID | New | Space Heating | Natural Gas | Gas Boiler - Maintenance | A | Incremental Summer Peak Savings (MW) | Achievable Economic TRC Potential | 0 | 0 | 0 | 0 | 0 | 0 | 0 | 0 | 0 | 0 | 0 | 0 | 0 | 0 | 0 | 0 | 0 | 0 | 0 | 0 | 0 | 0 | 0 | 0 | 0 | 0 | 0
F6_Industrial_Industrial - ID_New_Space Heating_Natural Gas_Gas Boiler - Maintenance_A_Achievable Economic TRC Potential | F6 | Industrial | Industrial - ID | New | Space Heating | Natural Gas | Gas Boiler - Maintenance | A | Incremental Winter Peak Savings (MW) | Achievable Economic TRC Potential | 0 | 0 | 0 | 0 | 0 | 0 | 0 | 0 | 0 | 0 | 0 | 0 | 0 | 0 | 0 | 0 | 0 | 0 | 0 | 0 | 0 | 0 | 0 | 0 | 0 | 0 | 0
F7_Industrial_Industrial - ID_New_Space Heating_Natural Gas_Gas Boiler - Maintenance_A_Achievable Economic TRC Potential | F7 | Industrial | Industrial - ID | New | Space Heating | Natural Gas | Gas Boiler - Maintenance | A | Cumulative Energy Savings (MWh or mTherms) | Achievable Economic TRC Potential | 0 | 0 | 3.1653e-05 | 0.00017611 | 0.00035567 | 0.00052518 | 0.00060948 | 0.00067176 | 0.00071487 | 0.00072503 | 0.00072406 | 0.00072313 | 0.00072218 | 0.00072126 | 0.00072037 | 0.00071952 | 0.00071873 | 0.00071801 | 0.00071762 | 0.00071732 | 0.00071709 | 0.00071692 | 0.00071759 | 0.0007182 | 0.00071876 | 0.00071927 | 0.00071972
F8_Industrial_Industrial - ID_New_Space Heating_Natural Gas_Gas Boiler - Maintenance_A_Achievable Economic TRC Potential | F8 | Industrial | Industrial - ID | New | Space Heating | Natural Gas | Gas Boiler - Maintenance | A | Cumulative Summer Peak Savings (MW) | Achievable Economic TRC Potential | 0 | 0 | 0 | 0 | 0 | 0 | 0 | 0 | 0 | 0 | 0 | 0 | 0 | 0 | 0 | 0 | 0 | 0 | 0 | 0 | 0 | 0 | 0 | 0 | 0 | 0 | 0
F9_Industrial_Industrial - ID_New_Space Heating_Natural Gas_Gas Boiler - Maintenance_A_Achievable Economic TRC Potential | F9 | Industrial | Industrial - ID | New | Space Heating | Natural Gas | Gas Boiler - Maintenance | A | Cumulative Winter Peak Savings (MW) | Achievable Economic TRC Potential | 0 | 0 | 0 | 0 | 0 | 0 | 0 | 0 | 0 | 0 | 0 | 0 | 0 | 0 | 0 | 0 | 0 | 0 | 0 | 0 | 0 | 0 | 0 | 0 | 0 | 0 | 0
F10_Industrial_Industrial - ID_New_Space Heating_Natural Gas_Gas Boiler - Maintenance_A_Achievable Economic TRC Potential | F10 | Industrial | Industrial - ID | New | Space Heating | Natural Gas | Gas Boiler - Maintenance | A | Purchases (Incremental) | Achievable Economic TRC Potential | 0 | 0 | 0.056904 | 0.2606 | 0.32558 | 0.30922 | 0.1561 | 0.11657 | 0.081314 | 0.020758 | 0 | 0 | 0 | 0 | 0 | 0 | 0 | 0 | 0 | 0 | 0 | 0 | 0 | 0 | 0 | 0 | 0
F11_Industrial_Industrial - ID_New_Space Heating_Natural Gas_Gas Boiler - Maintenance_A_Achievable Economic TRC Potential | F11 | Industrial | Industrial - ID | New | Space Heating | Natural Gas | Gas Boiler - Maintenance | A | Purchases (Cumulative) | Achievable Economic TRC Potential | 0 | 0 | 0.056904 | 0.3175 | 0.64308 | 0.9523 | 1.1084 | 1.225 | 1.3063 | 1.327 | 1.327 | 1.327 | 1.327 | 1.327 | 1.327 | 1.327 | 1.327 | 1.327 | 1.327 | 1.327 | 1.327 | 1.327 | 1.327 | 1.327 | 1.327 | 1.327 | 1.327
F1_Industrial_Industrial - ID_New_Space Heating_Natural Gas_Gas Furnace - Maintenance_A_Achievable Economic TRC Potential | F1 | Industrial | Industrial - ID | New | Space Heating | Natural Gas | Gas Furnace - Maintenance | A | Integrated Unit Energy Savings (kWh or therms) | Achievable Economic TRC Potential | 0 | 0 | 0.48848 | 0.44123 | 0.43629 | 0.43363 | 0.43164 | 0.43003 | 0.42884 | 0.42792 | 0.42719 | 0.42651 | 0.42585 | 0.42522 | 0.42462 | 0.42407 | 0.42355 | 0.42308 | 0.42281 | 0.42259 | 0.42238 | 0.42221 | 0.42255 | 0.42286 | 0.42315 | 0.42341 | 0.42364
F2_Industrial_Industrial - ID_New_Space Heating_Natural Gas_Gas Furnace - Maintenance_A_Achievable Economic TRC Potential | F2 | Industrial | Industrial - ID | New | Space Heating | Natural Gas | Gas Furnace - Maintenance | A | Integrated Unit Summer Peak Savings (kW) | Achievable Economic TRC Potential | 0 | 0 | 0 | 0 | 0 | 0 | 0 | 0 | 0 | 0 | 0 | 0 | 0 | 0 | 0 | 0 | 0 | 0 | 0 | 0 | 0 | 0 | 0 | 0 | 0 | 0 | 0
F3_Industrial_Industrial - ID_New_Space Heating_Natural Gas_Gas Furnace - Maintenance_A_Achievable Economic TRC Potential | F3 | Industrial | Industrial - ID | New | Space Heating | Natural Gas | Gas Furnace - Maintenance | A | Integrated Unit Winter Peak Savings (kW) | Achievable Economic TRC Potential | 0 | 0 | 0 | 0 | 0 | 0 | 0 | 0 | 0 | 0 | 0 | 0 | 0 | 0 | 0 | 0 | 0 | 0 | 0 | 0 | 0 | 0 | 0 | 0 | 0 | 0 | 0
F4_Industrial_Industrial - ID_New_Space Heating_Natural Gas_Gas Furnace - Maintenance_A_Achievable Economic TRC Potential | F4 | Industrial | Industrial - ID | New | Space Heating | Natural Gas | Gas Furnace - Maintenance | A | Incremental Energy Savings (MWh or mTherms) | Achievable Economic TRC Potential | 0 | 0 | 1.7418e-05 | 7.2051e-05 | 8.9008e-05 | 8.4019e-05 | 4.222e-05 | 3.141e-05 | 2.185e-05 | 5.5662e-06 | 0 | 0 | 0 | 0 | 0 | 0 | 0 | 0 | 0 | 0 | 0 | 0 | 0 | 0 | 0 | 0 | 0
F5_Industrial_Industrial - ID_New_Space Heating_Natural Gas_Gas Furnace - Maintenance_A_Achievable Economic TRC Potential | F5 | Industrial | Industrial - ID | New | Space Heating | Natural Gas | Gas Furnace - Maintenance | A | Incremental Summer Peak Savings (MW) | Achievable Economic TRC Potential | 0 | 0 | 0 | 0 | 0 | 0 | 0 | 0 | 0 | 0 | 0 | 0 | 0 | 0 | 0 | 0 | 0 | 0 | 0 | 0 | 0 | 0 | 0 | 0 | 0 | 0 | 0
F6_Industrial_Industrial - ID_New_Space Heating_Natural Gas_Gas Furnace - Maintenance_A_Achievable Economic TRC Potential | F6 | Industrial | Industrial - ID | New | Space Heating | Natural Gas | Gas Furnace - Maintenance | A | Incremental Winter Peak Savings (MW) | Achievable Economic TRC Potential | 0 | 0 | 0 | 0 | 0 | 0 | 0 | 0 | 0 | 0 | 0 | 0 | 0 | 0 | 0 | 0 | 0 | 0 | 0 | 0 | 0 | 0 | 0 | 0 | 0 | 0 | 0
F7_Industrial_Industrial - ID_New_Space Heating_Natural Gas_Gas Furnace - Maintenance_A_Achievable Economic TRC Potential | F7 | Industrial | Industrial - ID | New | Space Heating | Natural Gas | Gas Furnace - Maintenance | A | Cumulative Energy Savings (MWh or mTherms) | Achievable Economic TRC Potential | 0 | 0 | 1.7418e-05 | 8.7784e-05 | 0.00017581 | 0.00025876 | 0.00029979 | 0.00033008 | 0.00035102 | 0.00035583 | 0.00035522 | 0.00035466 | 0.00035411 | 0.00035358 | 0.00035309 | 0.00035263 | 0.0003522 | 0.00035181 | 0.00035158 | 0.0003514 | 0.00035122 | 0.00035108 | 0.00035136 | 0.00035162 | 0.00035186 | 0.00035208 | 0.00035227
F8_Industrial_Industrial - ID_New_Space Heating_Natural Gas_Gas Furnace - Maintenance_A_Achievable Economic TRC Potential | F8 | Industrial | Industrial - ID | New | Space Heating | Natural Gas | Gas Furnace - Maintenance | A | Cumulative Summer Peak Savings (MW) | Achievable Economic TRC Potential | 0 | 0 | 0 | 0 | 0 | 0 | 0 | 0 | 0 | 0 | 0 | 0 | 0 | 0 | 0 | 0 | 0 | 0 | 0 | 0 | 0 | 0 | 0 | 0 | 0 | 0 | 0
F9_Industrial_Industrial - ID_New_Space Heating_Natural Gas_Gas Furnace - Maintenance_A_Achievable Economic TRC Potential | F9 | Industrial | Industrial - ID | New | Space Heating | Natural Gas | Gas Furnace - Maintenance | A | Cumulative Winter Peak Savings (MW) | Achievable Economic TRC Potential | 0 | 0 | 0 | 0 | 0 | 0 | 0 | 0 | 0 | 0 | 0 | 0 | 0 | 0 | 0 | 0 | 0 | 0 | 0 | 0 | 0 | 0 | 0 | 0 | 0 | 0 | 0
F10_Industrial_Industrial - ID_New_Space Heating_Natural Gas_Gas Furnace - Maintenance_A_Achievable Economic TRC Potential | F10 | Industrial | Industrial - ID | New | Space Heating | Natural Gas | Gas Furnace - Maintenance | A | Purchases (Incremental) | Achievable Economic TRC Potential | 0 | 0 | 0.035657 | 0.16329 | 0.20401 | 0.19376 | 0.097814 | 0.073042 | 0.050952 | 0.013007 | 0 | 0 | 0 | 0 | 0 | 0 | 0 | 0 | 0 | 0 | 0 | 0 | 0 | 0 | 0 | 0 | 0
F11_Industrial_Industrial - ID_New_Space Heating_Natural Gas_Gas Furnace - Maintenance_A_Achievable Economic TRC Potential | F11 | Industrial | Industrial - ID | New | Space Heating | Natural Gas | Gas Furnace - Maintenance | A | Purchases (Cumulative) | Achievable Economic TRC Potential | 0 | 0 | 0.035657 | 0.19895 | 0.40296 | 0.59672 | 0.69453 | 0.76758 | 0.81853 | 0.83154 | 0.83154 | 0.83154 | 0.83154 | 0.83154 | 0.83154 | 0.83154 | 0.83154 | 0.83154 | 0.83154 | 0.83154 | 0.83154 | 0.83154 | 0.83154 | 0.83154 | 0.83154 | 0.83154 | 0.83154
F1_Industrial_Industrial - ID_New_Space Heating_Natural Gas_Gas Furnace - Tube Inserts_A_Achievable Economic TRC Potential | F1 | Industrial | Industrial - ID | New | Space Heating | Natural Gas | Gas Furnace - Tube Inserts | A | Integrated Unit Energy Savings (kWh or therms) | Achievable Economic TRC Potential | 0 | 0 | 0 | 0 | 0 | 0 | 0 | 0 | 0 | 0 | 0 | 0 | 0 | 0 | 0 | 0 | 0 | 0 | 0 | 0 | 0 | 0 | 0 | 0 | 0 | 0 | 0
F2_Industrial_Industrial - ID_New_Space Heating_Natural Gas_Gas Furnace - Tube Inserts_A_Achievable Economic TRC Potential | F2 | Industrial | Industrial - ID | New | Space Heating | Natural Gas | Gas Furnace - Tube Inserts | A | Integrated Unit Summer Peak Savings (kW) | Achievable Economic TRC Potential | 0 | 0 | 0 | 0 | 0 | 0 | 0 | 0 | 0 | 0 | 0 | 0 | 0 | 0 | 0 | 0 | 0 | 0 | 0 | 0 | 0 | 0 | 0 | 0 | 0 | 0 | 0
F3_Industrial_Industrial - ID_New_Space Heating_Natural Gas_Gas Furnace - Tube Inserts_A_Achievable Economic TRC Potential | F3 | Industrial | Industrial - ID | New | Space Heating | Natural Gas | Gas Furnace - Tube Inserts | A | Integrated Unit Winter Peak Savings (kW) | Achievable Economic TRC Potential | 0 | 0 | 0 | 0 | 0 | 0 | 0 | 0 | 0 | 0 | 0 | 0 | 0 | 0 | 0 | 0 | 0 | 0 | 0 | 0 | 0 | 0 | 0 | 0 | 0 | 0 | 0
F4_Industrial_Industrial - ID_New_Space Heating_Natural Gas_Gas Furnace - Tube Inserts_A_Achievable Economic TRC Potential | F4 | Industrial | Industrial - ID | New | Space Heating | Natural Gas | Gas Furnace - Tube Inserts | A | Incremental Energy Savings (MWh or mTherms) | Achievable Economic TRC Potential | 0 | 0 | 0 | 0 | 0 | 0 | 0 | 0 | 0 | 0 | 0 | 0 | 0 | 0 | 0 | 0 | 0 | 0 | 0 | 0 | 0 | 0 | 0 | 0 | 0 | 0 | 0
F5_Industrial_Industrial - ID_New_Space Heating_Natural Gas_Gas Furnace - Tube Inserts_A_Achievable Economic TRC Potential | F5 | Industrial | Industrial - ID | New | Space Heating | Natural Gas | Gas Furnace - Tube Inserts | A | Incremental Summer Peak Savings (MW) | Achievable Economic TRC Potential | 0 | 0 | 0 | 0 | 0 | 0 | 0 | 0 | 0 | 0 | 0 | 0 | 0 | 0 | 0 | 0 | 0 | 0 | 0 | 0 | 0 | 0 | 0 | 0 | 0 | 0 | 0
F6_Industrial_Industrial - ID_New_Space Heating_Natural Gas_Gas Furnace - Tube Inserts_A_Achievable Economic TRC Potential | F6 | Industrial | Industrial - ID | New | Space Heating | Natural Gas | Gas Furnace - Tube Inserts | A | Incremental Winter Peak Savings (MW) | Achievable Economic TRC Potential | 0 | 0 | 0 | 0 | 0 | 0 | 0 | 0 | 0 | 0 | 0 | 0 | 0 | 0 | 0 | 0 | 0 | 0 | 0 | 0 | 0 | 0 | 0 | 0 | 0 | 0 | 0
F7_Industrial_Industrial - ID_New_Space Heating_Natural Gas_Gas Furnace - Tube Inserts_A_Achievable Economic TRC Potential | F7 | Industrial | Industrial - ID | New | Space Heating | Natural Gas | Gas Furnace - Tube Inserts | A | Cumulative Energy Savings (MWh or mTherms) | Achievable Economic TRC Potential | 0 | 0 | 0 | 0 | 0 | 0 | 0 | 0 | 0 | 0 | 0 | 0 | 0 | 0 | 0 | 0 | 0 | 0 | 0 | 0 | 0 | 0 | 0 | 0 | 0 | 0 | 0
F8_Industrial_Industrial - ID_New_Space Heating_Natural Gas_Gas Furnace - Tube Inserts_A_Achievable Economic TRC Potential | F8 | Industrial | Industrial - ID | New | Space Heating | Natural Gas | Gas Furnace - Tube Inserts | A | Cumulative Summer Peak Savings (MW) | Achievable Economic TRC Potential | 0 | 0 | 0 | 0 | 0 | 0 | 0 | 0 | 0 | 0 | 0 | 0 | 0 | 0 | 0 | 0 | 0 | 0 | 0 | 0 | 0 | 0 | 0 | 0 | 0 | 0 | 0
F9_Industrial_Industrial - ID_New_Space Heating_Natural Gas_Gas Furnace - Tube Inserts_A_Achievable Economic TRC Potential | F9 | Industrial | Industrial - ID | New | Space Heating | Natural Gas | Gas Furnace - Tube Inserts | A | Cumulative Winter Peak Savings (MW) | Achievable Economic TRC Potential | 0 | 0 | 0 | 0 | 0 | 0 | 0 | 0 | 0 | 0 | 0 | 0 | 0 | 0 | 0 | 0 | 0 | 0 | 0 | 0 | 0 | 0 | 0 | 0 | 0 | 0 | 0
F10_Industrial_Industrial - ID_New_Space Heating_Natural Gas_Gas Furnace - Tube Inserts_A_Achievable Economic TRC Potential | F10 | Industrial | Industrial - ID | New | Space Heating | Natural Gas | Gas Furnace - Tube Inserts | A | Purchases (Incremental) | Achievable Economic TRC Potential | 0 | 0 | 0 | 0 | 0 | 0 | 0 | 0 | 0 | 0 | 0 | 0 | 0 | 0 | 0 | 0 | 0 | 0 | 0 | 0 | 0 | 0 | 0 | 0 | 0 | 0 | 0
F11_Industrial_Industrial - ID_New_Space Heating_Natural Gas_Gas Furnace - Tube Inserts_A_Achievable Economic TRC Potential | F11 | Industrial | Industrial - ID | New | Space Heating | Natural Gas | Gas Furnace - Tube Inserts | A | Purchases (Cumulative) | Achievable Economic TRC Potential | 0 | 0 | 0 | 0 | 0 | 0 | 0 | 0 | 0 | 0 | 0 | 0 | 0 | 0 | 0 | 0 | 0 | 0 | 0 | 0 | 0 | 0 | 0 | 0 | 0 | 0 | 0
F1_Industrial_Industrial - ID_New_Space Heating_Natural Gas_Gas Boiler - Burner Control Optimization_A_Achievable Economic TRC Potential | F1 | Industrial | Industrial - ID | New | Space Heating | Natural Gas | Gas Boiler - Burner Control Optimization | A | Integrated Unit Energy Savings (kWh or therms) | Achievable Economic TRC Potential | 0 | 0 | 0.26886 | 0.26809 | 0.26734 | 0.26659 | 0.26584 | 0.26516 | 0.26466 | 0.26428 | 0.26399 | 0.2637 | 0.26341 | 0.26311 | 0.26281 | 0.26251 | 0.26223 | 0.26196 | 0.26181 | 0.26169 | 0.26159 | 0.26151 | 0.26174 | 0.26195 | 0.26214 | 0.26231 | 0.26247
F2_Industrial_Industrial - ID_New_Space Heating_Natural Gas_Gas Boiler - Burner Control Optimization_A_Achievable Economic TRC Potential | F2 | Industrial | Industrial - ID | New | Space Heating | Natural Gas | Gas Boiler - Burner Control Optimization | A | Integrated Unit Summer Peak Savings (kW) | Achievable Economic TRC Potential | 0 | 0 | 0 | 0 | 0 | 0 | 0 | 0 | 0 | 0 | 0 | 0 | 0 | 0 | 0 | 0 | 0 | 0 | 0 | 0 | 0 | 0 | 0 | 0 | 0 | 0 | 0
F3_Industrial_Industrial - ID_New_Space Heating_Natural Gas_Gas Boiler - Burner Control Optimization_A_Achievable Economic TRC Potential | F3 | Industrial | Industrial - ID | New | Space Heating | Natural Gas | Gas Boiler - Burner Control Optimization | A | Integrated Unit Winter Peak Savings (kW) | Achievable Economic TRC Potential | 0 | 0 | 0 | 0 | 0 | 0 | 0 | 0 | 0 | 0 | 0 | 0 | 0 | 0 | 0 | 0 | 0 | 0 | 0 | 0 | 0 | 0 | 0 | 0 | 0 | 0 | 0
F4_Industrial_Industrial - ID_New_Space Heating_Natural Gas_Gas Boiler - Burner Control Optimization_A_Achievable Economic TRC Potential | F4 | Industrial | Industrial - ID | New | Space Heating | Natural Gas | Gas Boiler - Burner Control Optimization | A | Incremental Energy Savings (MWh or mTherms) | Achievable Economic TRC Potential | 0 | 0 | 6.1219e-06 | 6.2695e-05 | 0.00022566 | 0.00056861 | 0.0011458 | 0.0019619 | 0.002944 | 0.0039468 | 0.0047923 | 0.0053237 | 0.0054546 | 0.0051895 | 0.00461 | 0.0038419 | 0.0030162 | 0.0022386 | 0.0015763 | 0.0010556 | 0.00066798 | 0.00041608 | 0 | 0 | 0 | 0 | 0
F5_Industrial_Industrial - ID_New_Space Heating_Natural Gas_Gas Boiler - Burner Control Optimization_A_Achievable Economic TRC Potential | F5 | Industrial | Industrial - ID | New | Space Heating | Natural Gas | Gas Boiler - Burner Control Optimization | A | Incremental Summer Peak Savings (MW) | Achievable Economic TRC Potential | 0 | 0 | 0 | 0 | 0 | 0 | 0 | 0 | 0 | 0 | 0 | 0 | 0 | 0 | 0 | 0 | 0 | 0 | 0 | 0 | 0 | 0 | 0 | 0 | 0 | 0 | 0
F6_Industrial_Industrial - ID_New_Space Heating_Natural Gas_Gas Boiler - Burner Control Optimization_A_Achievable Economic TRC Potential | F6 | Industrial | Industrial - ID | New | Space Heating | Natural Gas | Gas Boiler - Burner Control Optimization | A | Incremental Winter Peak Savings (MW) | Achievable Economic TRC Potential | 0 | 0 | 0 | 0 | 0 | 0 | 0 | 0 | 0 | 0 | 0 | 0 | 0 | 0 | 0 | 0 | 0 | 0 | 0 | 0 | 0 | 0 | 0 | 0 | 0 | 0 | 0
F7_Industrial_Industrial - ID_New_Space Heating_Natural Gas_Gas Boiler - Burner Control Optimization_A_Achievable Economic TRC Potential | F7 | Industrial | Industrial - ID | New | Space Heating | Natural Gas | Gas Boiler - Burner Control Optimization | A | Cumulative Energy Savings (MWh or mTherms) | Achievable Economic TRC Potential | 0 | 0 | 6.1219e-06 | 6.88e-05 | 0.00029427 | 0.00086205 | 0.0020054 | 0.0039621 | 0.0068987 | 0.010836 | 0.015616 | 0.020923 | 0.026354 | 0.031513 | 0.036087 | 0.039889 | 0.042862 | 0.045057 | 0.046607 | 0.047641 | 0.048291 | 0.048693 | 0.048735 | 0.048774 | 0.048809 | 0.048842 | 0.04887
F8_Industrial_Industrial - ID_New_Space Heating_Natural Gas_Gas Boiler - Burner Control Optimization_A_Achievable Economic TRC Potential | F8 | Industrial | Industrial - ID | New | Space Heating | Natural Gas | Gas Boiler - Burner Control Optimization | A | Cumulative Summer Peak Savings (MW) | Achievable Economic TRC Potential | 0 | 0 | 0 | 0 | 0 | 0 | 0 | 0 | 0 | 0 | 0 | 0 | 0 | 0 | 0 | 0 | 0 | 0 | 0 | 0 | 0 | 0 | 0 | 0 | 0 | 0 | 0
F9_Industrial_Industrial - ID_New_Space Heating_Natural Gas_Gas Boiler - Burner Control Optimization_A_Achievable Economic TRC Potential | F9 | Industrial | Industrial - ID | New | Space Heating | Natural Gas | Gas Boiler - Burner Control Optimization | A | Cumulative Winter Peak Savings (MW) | Achievable Economic TRC Potential | 0 | 0 | 0 | 0 | 0 | 0 | 0 | 0 | 0 | 0 | 0 | 0 | 0 | 0 | 0 | 0 | 0 | 0 | 0 | 0 | 0 | 0 | 0 | 0 | 0 | 0 | 0
F10_Industrial_Industrial - ID_New_Space Heating_Natural Gas_Gas Boiler - Burner Control Optimization_A_Achievable Economic TRC Potential | F10 | Industrial | Industrial - ID | New | Space Heating | Natural Gas | Gas Boiler - Burner Control Optimization | A | Purchases (Incremental) | Achievable Economic TRC Potential | 0 | 0 | 0.02277 | 0.23386 | 0.8441 | 2.1329 | 4.31 | 7.3988 | 11.1236 | 14.9342 | 18.1535 | 20.1881 | 20.7081 | 19.7238 | 17.5413 | 14.6353 | 11.5022 | 8.5456 | 6.0207 | 4.0337 | 2.5535 | 1.591 | 0 | 0 | 0 | 0 | 0
F11_Industrial_Industrial - ID_New_Space Heating_Natural Gas_Gas Boiler - Burner Control Optimization_A_Achievable Economic TRC Potential | F11 | Industrial | Industrial - ID | New | Space Heating | Natural Gas | Gas Boiler - Burner Control Optimization | A | Purchases (Cumulative) | Achievable Economic TRC Potential | 0 | 0 | 0.02277 | 0.25663 | 1.1007 | 3.2336 | 7.5436 | 14.9424 | 26.066 | 41.0002 | 59.1537 | 79.3418 | 100.0499 | 119.7737 | 137.315 | 151.9503 | 163.4524 | 171.998 | 178.0186 | 182.0523 | 184.6059 | 186.1969 | 186.1969 | 186.1969 | 186.1969 | 186.1969 | 186.1969
F1_Industrial_Industrial - ID_New_Space Heating_Natural Gas_Gas Boiler - High Turndown Burner_A_Achievable Economic TRC Potential | F1 | Industrial | Industrial - ID | New | Space Heating | Natural Gas | Gas Boiler - High Turndown Burner | A | Integrated Unit Energy Savings (kWh or therms) | Achievable Economic TRC Potential | 0 | 0 | 0.92709 | 0.92445 | 0.92186 | 0.91927 | 0.91668 | 0.91434 | 0.91263 | 0.91132 | 0.9103 | 0.90932 | 0.9083 | 0.90726 | 0.90623 | 0.90522 | 0.90423 | 0.90331 | 0.90279 | 0.90236 | 0.90204 | 0.90177 | 0.90255 | 0.90327 | 0.90393 | 0.90452 | 0.90506
F2_Industrial_Industrial - ID_New_Space Heating_Natural Gas_Gas Boiler - High Turndown Burner_A_Achievable Economic TRC Potential | F2 | Industrial | Industrial - ID | New | Space Heating | Natural Gas | Gas Boiler - High Turndown Burner | A | Integrated Unit Summer Peak Savings (kW) | Achievable Economic TRC Potential | 0 | 0 | 0 | 0 | 0 | 0 | 0 | 0 | 0 | 0 | 0 | 0 | 0 | 0 | 0 | 0 | 0 | 0 | 0 | 0 | 0 | 0 | 0 | 0 | 0 | 0 | 0
F3_Industrial_Industrial - ID_New_Space Heating_Natural Gas_Gas Boiler - High Turndown Burner_A_Achievable Economic TRC Potential | F3 | Industrial | Industrial - ID | New | Space Heating | Natural Gas | Gas Boiler - High Turndown Burner | A | Integrated Unit Winter Peak Savings (kW) | Achievable Economic TRC Potential | 0 | 0 | 0 | 0 | 0 | 0 | 0 | 0 | 0 | 0 | 0 | 0 | 0 | 0 | 0 | 0 | 0 | 0 | 0 | 0 | 0 | 0 | 0 | 0 | 0 | 0 | 0
F4_Industrial_Industrial - ID_New_Space Heating_Natural Gas_Gas Boiler - High Turndown Burner_A_Achievable Economic TRC Potential | F4 | Industrial | Industrial - ID | New | Space Heating | Natural Gas | Gas Boiler - High Turndown Burner | A | Incremental Energy Savings (MWh or mTherms) | Achievable Economic TRC Potential | 0 | 0 | 0 | 0 | 0 | 0 | 0 | 0 | 0 | 0 | 0 | 0 | 0 | 0 | 0 | 0 | 0 | 0 | 0 | 0 | 0 | 0 | 0 | 0 | 0 | 0 | 0
F5_Industrial_Industrial - ID_New_Space Heating_Natural Gas_Gas Boiler - High Turndown Burner_A_Achievable Economic TRC Potential | F5 | Industrial | Industrial - ID | New | Space Heating | Natural Gas | Gas Boiler - High Turndown Burner | A | Incremental Summer Peak Savings (MW) | Achievable Economic TRC Potential | 0 | 0 | 0 | 0 | 0 | 0 | 0 | 0 | 0 | 0 | 0 | 0 | 0 | 0 | 0 | 0 | 0 | 0 | 0 | 0 | 0 | 0 | 0 | 0 | 0 | 0 | 0
F6_Industrial_Industrial - ID_New_Space Heating_Natural Gas_Gas Boiler - High Turndown Burner_A_Achievable Economic TRC Potential | F6 | Industrial | Industrial - ID | New | Space Heating | Natural Gas | Gas Boiler - High Turndown Burner | A | Incremental Winter Peak Savings (MW) | Achievable Economic TRC Potential | 0 | 0 | 0 | 0 | 0 | 0 | 0 | 0 | 0 | 0 | 0 | 0 | 0 | 0 | 0 | 0 | 0 | 0 | 0 | 0 | 0 | 0 | 0 | 0 | 0 | 0 | 0
F7_Industrial_Industrial - ID_New_Space Heating_Natural Gas_Gas Boiler - High Turndown Burner_A_Achievable Economic TRC Potential | F7 | Industrial | Industrial - ID | New | Space Heating | Natural Gas | Gas Boiler - High Turndown Burner | A | Cumulative Energy Savings (MWh or mTherms) | Achievable Economic TRC Potential | 0 | 0 | 0 | 0 | 0 | 0 | 0 | 0 | 0 | 0 | 0 | 0 | 0 | 0 | 0 | 0 | 0 | 0 | 0 | 0 | 0 | 0 | 0 | 0 | 0 | 0 | 0
F8_Industrial_Industrial - ID_New_Space Heating_Natural Gas_Gas Boiler - High Turndown Burner_A_Achievable Economic TRC Potential | F8 | Industrial | Industrial - ID | New | Space Heating | Natural Gas | Gas Boiler - High Turndown Burner | A | Cumulative Summer Peak Savings (MW) | Achievable Economic TRC Potential | 0 | 0 | 0 | 0 | 0 | 0 | 0 | 0 | 0 | 0 | 0 | 0 | 0 | 0 | 0 | 0 | 0 | 0 | 0 | 0 | 0 | 0 | 0 | 0 | 0 | 0 | 0
F9_Industrial_Industrial - ID_New_Space Heating_Natural Gas_Gas Boiler - High Turndown Burner_A_Achievable Economic TRC Potential | F9 | Industrial | Industrial - ID | New | Space Heating | Natural Gas | Gas Boiler - High Turndown Burner | A | Cumulative Winter Peak Savings (MW) | Achievable Economic TRC Potential | 0 | 0 | 0 | 0 | 0 | 0 | 0 | 0 | 0 | 0 | 0 | 0 | 0 | 0 | 0 | 0 | 0 | 0 | 0 | 0 | 0 | 0 | 0 | 0 | 0 | 0 | 0
F10_Industrial_Industrial - ID_New_Space Heating_Natural Gas_Gas Boiler - High Turndown Burner_A_Achievable Economic TRC Potential | F10 | Industrial | Industrial - ID | New | Space Heating | Natural Gas | Gas Boiler - High Turndown Burner | A | Purchases (Incremental) | Achievable Economic TRC Potential | 0 | 0 | 0 | 0 | 0 | 0 | 0 | 0 | 0 | 0 | 0 | 0 | 0 | 0 | 0 | 0 | 0 | 0 | 0 | 0 | 0 | 0 | 0 | 0 | 0 | 0 | 0
F11_Industrial_Industrial - ID_New_Space Heating_Natural Gas_Gas Boiler - High Turndown Burner_A_Achievable Economic TRC Potential | F11 | Industrial | Industrial - ID | New | Space Heating | Natural Gas | Gas Boiler - High Turndown Burner | A | Purchases (Cumulative) | Achievable Economic TRC Potential | 0 | 0 | 0 | 0 | 0 | 0 | 0 | 0 | 0 | 0 | 0 | 0 | 0 | 0 | 0 | 0 | 0 | 0 | 0 | 0 | 0 | 0 | 0 | 0 | 0 | 0 | 0
F1_Industrial_Industrial - ID_New_Space Heating_Natural Gas_Gas Boiler - Hot Water Reset_A_Achievable Economic TRC Potential | F1 | Industrial | Industrial - ID | New | Space Heating | Natural Gas | Gas Boiler - Hot Water Reset | A | Integrated Unit Energy Savings (kWh or therms) | Achievable Economic TRC Potential | 0 | 0 | 988.8958 | 986.0852 | 983.3162 | 980.5591 | 977.79 | 975.3005 | 973.4693 | 972.0736 | 970.9912 | 969.9404 | 968.8506 | 967.7461 | 966.6456 | 965.5641 | 964.5136 | 963.5354 | 962.9748 | 962.5227 | 962.1721 | 961.887 | 962.7222 | 963.4901 | 964.1897 | 964.823 | 965.3932
F2_Industrial_Industrial - ID_New_Space Heating_Natural Gas_Gas Boiler - Hot Water Reset_A_Achievable Economic TRC Potential | F2 | Industrial | Industrial - ID | New | Space Heating | Natural Gas | Gas Boiler - Hot Water Reset | A | Integrated Unit Summer Peak Savings (kW) | Achievable Economic TRC Potential | 0 | 0 | 0 | 0 | 0 | 0 | 0 | 0 | 0 | 0 | 0 | 0 | 0 | 0 | 0 | 0 | 0 | 0 | 0 | 0 | 0 | 0 | 0 | 0 | 0 | 0 | 0
F3_Industrial_Industrial - ID_New_Space Heating_Natural Gas_Gas Boiler - Hot Water Reset_A_Achievable Economic TRC Potential | F3 | Industrial | Industrial - ID | New | Space Heating | Natural Gas | Gas Boiler - Hot Water Reset | A | Integrated Unit Winter Peak Savings (kW) | Achievable Economic TRC Potential | 0 | 0 | 0 | 0 | 0 | 0 | 0 | 0 | 0 | 0 | 0 | 0 | 0 | 0 | 0 | 0 | 0 | 0 | 0 | 0 | 0 | 0 | 0 | 0 | 0 | 0 | 0
F4_Industrial_Industrial - ID_New_Space Heating_Natural Gas_Gas Boiler - Hot Water Reset_A_Achievable Economic TRC Potential | F4 | Industrial | Industrial - ID | New | Space Heating | Natural Gas | Gas Boiler - Hot Water Reset | A | Incremental Energy Savings (MWh or mTherms) | Achievable Economic TRC Potential | 0 | 0 | 0 | 0 | 0 | 0 | 0 | 0 | 0 | 0 | 0 | 0 | 0 | 0 | 0 | 0 | 0 | 0 | 0 | 0 | 0 | 0 | 0 | 0 | 0 | 0 | 0
F5_Industrial_Industrial - ID_New_Space Heating_Natural Gas_Gas Boiler - Hot Water Reset_A_Achievable Economic TRC Potential | F5 | Industrial | Industrial - ID | New | Space Heating | Natural Gas | Gas Boiler - Hot Water Reset | A | Incremental Summer Peak Savings (MW) | Achievable Economic TRC Potential | 0 | 0 | 0 | 0 | 0 | 0 | 0 | 0 | 0 | 0 | 0 | 0 | 0 | 0 | 0 | 0 | 0 | 0 | 0 | 0 | 0 | 0 | 0 | 0 | 0 | 0 | 0
F6_Industrial_Industrial - ID_New_Space Heating_Natural Gas_Gas Boiler - Hot Water Reset_A_Achievable Economic TRC Potential | F6 | Industrial | Industrial - ID | New | Space Heating | Natural Gas | Gas Boiler - Hot Water Reset | A | Incremental Winter Peak Savings (MW) | Achievable Economic TRC Potential | 0 | 0 | 0 | 0 | 0 | 0 | 0 | 0 | 0 | 0 | 0 | 0 | 0 | 0 | 0 | 0 | 0 | 0 | 0 | 0 | 0 | 0 | 0 | 0 | 0 | 0 | 0
F7_Industrial_Industrial - ID_New_Space Heating_Natural Gas_Gas Boiler - Hot Water Reset_A_Achievable Economic TRC Potential | F7 | Industrial | Industrial - ID | New | Space Heating | Natural Gas | Gas Boiler - Hot Water Reset | A | Cumulative Energy Savings (MWh or mTherms) | Achievable Economic TRC Potential | 0 | 0 | 0 | 0 | 0 | 0 | 0 | 0 | 0 | 0 | 0 | 0 | 0 | 0 | 0 | 0 | 0 | 0 | 0 | 0 | 0 | 0 | 0 | 0 | 0 | 0 | 0
F8_Industrial_Industrial - ID_New_Space Heating_Natural Gas_Gas Boiler - Hot Water Reset_A_Achievable Economic TRC Potential | F8 | Industrial | Industrial - ID | New | Space Heating | Natural Gas | Gas Boiler - Hot Water Reset | A | Cumulative Summer Peak Savings (MW) | Achievable Economic TRC Potential | 0 | 0 | 0 | 0 | 0 | 0 | 0 | 0 | 0 | 0 | 0 | 0 | 0 | 0 | 0 | 0 | 0 | 0 | 0 | 0 | 0 | 0 | 0 | 0 | 0 | 0 | 0
F9_Industrial_Industrial - ID_New_Space Heating_Natural Gas_Gas Boiler - Hot Water Reset_A_Achievable Economic TRC Potential | F9 | Industrial | Industrial - ID | New | Space Heating | Natural Gas | Gas Boiler - Hot Water Reset | A | Cumulative Winter Peak Savings (MW) | Achievable Economic TRC Potential | 0 | 0 | 0 | 0 | 0 | 0 | 0 | 0 | 0 | 0 | 0 | 0 | 0 | 0 | 0 | 0 | 0 | 0 | 0 | 0 | 0 | 0 | 0 | 0 | 0 | 0 | 0
F10_Industrial_Industrial - ID_New_Space Heating_Natural Gas_Gas Boiler - Hot Water Reset_A_Achievable Economic TRC Potential | F10 | Industrial | Industrial - ID | New | Space Heating | Natural Gas | Gas Boiler - Hot Water Reset | A | Purchases (Incremental) | Achievable Economic TRC Potential | 0 | 0 | 0 | 0 | 0 | 0 | 0 | 0 | 0 | 0 | 0 | 0 | 0 | 0 | 0 | 0 | 0 | 0 | 0 | 0 | 0 | 0 | 0 | 0 | 0 | 0 | 0
F11_Industrial_Industrial - ID_New_Space Heating_Natural Gas_Gas Boiler - Hot Water Reset_A_Achievable Economic TRC Potential | F11 | Industrial | Industrial - ID | New | Space Heating | Natural Gas | Gas Boiler - Hot Water Reset | A | Purchases (Cumulative) | Achievable Economic TRC Potential | 0 | 0 | 0 | 0 | 0 | 0 | 0 | 0 | 0 | 0 | 0 | 0 | 0 | 0 | 0 | 0 | 0 | 0 | 0 | 0 | 0 | 0 | 0 | 0 | 0 | 0 | 0
F1_Industrial_Industrial - ID_New_Space Heating_Natural Gas_Gas Boiler - Insulate Hot Water Lines_A_Achievable Economic TRC Potential | F1 | Industrial | Industrial - ID | New | Space Heating | Natural Gas | Gas Boiler - Insulate Hot Water Lines | A | Integrated Unit Energy Savings (kWh or therms) | Achievable Economic TRC Potential | 0 | 0 | 4.4065 | 4.394 | 4.3815 | 4.3689 | 4.3561 | 4.3443 | 4.3353 | 4.3282 | 4.3224 | 4.3168 | 4.3112 | 4.3057 | 4.3004 | 4.2953 | 4.2906 | 4.2863 | 4.2839 | 4.2821 | 4.2808 | 4.2798 | 4.2838 | 4.2874 | 4.2908 | 4.2938 | 4.2965
F2_Industrial_Industrial - ID_New_Space Heating_Natural Gas_Gas Boiler - Insulate Hot Water Lines_A_Achievable Economic TRC Potential | F2 | Industrial | Industrial - ID | New | Space Heating | Natural Gas | Gas Boiler - Insulate Hot Water Lines | A | Integrated Unit Summer Peak Savings (kW) | Achievable Economic TRC Potential | 0 | 0 | 0 | 0 | 0 | 0 | 0 | 0 | 0 | 0 | 0 | 0 | 0 | 0 | 0 | 0 | 0 | 0 | 0 | 0 | 0 | 0 | 0 | 0 | 0 | 0 | 0
F3_Industrial_Industrial - ID_New_Space Heating_Natural Gas_Gas Boiler - Insulate Hot Water Lines_A_Achievable Economic TRC Potential | F3 | Industrial | Industrial - ID | New | Space Heating | Natural Gas | Gas Boiler - Insulate Hot Water Lines | A | Integrated Unit Winter Peak Savings (kW) | Achievable Economic TRC Potential | 0 | 0 | 0 | 0 | 0 | 0 | 0 | 0 | 0 | 0 | 0 | 0 | 0 | 0 | 0 | 0 | 0 | 0 | 0 | 0 | 0 | 0 | 0 | 0 | 0 | 0 | 0
F4_Industrial_Industrial - ID_New_Space Heating_Natural Gas_Gas Boiler - Insulate Hot Water Lines_A_Achievable Economic TRC Potential | F4 | Industrial | Industrial - ID | New | Space Heating | Natural Gas | Gas Boiler - Insulate Hot Water Lines | A | Incremental Energy Savings (MWh or mTherms) | Achievable Economic TRC Potential | 0 | 0 | 0 | 0 | 0 | 0 | 0 | 0 | 0 | 0 | 0 | 0 | 0 | 0 | 0 | 0 | 0 | 0 | 0 | 0 | 0 | 0 | 0 | 0 | 0 | 0 | 0
F5_Industrial_Industrial - ID_New_Space Heating_Natural Gas_Gas Boiler - Insulate Hot Water Lines_A_Achievable Economic TRC Potential | F5 | Industrial | Industrial - ID | New | Space Heating | Natural Gas | Gas Boiler - Insulate Hot Water Lines | A | Incremental Summer Peak Savings (MW) | Achievable Economic TRC Potential | 0 | 0 | 0 | 0 | 0 | 0 | 0 | 0 | 0 | 0 | 0 | 0 | 0 | 0 | 0 | 0 | 0 | 0 | 0 | 0 | 0 | 0 | 0 | 0 | 0 | 0 | 0
F6_Industrial_Industrial - ID_New_Space Heating_Natural Gas_Gas Boiler - Insulate Hot Water Lines_A_Achievable Economic TRC Potential | F6 | Industrial | Industrial - ID | New | Space Heating | Natural Gas | Gas Boiler - Insulate Hot Water Lines | A | Incremental Winter Peak Savings (MW) | Achievable Economic TRC Potential | 0 | 0 | 0 | 0 | 0 | 0 | 0 | 0 | 0 | 0 | 0 | 0 | 0 | 0 | 0 | 0 | 0 | 0 | 0 | 0 | 0 | 0 | 0 | 0 | 0 | 0 | 0
F7_Industrial_Industrial - ID_New_Space Heating_Natural Gas_Gas Boiler - Insulate Hot Water Lines_A_Achievable Economic TRC Potential | F7 | Industrial | Industrial - ID | New | Space Heating | Natural Gas | Gas Boiler - Insulate Hot Water Lines | A | Cumulative Energy Savings (MWh or mTherms) | Achievable Economic TRC Potential | 0 | 0 | 0 | 0 | 0 | 0 | 0 | 0 | 0 | 0 | 0 | 0 | 0 | 0 | 0 | 0 | 0 | 0 | 0 | 0 | 0 | 0 | 0 | 0 | 0 | 0 | 0
F8_Industrial_Industrial - ID_New_Space Heating_Natural Gas_Gas Boiler - Insulate Hot Water Lines_A_Achievable Economic TRC Potential | F8 | Industrial | Industrial - ID | New | Space Heating | Natural Gas | Gas Boiler - Insulate Hot Water Lines | A | Cumulative Summer Peak Savings (MW) | Achievable Economic TRC Potential | 0 | 0 | 0 | 0 | 0 | 0 | 0 | 0 | 0 | 0 | 0 | 0 | 0 | 0 | 0 | 0 | 0 | 0 | 0 | 0 | 0 | 0 | 0 | 0 | 0 | 0 | 0
F9_Industrial_Industrial - ID_New_Space Heating_Natural Gas_Gas Boiler - Insulate Hot Water Lines_A_Achievable Economic TRC Potential | F9 | Industrial | Industrial - ID | New | Space Heating | Natural Gas | Gas Boiler - Insulate Hot Water Lines | A | Cumulative Winter Peak Savings (MW) | Achievable Economic TRC Potential | 0 | 0 | 0 | 0 | 0 | 0 | 0 | 0 | 0 | 0 | 0 | 0 | 0 | 0 | 0 | 0 | 0 | 0 | 0 | 0 | 0 | 0 | 0 | 0 | 0 | 0 | 0
F10_Industrial_Industrial - ID_New_Space Heating_Natural Gas_Gas Boiler - Insulate Hot Water Lines_A_Achievable Economic TRC Potential | F10 | Industrial | Industrial - ID | New | Space Heating | Natural Gas | Gas Boiler - Insulate Hot Water Lines | A | Purchases (Incremental) | Achievable Economic TRC Potential | 0 | 0 | 0 | 0 | 0 | 0 | 0 | 0 | 0 | 0 | 0 | 0 | 0 | 0 | 0 | 0 | 0 | 0 | 0 | 0 | 0 | 0 | 0 | 0 | 0 | 0 | 0
F11_Industrial_Industrial - ID_New_Space Heating_Natural Gas_Gas Boiler - Insulate Hot Water Lines_A_Achievable Economic TRC Potential | F11 | Industrial | Industrial - ID | New | Space Heating | Natural Gas | Gas Boiler - Insulate Hot Water Lines | A | Purchases (Cumulative) | Achievable Economic TRC Potential | 0 | 0 | 0 | 0 | 0 | 0 | 0 | 0 | 0 | 0 | 0 | 0 | 0 | 0 | 0 | 0 | 0 | 0 | 0 | 0 | 0 | 0 | 0 | 0 | 0 | 0 | 0
F1_Industrial_Industrial - ID_New_Space Heating_Natural Gas_Gas Boiler - Insulate Steam Lines/Condensate Tank_A_Achievable Economic TRC Potential | F1 | Industrial | Industrial - ID | New | Space Heating | Natural Gas | Gas Boiler - Insulate Steam Lines/Condensate Tank | A | Integrated Unit Energy Savings (kWh or therms) | Achievable Economic TRC Potential | 0 | 0 | 6.5825 | 6.5637 | 6.5453 | 6.527 | 6.5085 | 6.492 | 6.4798 | 6.4705 | 6.4633 | 6.4563 | 6.449 | 6.4417 | 6.4343 | 6.4271 | 6.4202 | 6.4136 | 6.4099 | 6.4069 | 6.4046 | 6.4027 | 6.4082 | 6.4133 | 6.418 | 6.4222 | 6.426
F2_Industrial_Industrial - ID_New_Space Heating_Natural Gas_Gas Boiler - Insulate Steam Lines/Condensate Tank_A_Achievable Economic TRC Potential | F2 | Industrial | Industrial - ID | New | Space Heating | Natural Gas | Gas Boiler - Insulate Steam Lines/Condensate Tank | A | Integrated Unit Summer Peak Savings (kW) | Achievable Economic TRC Potential | 0 | 0 | 0 | 0 | 0 | 0 | 0 | 0 | 0 | 0 | 0 | 0 | 0 | 0 | 0 | 0 | 0 | 0 | 0 | 0 | 0 | 0 | 0 | 0 | 0 | 0 | 0
F3_Industrial_Industrial - ID_New_Space Heating_Natural Gas_Gas Boiler - Insulate Steam Lines/Condensate Tank_A_Achievable Economic TRC Potential | F3 | Industrial | Industrial - ID | New | Space Heating | Natural Gas | Gas Boiler - Insulate Steam Lines/Condensate Tank | A | Integrated Unit Winter Peak Savings (kW) | Achievable Economic TRC Potential | 0 | 0 | 0 | 0 | 0 | 0 | 0 | 0 | 0 | 0 | 0 | 0 | 0 | 0 | 0 | 0 | 0 | 0 | 0 | 0 | 0 | 0 | 0 | 0 | 0 | 0 | 0
F4_Industrial_Industrial - ID_New_Space Heating_Natural Gas_Gas Boiler - Insulate Steam Lines/Condensate Tank_A_Achievable Economic TRC Potential | F4 | Industrial | Industrial - ID | New | Space Heating | Natural Gas | Gas Boiler - Insulate Steam Lines/Condensate Tank | A | Incremental Energy Savings (MWh or mTherms) | Achievable Economic TRC Potential | 0 | 0 | 0 | 0 | 0 | 0 | 0 | 0 | 0 | 0 | 0 | 0 | 0 | 0 | 0 | 0 | 0 | 0 | 0 | 0 | 0 | 0 | 0 | 0 | 0 | 0 | 0
F5_Industrial_Industrial - ID_New_Space Heating_Natural Gas_Gas Boiler - Insulate Steam Lines/Condensate Tank_A_Achievable Economic TRC Potential | F5 | Industrial | Industrial - ID | New | Space Heating | Natural Gas | Gas Boiler - Insulate Steam Lines/Condensate Tank | A | Incremental Summer Peak Savings (MW) | Achievable Economic TRC Potential | 0 | 0 | 0 | 0 | 0 | 0 | 0 | 0 | 0 | 0 | 0 | 0 | 0 | 0 | 0 | 0 | 0 | 0 | 0 | 0 | 0 | 0 | 0 | 0 | 0 | 0 | 0
F6_Industrial_Industrial - ID_New_Space Heating_Natural Gas_Gas Boiler - Insulate Steam Lines/Condensate Tank_A_Achievable Economic TRC Potential | F6 | Industrial | Industrial - ID | New | Space Heating | Natural Gas | Gas Boiler - Insulate Steam Lines/Condensate Tank | A | Incremental Winter Peak Savings (MW) | Achievable Economic TRC Potential | 0 | 0 | 0 | 0 | 0 | 0 | 0 | 0 | 0 | 0 | 0 | 0 | 0 | 0 | 0 | 0 | 0 | 0 | 0 | 0 | 0 | 0 | 0 | 0 | 0 | 0 | 0
F7_Industrial_Industrial - ID_New_Space Heating_Natural Gas_Gas Boiler - Insulate Steam Lines/Condensate Tank_A_Achievable Economic TRC Potential | F7 | Industrial | Industrial - ID | New | Space Heating | Natural Gas | Gas Boiler - Insulate Steam Lines/Condensate Tank | A | Cumulative Energy Savings (MWh or mTherms) | Achievable Economic TRC Potential | 0 | 0 | 0 | 0 | 0 | 0 | 0 | 0 | 0 | 0 | 0 | 0 | 0 | 0 | 0 | 0 | 0 | 0 | 0 | 0 | 0 | 0 | 0 | 0 | 0 | 0 | 0
F8_Industrial_Industrial - ID_New_Space Heating_Natural Gas_Gas Boiler - Insulate Steam Lines/Condensate Tank_A_Achievable Economic TRC Potential | F8 | Industrial | Industrial - ID | New | Space Heating | Natural Gas | Gas Boiler - Insulate Steam Lines/Condensate Tank | A | Cumulative Summer Peak Savings (MW) | Achievable Economic TRC Potential | 0 | 0 | 0 | 0 | 0 | 0 | 0 | 0 | 0 | 0 | 0 | 0 | 0 | 0 | 0 | 0 | 0 | 0 | 0 | 0 | 0 | 0 | 0 | 0 | 0 | 0 | 0
F9_Industrial_Industrial - ID_New_Space Heating_Natural Gas_Gas Boiler - Insulate Steam Lines/Condensate Tank_A_Achievable Economic TRC Potential | F9 | Industrial | Industrial - ID | New | Space Heating | Natural Gas | Gas Boiler - Insulate Steam Lines/Condensate Tank | A | Cumulative Winter Peak Savings (MW) | Achievable Economic TRC Potential | 0 | 0 | 0 | 0 | 0 | 0 | 0 | 0 | 0 | 0 | 0 | 0 | 0 | 0 | 0 | 0 | 0 | 0 | 0 | 0 | 0 | 0 | 0 | 0 | 0 | 0 | 0
F10_Industrial_Industrial - ID_New_Space Heating_Natural Gas_Gas Boiler - Insulate Steam Lines/Condensate Tank_A_Achievable Economic TRC Potential | F10 | Industrial | Industrial - ID | New | Space Heating | Natural Gas | Gas Boiler - Insulate Steam Lines/Condensate Tank | A | Purchases (Incremental) | Achievable Economic TRC Potential | 0 | 0 | 0 | 0 | 0 | 0 | 0 | 0 | 0 | 0 | 0 | 0 | 0 | 0 | 0 | 0 | 0 | 0 | 0 | 0 | 0 | 0 | 0 | 0 | 0 | 0 | 0
F11_Industrial_Industrial - ID_New_Space Heating_Natural Gas_Gas Boiler - Insulate Steam Lines/Condensate Tank_A_Achievable Economic TRC Potential | F11 | Industrial | Industrial - ID | New | Space Heating | Natural Gas | Gas Boiler - Insulate Steam Lines/Condensate Tank | A | Purchases (Cumulative) | Achievable Economic TRC Potential | 0 | 0 | 0 | 0 | 0 | 0 | 0 | 0 | 0 | 0 | 0 | 0 | 0 | 0 | 0 | 0 | 0 | 0 | 0 | 0 | 0 | 0 | 0 | 0 | 0 | 0 | 0
F1_Industrial_Industrial - ID_New_Space Heating_Natural Gas_Gas Boiler - Stack Economizer_A_Achievable Economic TRC Potential | F1 | Industrial | Industrial - ID | New | Space Heating | Natural Gas | Gas Boiler - Stack Economizer | A | Integrated Unit Energy Savings (kWh or therms) | Achievable Economic TRC Potential | 0 | 0 | 0.88999 | 0.88745 | 0.88493 | 0.88238 | 0.8798 | 0.87742 | 0.87561 | 0.87417 | 0.873 | 0.87187 | 0.87073 | 0.86962 | 0.86854 | 0.86753 | 0.86657 | 0.8657 | 0.86523 | 0.86487 | 0.8646 | 0.86439 | 0.8652 | 0.86594 | 0.86661 | 0.86722 | 0.86777
F2_Industrial_Industrial - ID_New_Space Heating_Natural Gas_Gas Boiler - Stack Economizer_A_Achievable Economic TRC Potential | F2 | Industrial | Industrial - ID | New | Space Heating | Natural Gas | Gas Boiler - Stack Economizer | A | Integrated Unit Summer Peak Savings (kW) | Achievable Economic TRC Potential | 0 | 0 | 0 | 0 | 0 | 0 | 0 | 0 | 0 | 0 | 0 | 0 | 0 | 0 | 0 | 0 | 0 | 0 | 0 | 0 | 0 | 0 | 0 | 0 | 0 | 0 | 0
F3_Industrial_Industrial - ID_New_Space Heating_Natural Gas_Gas Boiler - Stack Economizer_A_Achievable Economic TRC Potential | F3 | Industrial | Industrial - ID | New | Space Heating | Natural Gas | Gas Boiler - Stack Economizer | A | Integrated Unit Winter Peak Savings (kW) | Achievable Economic TRC Potential | 0 | 0 | 0 | 0 | 0 | 0 | 0 | 0 | 0 | 0 | 0 | 0 | 0 | 0 | 0 | 0 | 0 | 0 | 0 | 0 | 0 | 0 | 0 | 0 | 0 | 0 | 0
F4_Industrial_Industrial - ID_New_Space Heating_Natural Gas_Gas Boiler - Stack Economizer_A_Achievable Economic TRC Potential | F4 | Industrial | Industrial - ID | New | Space Heating | Natural Gas | Gas Boiler - Stack Economizer | A | Incremental Energy Savings (MWh or mTherms) | Achievable Economic TRC Potential | 0 | 0 | 0 | 0 | 0 | 0 | 0 | 0 | 0 | 0 | 0 | 0 | 0 | 0 | 0 | 0 | 0 | 0 | 0 | 0 | 0 | 0 | 0 | 0 | 0 | 0 | 0
F5_Industrial_Industrial - ID_New_Space Heating_Natural Gas_Gas Boiler - Stack Economizer_A_Achievable Economic TRC Potential | F5 | Industrial | Industrial - ID | New | Space Heating | Natural Gas | Gas Boiler - Stack Economizer | A | Incremental Summer Peak Savings (MW) | Achievable Economic TRC Potential | 0 | 0 | 0 | 0 | 0 | 0 | 0 | 0 | 0 | 0 | 0 | 0 | 0 | 0 | 0 | 0 | 0 | 0 | 0 | 0 | 0 | 0 | 0 | 0 | 0 | 0 | 0
F6_Industrial_Industrial - ID_New_Space Heating_Natural Gas_Gas Boiler - Stack Economizer_A_Achievable Economic TRC Potential | F6 | Industrial | Industrial - ID | New | Space Heating | Natural Gas | Gas Boiler - Stack Economizer | A | Incremental Winter Peak Savings (MW) | Achievable Economic TRC Potential | 0 | 0 | 0 | 0 | 0 | 0 | 0 | 0 | 0 | 0 | 0 | 0 | 0 | 0 | 0 | 0 | 0 | 0 | 0 | 0 | 0 | 0 | 0 | 0 | 0 | 0 | 0
F7_Industrial_Industrial - ID_New_Space Heating_Natural Gas_Gas Boiler - Stack Economizer_A_Achievable Economic TRC Potential | F7 | Industrial | Industrial - ID | New | Space Heating | Natural Gas | Gas Boiler - Stack Economizer | A | Cumulative Energy Savings (MWh or mTherms) | Achievable Economic TRC Potential | 0 | 0 | 0 | 0 | 0 | 0 | 0 | 0 | 0 | 0 | 0 | 0 | 0 | 0 | 0 | 0 | 0 | 0 | 0 | 0 | 0 | 0 | 0 | 0 | 0 | 0 | 0
F8_Industrial_Industrial - ID_New_Space Heating_Natural Gas_Gas Boiler - Stack Economizer_A_Achievable Economic TRC Potential | F8 | Industrial | Industrial - ID | New | Space Heating | Natural Gas | Gas Boiler - Stack Economizer | A | Cumulative Summer Peak Savings (MW) | Achievable Economic TRC Potential | 0 | 0 | 0 | 0 | 0 | 0 | 0 | 0 | 0 | 0 | 0 | 0 | 0 | 0 | 0 | 0 | 0 | 0 | 0 | 0 | 0 | 0 | 0 | 0 | 0 | 0 | 0
F9_Industrial_Industrial - ID_New_Space Heating_Natural Gas_Gas Boiler - Stack Economizer_A_Achievable Economic TRC Potential | F9 | Industrial | Industrial - ID | New | Space Heating | Natural Gas | Gas Boiler - Stack Economizer | A | Cumulative Winter Peak Savings (MW) | Achievable Economic TRC Potential | 0 | 0 | 0 | 0 | 0 | 0 | 0 | 0 | 0 | 0 | 0 | 0 | 0 | 0 | 0 | 0 | 0 | 0 | 0 | 0 | 0 | 0 | 0 | 0 | 0 | 0 | 0
F10_Industrial_Industrial - ID_New_Space Heating_Natural Gas_Gas Boiler - Stack Economizer_A_Achievable Economic TRC Potential | F10 | Industrial | Industrial - ID | New | Space Heating | Natural Gas | Gas Boiler - Stack Economizer | A | Purchases (Incremental) | Achievable Economic TRC Potential | 0 | 0 | 0 | 0 | 0 | 0 | 0 | 0 | 0 | 0 | 0 | 0 | 0 | 0 | 0 | 0 | 0 | 0 | 0 | 0 | 0 | 0 | 0 | 0 | 0 | 0 | 0
F11_Industrial_Industrial - ID_New_Space Heating_Natural Gas_Gas Boiler - Stack Economizer_A_Achievable Economic TRC Potential | F11 | Industrial | Industrial - ID | New | Space Heating | Natural Gas | Gas Boiler - Stack Economizer | A | Purchases (Cumulative) | Achievable Economic TRC Potential | 0 | 0 | 0 | 0 | 0 | 0 | 0 | 0 | 0 | 0 | 0 | 0 | 0 | 0 | 0 | 0 | 0 | 0 | 0 | 0 | 0 | 0 | 0 | 0 | 0 | 0 | 0
F1_Industrial_Industrial - ID_New_Space Heating_Natural Gas_Gas Boiler - Steam Trap Replacement_A_Achievable Economic TRC Potential | F1 | Industrial | Industrial - ID | New | Space Heating | Natural Gas | Gas Boiler - Steam Trap Replacement | A | Integrated Unit Energy Savings (kWh or therms) | Achievable Economic TRC Potential | 0 | 0 | 39991.4943 | 39898.8663 | 39853.3154 | 39809.7308 | 39767.5281 | 39727.3555 | 39690.6925 | 39657.7619 | 39628.3731 | 39602.2023 | 39578.8978 | 39558.1215 | 39539.5648 | 39522.9526 | 39508.0434 | 39495.2253 | 39494.8167 | 39494.8431 | 39496.3343 | 39498.8429 | 39502.2227 | 39505.7709 | 39509.0546 | 39511.8221 | 39513.9425
F2_Industrial_Industrial - ID_New_Space Heating_Natural Gas_Gas Boiler - Steam Trap Replacement_A_Achievable Economic TRC Potential | F2 | Industrial | Industrial - ID | New | Space Heating | Natural Gas | Gas Boiler - Steam Trap Replacement | A | Integrated Unit Summer Peak Savings (kW) | Achievable Economic TRC Potential | 0 | 0 | 0 | 0 | 0 | 0 | 0 | 0 | 0 | 0 | 0 | 0 | 0 | 0 | 0 | 0 | 0 | 0 | 0 | 0 | 0 | 0 | 0 | 0 | 0 | 0 | 0
F3_Industrial_Industrial - ID_New_Space Heating_Natural Gas_Gas Boiler - Steam Trap Replacement_A_Achievable Economic TRC Potential | F3 | Industrial | Industrial - ID | New | Space Heating | Natural Gas | Gas Boiler - Steam Trap Replacement | A | Integrated Unit Winter Peak Savings (kW) | Achievable Economic TRC Potential | 0 | 0 | 0 | 0 | 0 | 0 | 0 | 0 | 0 | 0 | 0 | 0 | 0 | 0 | 0 | 0 | 0 | 0 | 0 | 0 | 0 | 0 | 0 | 0 | 0 | 0 | 0
F4_Industrial_Industrial - ID_New_Space Heating_Natural Gas_Gas Boiler - Steam Trap Replacement_A_Achievable Economic TRC Potential | F4 | Industrial | Industrial - ID | New | Space Heating | Natural Gas | Gas Boiler - Steam Trap Replacement | A | Incremental Energy Savings (MWh or mTherms) | Achievable Economic TRC Potential | 0 | 0 | 2.6679e-06 | 1.7391e-05 | 3.135e-05 | 4.5218e-05 | 5.8677e-05 | 7.1876e-05 | 8.2178e-05 | 8.0249e-05 | 7.8837e-05 | 7.7277e-05 | 7.5888e-05 | 7.4529e-05 | 7.3198e-05 | 7.1894e-05 | 7.0616e-05 | 6.9364e-05 | 6.8156e-05 | 6.6969e-05 | 6.317e-05 | 4.7446e-05 | 0 | 0 | 0 | 0 | 0
F5_Industrial_Industrial - ID_New_Space Heating_Natural Gas_Gas Boiler - Steam Trap Replacement_A_Achievable Economic TRC Potential | F5 | Industrial | Industrial - ID | New | Space Heating | Natural Gas | Gas Boiler - Steam Trap Replacement | A | Incremental Summer Peak Savings (MW) | Achievable Economic TRC Potential | 0 | 0 | 0 | 0 | 0 | 0 | 0 | 0 | 0 | 0 | 0 | 0 | 0 | 0 | 0 | 0 | 0 | 0 | 0 | 0 | 0 | 0 | 0 | 0 | 0 | 0 | 0
F6_Industrial_Industrial - ID_New_Space Heating_Natural Gas_Gas Boiler - Steam Trap Replacement_A_Achievable Economic TRC Potential | F6 | Industrial | Industrial - ID | New | Space Heating | Natural Gas | Gas Boiler - Steam Trap Replacement | A | Incremental Winter Peak Savings (MW) | Achievable Economic TRC Potential | 0 | 0 | 0 | 0 | 0 | 0 | 0 | 0 | 0 | 0 | 0 | 0 | 0 | 0 | 0 | 0 | 0 | 0 | 0 | 0 | 0 | 0 | 0 | 0 | 0 | 0 | 0
F7_Industrial_Industrial - ID_New_Space Heating_Natural Gas_Gas Boiler - Steam Trap Replacement_A_Achievable Economic TRC Potential | F7 | Industrial | Industrial - ID | New | Space Heating | Natural Gas | Gas Boiler - Steam Trap Replacement | A | Cumulative Energy Savings (MWh or mTherms) | Achievable Economic TRC Potential | 0 | 0 | 2.6679e-06 | 2.0053e-05 | 5.138e-05 | 9.6541e-05 | 0.00015512 | 0.00022684 | 0.0003088 | 0.0003888 | 0.00046735 | 0.00054431 | 0.00061988 | 0.00069409 | 0.00076696 | 0.00083853 | 0.00090883 | 0.0009779 | 0.001046 | 0.001113 | 0.0011762 | 0.0012237 | 0.0012239 | 0.001224 | 0.0012241 | 0.0012242 | 0.0012242
F8_Industrial_Industrial - ID_New_Space Heating_Natural Gas_Gas Boiler - Steam Trap Replacement_A_Achievable Economic TRC Potential | F8 | Industrial | Industrial - ID | New | Space Heating | Natural Gas | Gas Boiler - Steam Trap Replacement | A | Cumulative Summer Peak Savings (MW) | Achievable Economic TRC Potential | 0 | 0 | 0 | 0 | 0 | 0 | 0 | 0 | 0 | 0 | 0 | 0 | 0 | 0 | 0 | 0 | 0 | 0 | 0 | 0 | 0 | 0 | 0 | 0 | 0 | 0 | 0
F9_Industrial_Industrial - ID_New_Space Heating_Natural Gas_Gas Boiler - Steam Trap Replacement_A_Achievable Economic TRC Potential | F9 | Industrial | Industrial - ID | New | Space Heating | Natural Gas | Gas Boiler - Steam Trap Replacement | A | Cumulative Winter Peak Savings (MW) | Achievable Economic TRC Potential | 0 | 0 | 0 | 0 | 0 | 0 | 0 | 0 | 0 | 0 | 0 | 0 | 0 | 0 | 0 | 0 | 0 | 0 | 0 | 0 | 0 | 0 | 0 | 0 | 0 | 0 | 0
F10_Industrial_Industrial - ID_New_Space Heating_Natural Gas_Gas Boiler - Steam Trap Replacement_A_Achievable Economic TRC Potential | F10 | Industrial | Industrial - ID | New | Space Heating | Natural Gas | Gas Boiler - Steam Trap Replacement | A | Purchases (Incremental) | Achievable Economic TRC Potential | 0 | 0 | 6.6713e-08 | 4.3588e-07 | 7.8664e-07 | 1.1358e-06 | 1.4755e-06 | 1.8092e-06 | 2.0705e-06 | 2.0235e-06 | 1.9894e-06 | 1.9513e-06 | 1.9174e-06 | 1.884e-06 | 1.8513e-06 | 1.819e-06 | 1.7874e-06 | 1.7563e-06 | 1.7257e-06 | 1.6956e-06 | 1.5994e-06 | 1.2012e-06 | 0 | 0 | 0 | 0 | 0
F11_Industrial_Industrial - ID_New_Space Heating_Natural Gas_Gas Boiler - Steam Trap Replacement_A_Achievable Economic TRC Potential | F11 | Industrial | Industrial - ID | New | Space Heating | Natural Gas | Gas Boiler - Steam Trap Replacement | A | Purchases (Cumulative) | Achievable Economic TRC Potential | 0 | 0 | 6.6713e-08 | 5.0259e-07 | 1.2892e-06 | 2.4251e-06 | 3.9006e-06 | 5.7098e-06 | 7.7803e-06 | 9.8038e-06 | 1.1793e-05 | 1.3745e-05 | 1.5662e-05 | 1.7546e-05 | 1.9397e-05 | 2.1216e-05 | 2.3004e-05 | 2.476e-05 | 2.6486e-05 | 2.8181e-05 | 2.9781e-05 | 3.0982e-05 | 3.0982e-05 | 3.0982e-05 | 3.0982e-05 | 3.0982e-05 | 3.0982e-05
F1_Industrial_Industrial - ID_New_Process_Natural Gas_Process Boiler - Hot Water Reset_A_Achievable Economic TRC Potential | F1 | Industrial | Industrial - ID | New | Process | Natural Gas | Process Boiler - Hot Water Reset | A | Integrated Unit Energy Savings (kWh or therms) | Achievable Economic TRC Potential | 0 | 0 | 8528.9955 | 8528.9863 | 8528.9571 | 8528.9272 | 8528.8967 | 8528.8659 | 8528.8367 | 8528.8159 | 8528.8002 | 8528.7879 | 8528.7781 | 8528.77 | 8528.7632 | 8528.7575 | 8528.7525 | 8528.7483 | 8528.7445 | 8528.7412 | 8528.739 | 8528.7407 | 8528.7538 | 8528.7656 | 8528.7764 | 8528.7862 | 8528.7952
F2_Industrial_Industrial - ID_New_Process_Natural Gas_Process Boiler - Hot Water Reset_A_Achievable Economic TRC Potential | F2 | Industrial | Industrial - ID | New | Process | Natural Gas | Process Boiler - Hot Water Reset | A | Integrated Unit Summer Peak Savings (kW) | Achievable Economic TRC Potential | 0 | 0 | 0 | 0 | 0 | 0 | 0 | 0 | 0 | 0 | 0 | 0 | 0 | 0 | 0 | 0 | 0 | 0 | 0 | 0 | 0 | 0 | 0 | 0 | 0 | 0 | 0
F3_Industrial_Industrial - ID_New_Process_Natural Gas_Process Boiler - Hot Water Reset_A_Achievable Economic TRC Potential | F3 | Industrial | Industrial - ID | New | Process | Natural Gas | Process Boiler - Hot Water Reset | A | Integrated Unit Winter Peak Savings (kW) | Achievable Economic TRC Potential | 0 | 0 | 0 | 0 | 0 | 0 | 0 | 0 | 0 | 0 | 0 | 0 | 0 | 0 | 0 | 0 | 0 | 0 | 0 | 0 | 0 | 0 | 0 | 0 | 0 | 0 | 0
F4_Industrial_Industrial - ID_New_Process_Natural Gas_Process Boiler - Hot Water Reset_A_Achievable Economic TRC Potential | F4 | Industrial | Industrial - ID | New | Process | Natural Gas | Process Boiler - Hot Water Reset | A | Incremental Energy Savings (MWh or mTherms) | Achievable Economic TRC Potential | 0 | 0 | 0 | 0 | 0 | 0 | 0 | 0 | 0 | 0 | 0 | 0 | 0 | 0 | 0 | 0 | 0 | 0 | 0 | 0 | 0 | 0 | 0 | 0 | 0 | 0 | 0
F5_Industrial_Industrial - ID_New_Process_Natural Gas_Process Boiler - Hot Water Reset_A_Achievable Economic TRC Potential | F5 | Industrial | Industrial - ID | New | Process | Natural Gas | Process Boiler - Hot Water Reset | A | Incremental Summer Peak Savings (MW) | Achievable Economic TRC Potential | 0 | 0 | 0 | 0 | 0 | 0 | 0 | 0 | 0 | 0 | 0 | 0 | 0 | 0 | 0 | 0 | 0 | 0 | 0 | 0 | 0 | 0 | 0 | 0 | 0 | 0 | 0
F6_Industrial_Industrial - ID_New_Process_Natural Gas_Process Boiler - Hot Water Reset_A_Achievable Economic TRC Potential | F6 | Industrial | Industrial - ID | New | Process | Natural Gas | Process Boiler - Hot Water Reset | A | Incremental Winter Peak Savings (MW) | Achievable Economic TRC Potential | 0 | 0 | 0 | 0 | 0 | 0 | 0 | 0 | 0 | 0 | 0 | 0 | 0 | 0 | 0 | 0 | 0 | 0 | 0 | 0 | 0 | 0 | 0 | 0 | 0 | 0 | 0
F7_Industrial_Industrial - ID_New_Process_Natural Gas_Process Boiler - Hot Water Reset_A_Achievable Economic TRC Potential | F7 | Industrial | Industrial - ID | New | Process | Natural Gas | Process Boiler - Hot Water Reset | A | Cumulative Energy Savings (MWh or mTherms) | Achievable Economic TRC Potential | 0 | 0 | 0 | 0 | 0 | 0 | 0 | 0 | 0 | 0 | 0 | 0 | 0 | 0 | 0 | 0 | 0 | 0 | 0 | 0 | 0 | 0 | 0 | 0 | 0 | 0 | 0
F8_Industrial_Industrial - ID_New_Process_Natural Gas_Process Boiler - Hot Water Reset_A_Achievable Economic TRC Potential | F8 | Industrial | Industrial - ID | New | Process | Natural Gas | Process Boiler - Hot Water Reset | A | Cumulative Summer Peak Savings (MW) | Achievable Economic TRC Potential | 0 | 0 | 0 | 0 | 0 | 0 | 0 | 0 | 0 | 0 | 0 | 0 | 0 | 0 | 0 | 0 | 0 | 0 | 0 | 0 | 0 | 0 | 0 | 0 | 0 | 0 | 0
F9_Industrial_Industrial - ID_New_Process_Natural Gas_Process Boiler - Hot Water Reset_A_Achievable Economic TRC Potential | F9 | Industrial | Industrial - ID | New | Process | Natural Gas | Process Boiler - Hot Water Reset | A | Cumulative Winter Peak Savings (MW) | Achievable Economic TRC Potential | 0 | 0 | 0 | 0 | 0 | 0 | 0 | 0 | 0 | 0 | 0 | 0 | 0 | 0 | 0 | 0 | 0 | 0 | 0 | 0 | 0 | 0 | 0 | 0 | 0 | 0 | 0
F10_Industrial_Industrial - ID_New_Process_Natural Gas_Process Boiler - Hot Water Reset_A_Achievable Economic TRC Potential | F10 | Industrial | Industrial - ID | New | Process | Natural Gas | Process Boiler - Hot Water Reset | A | Purchases (Incremental) | Achievable Economic TRC Potential | 0 | 0 | 0 | 0 | 0 | 0 | 0 | 0 | 0 | 0 | 0 | 0 | 0 | 0 | 0 | 0 | 0 | 0 | 0 | 0 | 0 | 0 | 0 | 0 | 0 | 0 | 0
F11_Industrial_Industrial - ID_New_Process_Natural Gas_Process Boiler - Hot Water Reset_A_Achievable Economic TRC Potential | F11 | Industrial | Industrial - ID | New | Process | Natural Gas | Process Boiler - Hot Water Reset | A | Purchases (Cumulative) | Achievable Economic TRC Potential | 0 | 0 | 0 | 0 | 0 | 0 | 0 | 0 | 0 | 0 | 0 | 0 | 0 | 0 | 0 | 0 | 0 | 0 | 0 | 0 | 0 | 0 | 0 | 0 | 0 | 0 | 0
F1_Industrial_Industrial - ID_New_Process_Natural Gas_Process Boiler - Burner Control Optimization_A_Achievable Economic TRC Potential | F1 | Industrial | Industrial - ID | New | Process | Natural Gas | Process Boiler - Burner Control Optimization | A | Integrated Unit Energy Savings (kWh or therms) | Achievable Economic TRC Potential | 0 | 0 | 2.3188 | 2.3188 | 2.3188 | 2.3188 | 2.3188 | 2.3188 | 2.3188 | 2.3188 | 2.3188 | 2.3188 | 2.3188 | 2.3188 | 2.3188 | 2.3188 | 2.3188 | 2.3188 | 2.3188 | 2.3188 | 2.3188 | 2.3188 | 2.3188 | 2.3188 | 2.3188 | 2.3188 | 2.3188
F2_Industrial_Industrial - ID_New_Process_Natural Gas_Process Boiler - Burner Control Optimization_A_Achievable Economic TRC Potential | F2 | Industrial | Industrial - ID | New | Process | Natural Gas | Process Boiler - Burner Control Optimization | A | Integrated Unit Summer Peak Savings (kW) | Achievable Economic TRC Potential | 0 | 0 | 0 | 0 | 0 | 0 | 0 | 0 | 0 | 0 | 0 | 0 | 0 | 0 | 0 | 0 | 0 | 0 | 0 | 0 | 0 | 0 | 0 | 0 | 0 | 0 | 0
F3_Industrial_Industrial - ID_New_Process_Natural Gas_Process Boiler - Burner Control Optimization_A_Achievable Economic TRC Potential | F3 | Industrial | Industrial - ID | New | Process | Natural Gas | Process Boiler - Burner Control Optimization | A | Integrated Unit Winter Peak Savings (kW) | Achievable Economic TRC Potential | 0 | 0 | 0 | 0 | 0 | 0 | 0 | 0 | 0 | 0 | 0 | 0 | 0 | 0 | 0 | 0 | 0 | 0 | 0 | 0 | 0 | 0 | 0 | 0 | 0 | 0 | 0
F4_Industrial_Industrial - ID_New_Process_Natural Gas_Process Boiler - Burner Control Optimization_A_Achievable Economic TRC Potential | F4 | Industrial | Industrial - ID | New | Process | Natural Gas | Process Boiler - Burner Control Optimization | A | Incremental Energy Savings (MWh or mTherms) | Achievable Economic TRC Potential | 0 | 0 | 0.00010243 | 0.001052 | 0.003797 | 0.0095944 | 0.019387 | 0.033282 | 0.050036 | 0.067177 | 0.081659 | 0.09081 | 0.093149 | 0.088722 | 0.078904 | 0.065832 | 0.051739 | 0.03844 | 0.027082 | 0.018144 | 0.011486 | 0.0071568 | 0 | 0 | 0 | 0 | 0
F5_Industrial_Industrial - ID_New_Process_Natural Gas_Process Boiler - Burner Control Optimization_A_Achievable Economic TRC Potential | F5 | Industrial | Industrial - ID | New | Process | Natural Gas | Process Boiler - Burner Control Optimization | A | Incremental Summer Peak Savings (MW) | Achievable Economic TRC Potential | 0 | 0 | 0 | 0 | 0 | 0 | 0 | 0 | 0 | 0 | 0 | 0 | 0 | 0 | 0 | 0 | 0 | 0 | 0 | 0 | 0 | 0 | 0 | 0 | 0 | 0 | 0
F6_Industrial_Industrial - ID_New_Process_Natural Gas_Process Boiler - Burner Control Optimization_A_Achievable Economic TRC Potential | F6 | Industrial | Industrial - ID | New | Process | Natural Gas | Process Boiler - Burner Control Optimization | A | Incremental Winter Peak Savings (MW) | Achievable Economic TRC Potential | 0 | 0 | 0 | 0 | 0 | 0 | 0 | 0 | 0 | 0 | 0 | 0 | 0 | 0 | 0 | 0 | 0 | 0 | 0 | 0 | 0 | 0 | 0 | 0 | 0 | 0 | 0
F7_Industrial_Industrial - ID_New_Process_Natural Gas_Process Boiler - Burner Control Optimization_A_Achievable Economic TRC Potential | F7 | Industrial | Industrial - ID | New | Process | Natural Gas | Process Boiler - Burner Control Optimization | A | Cumulative Energy Savings (MWh or mTherms) | Achievable Economic TRC Potential | 0 | 0 | 0.00010243 | 0.0011544 | 0.0049514 | 0.014546 | 0.033933 | 0.067215 | 0.11725 | 0.18443 | 0.26609 | 0.3569 | 0.45005 | 0.53877 | 0.61767 | 0.6835 | 0.73524 | 0.77368 | 0.80076 | 0.81891 | 0.83039 | 0.83755 | 0.83755 | 0.83755 | 0.83755 | 0.83755 | 0.83755
F8_Industrial_Industrial - ID_New_Process_Natural Gas_Process Boiler - Burner Control Optimization_A_Achievable Economic TRC Potential | F8 | Industrial | Industrial - ID | New | Process | Natural Gas | Process Boiler - Burner Control Optimization | A | Cumulative Summer Peak Savings (MW) | Achievable Economic TRC Potential | 0 | 0 | 0 | 0 | 0 | 0 | 0 | 0 | 0 | 0 | 0 | 0 | 0 | 0 | 0 | 0 | 0 | 0 | 0 | 0 | 0 | 0 | 0 | 0 | 0 | 0 | 0
F9_Industrial_Industrial - ID_New_Process_Natural Gas_Process Boiler - Burner Control Optimization_A_Achievable Economic TRC Potential | F9 | Industrial | Industrial - ID | New | Process | Natural Gas | Process Boiler - Burner Control Optimization | A | Cumulative Winter Peak Savings (MW) | Achievable Economic TRC Potential | 0 | 0 | 0 | 0 | 0 | 0 | 0 | 0 | 0 | 0 | 0 | 0 | 0 | 0 | 0 | 0 | 0 | 0 | 0 | 0 | 0 | 0 | 0 | 0 | 0 | 0 | 0
F10_Industrial_Industrial - ID_New_Process_Natural Gas_Process Boiler - Burner Control Optimization_A_Achievable Economic TRC Potential | F10 | Industrial | Industrial - ID | New | Process | Natural Gas | Process Boiler - Burner Control Optimization | A | Purchases (Incremental) | Achievable Economic TRC Potential | 0 | 0 | 0.044172 | 0.45367 | 1.6375 | 4.1377 | 8.361 | 14.3531 | 21.5788 | 28.9711 | 35.2164 | 39.1633 | 40.172 | 38.2626 | 34.0286 | 28.3912 | 22.3133 | 16.5777 | 11.6796 | 7.825 | 4.9537 | 3.0865 | 0 | 0 | 0 | 0 | 0
F11_Industrial_Industrial - ID_New_Process_Natural Gas_Process Boiler - Burner Control Optimization_A_Achievable Economic TRC Potential | F11 | Industrial | Industrial - ID | New | Process | Natural Gas | Process Boiler - Burner Control Optimization | A | Purchases (Cumulative) | Achievable Economic TRC Potential | 0 | 0 | 0.044172 | 0.49784 | 2.1353 | 6.273 | 14.634 | 28.9871 | 50.5659 | 79.537 | 114.7534 | 153.9167 | 194.0887 | 232.3513 | 266.3799 | 294.7711 | 317.0844 | 333.6621 | 345.3416 | 353.1667 | 358.1203 | 361.2068 | 361.2068 | 361.2068 | 361.2068 | 361.2068 | 361.2068
F1_Industrial_Industrial - ID_New_Process_Natural Gas_Process Boiler - Insulate Hot Water Lines_A_Achievable Economic TRC Potential | F1 | Industrial | Industrial - ID | New | Process | Natural Gas | Process Boiler - Insulate Hot Water Lines | A | Integrated Unit Energy Savings (kWh or therms) | Achievable Economic TRC Potential | 0 | 0 | 38.0054 | 38.0049 | 38.0033 | 38.0006 | 37.9963 | 37.9905 | 37.9833 | 37.9751 | 37.9667 | 37.9587 | 37.9518 | 37.9464 | 37.9428 | 37.9408 | 37.9402 | 37.9408 | 37.9421 | 37.9438 | 37.9459 | 37.948 | 37.9504 | 37.9526 | 37.9546 | 37.9564 | 37.9581
F2_Industrial_Industrial - ID_New_Process_Natural Gas_Process Boiler - Insulate Hot Water Lines_A_Achievable Economic TRC Potential | F2 | Industrial | Industrial - ID | New | Process | Natural Gas | Process Boiler - Insulate Hot Water Lines | A | Integrated Unit Summer Peak Savings (kW) | Achievable Economic TRC Potential | 0 | 0 | 0 | 0 | 0 | 0 | 0 | 0 | 0 | 0 | 0 | 0 | 0 | 0 | 0 | 0 | 0 | 0 | 0 | 0 | 0 | 0 | 0 | 0 | 0 | 0 | 0
F3_Industrial_Industrial - ID_New_Process_Natural Gas_Process Boiler - Insulate Hot Water Lines_A_Achievable Economic TRC Potential | F3 | Industrial | Industrial - ID | New | Process | Natural Gas | Process Boiler - Insulate Hot Water Lines | A | Integrated Unit Winter Peak Savings (kW) | Achievable Economic TRC Potential | 0 | 0 | 0 | 0 | 0 | 0 | 0 | 0 | 0 | 0 | 0 | 0 | 0 | 0 | 0 | 0 | 0 | 0 | 0 | 0 | 0 | 0 | 0 | 0 | 0 | 0 | 0
F4_Industrial_Industrial - ID_New_Process_Natural Gas_Process Boiler - Insulate Hot Water Lines_A_Achievable Economic TRC Potential | F4 | Industrial | Industrial - ID | New | Process | Natural Gas | Process Boiler - Insulate Hot Water Lines | A | Incremental Energy Savings (MWh or mTherms) | Achievable Economic TRC Potential | 0 | 0 | 0 | 0 | 0 | 0 | 0 | 0 | 0 | 0 | 0 | 0 | 0 | 0 | 0 | 0 | 0 | 0 | 0 | 0 | 0 | 0 | 0 | 0 | 0 | 0 | 0
F5_Industrial_Industrial - ID_New_Process_Natural Gas_Process Boiler - Insulate Hot Water Lines_A_Achievable Economic TRC Potential | F5 | Industrial | Industrial - ID | New | Process | Natural Gas | Process Boiler - Insulate Hot Water Lines | A | Incremental Summer Peak Savings (MW) | Achievable Economic TRC Potential | 0 | 0 | 0 | 0 | 0 | 0 | 0 | 0 | 0 | 0 | 0 | 0 | 0 | 0 | 0 | 0 | 0 | 0 | 0 | 0 | 0 | 0 | 0 | 0 | 0 | 0 | 0
F6_Industrial_Industrial - ID_New_Process_Natural Gas_Process Boiler - Insulate Hot Water Lines_A_Achievable Economic TRC Potential | F6 | Industrial | Industrial - ID | New | Process | Natural Gas | Process Boiler - Insulate Hot Water Lines | A | Incremental Winter Peak Savings (MW) | Achievable Economic TRC Potential | 0 | 0 | 0 | 0 | 0 | 0 | 0 | 0 | 0 | 0 | 0 | 0 | 0 | 0 | 0 | 0 | 0 | 0 | 0 | 0 | 0 | 0 | 0 | 0 | 0 | 0 | 0
F7_Industrial_Industrial - ID_New_Process_Natural Gas_Process Boiler - Insulate Hot Water Lines_A_Achievable Economic TRC Potential | F7 | Industrial | Industrial - ID | New | Process | Natural Gas | Process Boiler - Insulate Hot Water Lines | A | Cumulative Energy Savings (MWh or mTherms) | Achievable Economic TRC Potential | 0 | 0 | 0 | 0 | 0 | 0 | 0 | 0 | 0 | 0 | 0 | 0 | 0 | 0 | 0 | 0 | 0 | 0 | 0 | 0 | 0 | 0 | 0 | 0 | 0 | 0 | 0
F8_Industrial_Industrial - ID_New_Process_Natural Gas_Process Boiler - Insulate Hot Water Lines_A_Achievable Economic TRC Potential | F8 | Industrial | Industrial - ID | New | Process | Natural Gas | Process Boiler - Insulate Hot Water Lines | A | Cumulative Summer Peak Savings (MW) | Achievable Economic TRC Potential | 0 | 0 | 0 | 0 | 0 | 0 | 0 | 0 | 0 | 0 | 0 | 0 | 0 | 0 | 0 | 0 | 0 | 0 | 0 | 0 | 0 | 0 | 0 | 0 | 0 | 0 | 0
F9_Industrial_Industrial - ID_New_Process_Natural Gas_Process Boiler - Insulate Hot Water Lines_A_Achievable Economic TRC Potential | F9 | Industrial | Industrial - ID | New | Process | Natural Gas | Process Boiler - Insulate Hot Water Lines | A | Cumulative Winter Peak Savings (MW) | Achievable Economic TRC Potential | 0 | 0 | 0 | 0 | 0 | 0 | 0 | 0 | 0 | 0 | 0 | 0 | 0 | 0 | 0 | 0 | 0 | 0 | 0 | 0 | 0 | 0 | 0 | 0 | 0 | 0 | 0
F10_Industrial_Industrial - ID_New_Process_Natural Gas_Process Boiler - Insulate Hot Water Lines_A_Achievable Economic TRC Potential | F10 | Industrial | Industrial - ID | New | Process | Natural Gas | Process Boiler - Insulate Hot Water Lines | A | Purchases (Incremental) | Achievable Economic TRC Potential | 0 | 0 | 0 | 0 | 0 | 0 | 0 | 0 | 0 | 0 | 0 | 0 | 0 | 0 | 0 | 0 | 0 | 0 | 0 | 0 | 0 | 0 | 0 | 0 | 0 | 0 | 0
F11_Industrial_Industrial - ID_New_Process_Natural Gas_Process Boiler - Insulate Hot Water Lines_A_Achievable Economic TRC Potential | F11 | Industrial | Industrial - ID | New | Process | Natural Gas | Process Boiler - Insulate Hot Water Lines | A | Purchases (Cumulative) | Achievable Economic TRC Potential | 0 | 0 | 0 | 0 | 0 | 0 | 0 | 0 | 0 | 0 | 0 | 0 | 0 | 0 | 0 | 0 | 0 | 0 | 0 | 0 | 0 | 0 | 0 | 0 | 0 | 0 | 0
F1_Industrial_Industrial - ID_New_Process_Natural Gas_Process Boiler - Insulate Steam Lines/Condensate Tank_A_Achievable Economic TRC Potential | F1 | Industrial | Industrial - ID | New | Process | Natural Gas | Process Boiler - Insulate Steam Lines/Condensate Tank | A | Integrated Unit Energy Savings (kWh or therms) | Achievable Economic TRC Potential | 0 | 0 | 56.7721 | 56.772 | 56.7718 | 56.7716 | 56.7714 | 56.7712 | 56.771 | 56.7709 | 56.7708 | 56.7707 | 56.7707 | 56.7706 | 56.7706 | 56.7705 | 56.7705 | 56.7705 | 56.7704 | 56.7704 | 56.7704 | 56.7704 | 56.7705 | 56.7706 | 56.7706 | 56.7707 | 56.7708
F2_Industrial_Industrial - ID_New_Process_Natural Gas_Process Boiler - Insulate Steam Lines/Condensate Tank_A_Achievable Economic TRC Potential | F2 | Industrial | Industrial - ID | New | Process | Natural Gas | Process Boiler - Insulate Steam Lines/Condensate Tank | A | Integrated Unit Summer Peak Savings (kW) | Achievable Economic TRC Potential | 0 | 0 | 0 | 0 | 0 | 0 | 0 | 0 | 0 | 0 | 0 | 0 | 0 | 0 | 0 | 0 | 0 | 0 | 0 | 0 | 0 | 0 | 0 | 0 | 0 | 0 | 0
F3_Industrial_Industrial - ID_New_Process_Natural Gas_Process Boiler - Insulate Steam Lines/Condensate Tank_A_Achievable Economic TRC Potential | F3 | Industrial | Industrial - ID | New | Process | Natural Gas | Process Boiler - Insulate Steam Lines/Condensate Tank | A | Integrated Unit Winter Peak Savings (kW) | Achievable Economic TRC Potential | 0 | 0 | 0 | 0 | 0 | 0 | 0 | 0 | 0 | 0 | 0 | 0 | 0 | 0 | 0 | 0 | 0 | 0 | 0 | 0 | 0 | 0 | 0 | 0 | 0 | 0 | 0
F4_Industrial_Industrial - ID_New_Process_Natural Gas_Process Boiler - Insulate Steam Lines/Condensate Tank_A_Achievable Economic TRC Potential | F4 | Industrial | Industrial - ID | New | Process | Natural Gas | Process Boiler - Insulate Steam Lines/Condensate Tank | A | Incremental Energy Savings (MWh or mTherms) | Achievable Economic TRC Potential | 0 | 0 | 0 | 0 | 0 | 0 | 0 | 0 | 0 | 0 | 0 | 0 | 0 | 0 | 0 | 0 | 0 | 0 | 0 | 0 | 0 | 0 | 0 | 0 | 0 | 0 | 0
F5_Industrial_Industrial - ID_New_Process_Natural Gas_Process Boiler - Insulate Steam Lines/Condensate Tank_A_Achievable Economic TRC Potential | F5 | Industrial | Industrial - ID | New | Process | Natural Gas | Process Boiler - Insulate Steam Lines/Condensate Tank | A | Incremental Summer Peak Savings (MW) | Achievable Economic TRC Potential | 0 | 0 | 0 | 0 | 0 | 0 | 0 | 0 | 0 | 0 | 0 | 0 | 0 | 0 | 0 | 0 | 0 | 0 | 0 | 0 | 0 | 0 | 0 | 0 | 0 | 0 | 0
F6_Industrial_Industrial - ID_New_Process_Natural Gas_Process Boiler - Insulate Steam Lines/Condensate Tank_A_Achievable Economic TRC Potential | F6 | Industrial | Industrial - ID | New | Process | Natural Gas | Process Boiler - Insulate Steam Lines/Condensate Tank | A | Incremental Winter Peak Savings (MW) | Achievable Economic TRC Potential | 0 | 0 | 0 | 0 | 0 | 0 | 0 | 0 | 0 | 0 | 0 | 0 | 0 | 0 | 0 | 0 | 0 | 0 | 0 | 0 | 0 | 0 | 0 | 0 | 0 | 0 | 0
F7_Industrial_Industrial - ID_New_Process_Natural Gas_Process Boiler - Insulate Steam Lines/Condensate Tank_A_Achievable Economic TRC Potential | F7 | Industrial | Industrial - ID | New | Process | Natural Gas | Process Boiler - Insulate Steam Lines/Condensate Tank | A | Cumulative Energy Savings (MWh or mTherms) | Achievable Economic TRC Potential | 0 | 0 | 0 | 0 | 0 | 0 | 0 | 0 | 0 | 0 | 0 | 0 | 0 | 0 | 0 | 0 | 0 | 0 | 0 | 0 | 0 | 0 | 0 | 0 | 0 | 0 | 0
F8_Industrial_Industrial - ID_New_Process_Natural Gas_Process Boiler - Insulate Steam Lines/Condensate Tank_A_Achievable Economic TRC Potential | F8 | Industrial | Industrial - ID | New | Process | Natural Gas | Process Boiler - Insulate Steam Lines/Condensate Tank | A | Cumulative Summer Peak Savings (MW) | Achievable Economic TRC Potential | 0 | 0 | 0 | 0 | 0 | 0 | 0 | 0 | 0 | 0 | 0 | 0 | 0 | 0 | 0 | 0 | 0 | 0 | 0 | 0 | 0 | 0 | 0 | 0 | 0 | 0 | 0
F9_Industrial_Industrial - ID_New_Process_Natural Gas_Process Boiler - Insulate Steam Lines/Condensate Tank_A_Achievable Economic TRC Potential | F9 | Industrial | Industrial - ID | New | Process | Natural Gas | Process Boiler - Insulate Steam Lines/Condensate Tank | A | Cumulative Winter Peak Savings (MW) | Achievable Economic TRC Potential | 0 | 0 | 0 | 0 | 0 | 0 | 0 | 0 | 0 | 0 | 0 | 0 | 0 | 0 | 0 | 0 | 0 | 0 | 0 | 0 | 0 | 0 | 0 | 0 | 0 | 0 | 0
F10_Industrial_Industrial - ID_New_Process_Natural Gas_Process Boiler - Insulate Steam Lines/Condensate Tank_A_Achievable Economic TRC Potential | F10 | Industrial | Industrial - ID | New | Process | Natural Gas | Process Boiler - Insulate Steam Lines/Condensate Tank | A | Purchases (Incremental) | Achievable Economic TRC Potential | 0 | 0 | 0 | 0 | 0 | 0 | 0 | 0 | 0 | 0 | 0 | 0 | 0 | 0 | 0 | 0 | 0 | 0 | 0 | 0 | 0 | 0 | 0 | 0 | 0 | 0 | 0
F11_Industrial_Industrial - ID_New_Process_Natural Gas_Process Boiler - Insulate Steam Lines/Condensate Tank_A_Achievable Economic TRC Potential | F11 | Industrial | Industrial - ID | New | Process | Natural Gas | Process Boiler - Insulate Steam Lines/Condensate Tank | A | Purchases (Cumulative) | Achievable Economic TRC Potential | 0 | 0 | 0 | 0 | 0 | 0 | 0 | 0 | 0 | 0 | 0 | 0 | 0 | 0 | 0 | 0 | 0 | 0 | 0 | 0 | 0 | 0 | 0 | 0 | 0 | 0 | 0
F1_Industrial_Industrial - ID_New_Process_Natural Gas_Process Boiler - Stack Economizer_A_Achievable Economic TRC Potential | F1 | Industrial | Industrial - ID | New | Process | Natural Gas | Process Boiler - Stack Economizer | A | Integrated Unit Energy Savings (kWh or therms) | Achievable Economic TRC Potential | 0 | 0 | 7.6753 | 7.6753 | 7.6749 | 7.6744 | 7.6736 | 7.6725 | 7.671 | 7.6694 | 7.6678 | 7.6662 | 7.6648 | 7.6638 | 7.6631 | 7.6627 | 7.6626 | 7.6627 | 7.663 | 7.6634 | 7.6638 | 7.6642 | 7.6647 | 7.6652 | 7.6656 | 7.6659 | 7.6663
F2_Industrial_Industrial - ID_New_Process_Natural Gas_Process Boiler - Stack Economizer_A_Achievable Economic TRC Potential | F2 | Industrial | Industrial - ID | New | Process | Natural Gas | Process Boiler - Stack Economizer | A | Integrated Unit Summer Peak Savings (kW) | Achievable Economic TRC Potential | 0 | 0 | 0 | 0 | 0 | 0 | 0 | 0 | 0 | 0 | 0 | 0 | 0 | 0 | 0 | 0 | 0 | 0 | 0 | 0 | 0 | 0 | 0 | 0 | 0 | 0 | 0
F3_Industrial_Industrial - ID_New_Process_Natural Gas_Process Boiler - Stack Economizer_A_Achievable Economic TRC Potential | F3 | Industrial | Industrial - ID | New | Process | Natural Gas | Process Boiler - Stack Economizer | A | Integrated Unit Winter Peak Savings (kW) | Achievable Economic TRC Potential | 0 | 0 | 0 | 0 | 0 | 0 | 0 | 0 | 0 | 0 | 0 | 0 | 0 | 0 | 0 | 0 | 0 | 0 | 0 | 0 | 0 | 0 | 0 | 0 | 0 | 0 | 0
F4_Industrial_Industrial - ID_New_Process_Natural Gas_Process Boiler - Stack Economizer_A_Achievable Economic TRC Potential | F4 | Industrial | Industrial - ID | New | Process | Natural Gas | Process Boiler - Stack Economizer | A | Incremental Energy Savings (MWh or mTherms) | Achievable Economic TRC Potential | 0 | 0 | 0.0033516 | 0.021898 | 0.039518 | 0.057056 | 0.07411 | 0.081774 | 0.077263 | 0.071115 | 0.064203 | 0.057107 | 0.0502 | 0.04371 | 0.037759 | 0.032402 | 0.027648 | 0.02013 | 0 | 0 | 0 | 0 | 0 | 0 | 0 | 0 | 0
F5_Industrial_Industrial - ID_New_Process_Natural Gas_Process Boiler - Stack Economizer_A_Achievable Economic TRC Potential | F5 | Industrial | Industrial - ID | New | Process | Natural Gas | Process Boiler - Stack Economizer | A | Incremental Summer Peak Savings (MW) | Achievable Economic TRC Potential | 0 | 0 | 0 | 0 | 0 | 0 | 0 | 0 | 0 | 0 | 0 | 0 | 0 | 0 | 0 | 0 | 0 | 0 | 0 | 0 | 0 | 0 | 0 | 0 | 0 | 0 | 0
F6_Industrial_Industrial - ID_New_Process_Natural Gas_Process Boiler - Stack Economizer_A_Achievable Economic TRC Potential | F6 | Industrial | Industrial - ID | New | Process | Natural Gas | Process Boiler - Stack Economizer | A | Incremental Winter Peak Savings (MW) | Achievable Economic TRC Potential | 0 | 0 | 0 | 0 | 0 | 0 | 0 | 0 | 0 | 0 | 0 | 0 | 0 | 0 | 0 | 0 | 0 | 0 | 0 | 0 | 0 | 0 | 0 | 0 | 0 | 0 | 0
F7_Industrial_Industrial - ID_New_Process_Natural Gas_Process Boiler - Stack Economizer_A_Achievable Economic TRC Potential | F7 | Industrial | Industrial - ID | New | Process | Natural Gas | Process Boiler - Stack Economizer | A | Cumulative Energy Savings (MWh or mTherms) | Achievable Economic TRC Potential | 0 | 0 | 0.0033516 | 0.02525 | 0.064766 | 0.12182 | 0.19592 | 0.27766 | 0.35487 | 0.42591 | 0.49002 | 0.54703 | 0.59713 | 0.64076 | 0.67846 | 0.71083 | 0.73847 | 0.75861 | 0.75863 | 0.75867 | 0.75871 | 0.75876 | 0.75881 | 0.75885 | 0.75889 | 0.75893 | 0.75896
F8_Industrial_Industrial - ID_New_Process_Natural Gas_Process Boiler - Stack Economizer_A_Achievable Economic TRC Potential | F8 | Industrial | Industrial - ID | New | Process | Natural Gas | Process Boiler - Stack Economizer | A | Cumulative Summer Peak Savings (MW) | Achievable Economic TRC Potential | 0 | 0 | 0 | 0 | 0 | 0 | 0 | 0 | 0 | 0 | 0 | 0 | 0 | 0 | 0 | 0 | 0 | 0 | 0 | 0 | 0 | 0 | 0 | 0 | 0 | 0 | 0
F9_Industrial_Industrial - ID_New_Process_Natural Gas_Process Boiler - Stack Economizer_A_Achievable Economic TRC Potential | F9 | Industrial | Industrial - ID | New | Process | Natural Gas | Process Boiler - Stack Economizer | A | Cumulative Winter Peak Savings (MW) | Achievable Economic TRC Potential | 0 | 0 | 0 | 0 | 0 | 0 | 0 | 0 | 0 | 0 | 0 | 0 | 0 | 0 | 0 | 0 | 0 | 0 | 0 | 0 | 0 | 0 | 0 | 0 | 0 | 0 | 0
F10_Industrial_Industrial - ID_New_Process_Natural Gas_Process Boiler - Stack Economizer_A_Achievable Economic TRC Potential | F10 | Industrial | Industrial - ID | New | Process | Natural Gas | Process Boiler - Stack Economizer | A | Purchases (Incremental) | Achievable Economic TRC Potential | 0 | 0 | 0.43667 | 2.853 | 5.1489 | 7.4346 | 9.6578 | 10.6581 | 10.072 | 9.2725 | 8.373 | 7.4491 | 6.5494 | 5.7034 | 4.9274 | 4.2286 | 3.6082 | 2.627 | 0 | 0 | 0 | 0 | 0 | 0 | 0 | 0 | 0
F11_Industrial_Industrial - ID_New_Process_Natural Gas_Process Boiler - Stack Economizer_A_Achievable Economic TRC Potential | F11 | Industrial | Industrial - ID | New | Process | Natural Gas | Process Boiler - Stack Economizer | A | Purchases (Cumulative) | Achievable Economic TRC Potential | 0 | 0 | 0.43667 | 3.2897 | 8.4387 | 15.8733 | 25.5311 | 36.1893 | 46.2613 | 55.5338 | 63.9068 | 71.3559 | 77.9054 | 83.6088 | 88.5362 | 92.7648 | 96.373 | 98.9999 | 98.9999 | 98.9999 | 98.9999 | 98.9999 | 98.9999 | 98.9999 | 98.9999 | 98.9999 | 98.9999
F1_Industrial_Industrial - ID_New_Process_Natural Gas_Process Boiler - Steam Trap Replacement_A_Achievable Economic TRC Potential | F1 | Industrial | Industrial - ID | New | Process | Natural Gas | Process Boiler - Steam Trap Replacement | A | Integrated Unit Energy Savings (kWh or therms) | Achievable Economic TRC Potential | 0 | 0 | 343744.5378 | 343744.5378 | 343744.5378 | 343744.5378 | 343744.5378 | 343744.5378 | 343744.5378 | 343744.5378 | 343744.5378 | 343744.5378 | 343744.5378 | 343744.5378 | 343744.5378 | 343744.5378 | 343744.5378 | 343744.5378 | 343744.5378 | 343744.5378 | 343744.5378 | 343744.5378 | 343744.5378 | 343744.5378 | 343744.5378 | 343744.5378 | 343744.5378
F2_Industrial_Industrial - ID_New_Process_Natural Gas_Process Boiler - Steam Trap Replacement_A_Achievable Economic TRC Potential | F2 | Industrial | Industrial - ID | New | Process | Natural Gas | Process Boiler - Steam Trap Replacement | A | Integrated Unit Summer Peak Savings (kW) | Achievable Economic TRC Potential | 0 | 0 | 0 | 0 | 0 | 0 | 0 | 0 | 0 | 0 | 0 | 0 | 0 | 0 | 0 | 0 | 0 | 0 | 0 | 0 | 0 | 0 | 0 | 0 | 0 | 0 | 0
F3_Industrial_Industrial - ID_New_Process_Natural Gas_Process Boiler - Steam Trap Replacement_A_Achievable Economic TRC Potential | F3 | Industrial | Industrial - ID | New | Process | Natural Gas | Process Boiler - Steam Trap Replacement | A | Integrated Unit Winter Peak Savings (kW) | Achievable Economic TRC Potential | 0 | 0 | 0 | 0 | 0 | 0 | 0 | 0 | 0 | 0 | 0 | 0 | 0 | 0 | 0 | 0 | 0 | 0 | 0 | 0 | 0 | 0 | 0 | 0 | 0 | 0 | 0
F4_Industrial_Industrial - ID_New_Process_Natural Gas_Process Boiler - Steam Trap Replacement_A_Achievable Economic TRC Potential | F4 | Industrial | Industrial - ID | New | Process | Natural Gas | Process Boiler - Steam Trap Replacement | A | Incremental Energy Savings (MWh or mTherms) | Achievable Economic TRC Potential | 0 | 0 | 4.4486e-05 | 0.00029066 | 0.00052456 | 0.00075742 | 0.00098391 | 0.0012065 | 0.0013807 | 0.0013494 | 0.0013266 | 0.0013012 | 0.0012786 | 0.0012563 | 0.0012345 | 0.001213 | 0.0011919 | 0.0011711 | 0.0011508 | 0.0011307 | 0.0010665 | 0.00080101 | 0 | 0 | 0 | 0 | 0
F5_Industrial_Industrial - ID_New_Process_Natural Gas_Process Boiler - Steam Trap Replacement_A_Achievable Economic TRC Potential | F5 | Industrial | Industrial - ID | New | Process | Natural Gas | Process Boiler - Steam Trap Replacement | A | Incremental Summer Peak Savings (MW) | Achievable Economic TRC Potential | 0 | 0 | 0 | 0 | 0 | 0 | 0 | 0 | 0 | 0 | 0 | 0 | 0 | 0 | 0 | 0 | 0 | 0 | 0 | 0 | 0 | 0 | 0 | 0 | 0 | 0 | 0
F6_Industrial_Industrial - ID_New_Process_Natural Gas_Process Boiler - Steam Trap Replacement_A_Achievable Economic TRC Potential | F6 | Industrial | Industrial - ID | New | Process | Natural Gas | Process Boiler - Steam Trap Replacement | A | Incremental Winter Peak Savings (MW) | Achievable Economic TRC Potential | 0 | 0 | 0 | 0 | 0 | 0 | 0 | 0 | 0 | 0 | 0 | 0 | 0 | 0 | 0 | 0 | 0 | 0 | 0 | 0 | 0 | 0 | 0 | 0 | 0 | 0 | 0
F7_Industrial_Industrial - ID_New_Process_Natural Gas_Process Boiler - Steam Trap Replacement_A_Achievable Economic TRC Potential | F7 | Industrial | Industrial - ID | New | Process | Natural Gas | Process Boiler - Steam Trap Replacement | A | Cumulative Energy Savings (MWh or mTherms) | Achievable Economic TRC Potential | 0 | 0 | 4.4486e-05 | 0.00033515 | 0.00085971 | 0.0016171 | 0.002601 | 0.0038075 | 0.0051882 | 0.0065375 | 0.0078641 | 0.0091654 | 0.010444 | 0.0117 | 0.012935 | 0.014148 | 0.01534 | 0.016511 | 0.017662 | 0.018792 | 0.019859 | 0.02066 | 0.02066 | 0.02066 | 0.02066 | 0.02066 | 0.02066
F8_Industrial_Industrial - ID_New_Process_Natural Gas_Process Boiler - Steam Trap Replacement_A_Achievable Economic TRC Potential | F8 | Industrial | Industrial - ID | New | Process | Natural Gas | Process Boiler - Steam Trap Replacement | A | Cumulative Summer Peak Savings (MW) | Achievable Economic TRC Potential | 0 | 0 | 0 | 0 | 0 | 0 | 0 | 0 | 0 | 0 | 0 | 0 | 0 | 0 | 0 | 0 | 0 | 0 | 0 | 0 | 0 | 0 | 0 | 0 | 0 | 0 | 0
F9_Industrial_Industrial - ID_New_Process_Natural Gas_Process Boiler - Steam Trap Replacement_A_Achievable Economic TRC Potential | F9 | Industrial | Industrial - ID | New | Process | Natural Gas | Process Boiler - Steam Trap Replacement | A | Cumulative Winter Peak Savings (MW) | Achievable Economic TRC Potential | 0 | 0 | 0 | 0 | 0 | 0 | 0 | 0 | 0 | 0 | 0 | 0 | 0 | 0 | 0 | 0 | 0 | 0 | 0 | 0 | 0 | 0 | 0 | 0 | 0 | 0 | 0
F10_Industrial_Industrial - ID_New_Process_Natural Gas_Process Boiler - Steam Trap Replacement_A_Achievable Economic TRC Potential | F10 | Industrial | Industrial - ID | New | Process | Natural Gas | Process Boiler - Steam Trap Replacement | A | Purchases (Incremental) | Achievable Economic TRC Potential | 0 | 0 | 1.2942e-07 | 8.4557e-07 | 1.526e-06 | 2.2034e-06 | 2.8623e-06 | 3.5098e-06 | 4.0165e-06 | 3.9255e-06 | 3.8593e-06 | 3.7854e-06 | 3.7196e-06 | 3.6549e-06 | 3.5913e-06 | 3.5288e-06 | 3.4674e-06 | 3.407e-06 | 3.3477e-06 | 3.2894e-06 | 3.1027e-06 | 2.3302e-06 | 0 | 0 | 0 | 0 | 0
F11_Industrial_Industrial - ID_New_Process_Natural Gas_Process Boiler - Steam Trap Replacement_A_Achievable Economic TRC Potential | F11 | Industrial | Industrial - ID | New | Process | Natural Gas | Process Boiler - Steam Trap Replacement | A | Purchases (Cumulative) | Achievable Economic TRC Potential | 0 | 0 | 1.2942e-07 | 9.7499e-07 | 2.501e-06 | 4.7044e-06 | 7.5668e-06 | 1.1077e-05 | 1.5093e-05 | 1.9019e-05 | 2.2878e-05 | 2.6663e-05 | 3.0383e-05 | 3.4038e-05 | 3.7629e-05 | 4.1158e-05 | 4.4625e-05 | 4.8032e-05 | 5.138e-05 | 5.4669e-05 | 5.7772e-05 | 6.0102e-05 | 6.0102e-05 | 6.0102e-05 | 6.0102e-05 | 6.0102e-05 | 6.0102e-05
F1_Industrial_Industrial - ID_New_Process_Natural Gas_Process Boiler - Maintenance_A_Achievable Economic TRC Potential | F1 | Industrial | Industrial - ID | New | Process | Natural Gas | Process Boiler - Maintenance | A | Integrated Unit Energy Savings (kWh or therms) | Achievable Economic TRC Potential | 0 | 0 | 4.7975 | 4.7974 | 4.7972 | 4.7969 | 4.7963 | 4.7956 | 4.7947 | 4.7937 | 4.7926 | 4.7916 | 4.7907 | 4.79 | 4.7896 | 4.7893 | 4.7893 | 4.7893 | 4.7895 | 4.7897 | 4.79 | 4.7902 | 4.7905 | 4.7908 | 4.7911 | 4.7913 | 4.7915
F2_Industrial_Industrial - ID_New_Process_Natural Gas_Process Boiler - Maintenance_A_Achievable Economic TRC Potential | F2 | Industrial | Industrial - ID | New | Process | Natural Gas | Process Boiler - Maintenance | A | Integrated Unit Summer Peak Savings (kW) | Achievable Economic TRC Potential | 0 | 0 | 0 | 0 | 0 | 0 | 0 | 0 | 0 | 0 | 0 | 0 | 0 | 0 | 0 | 0 | 0 | 0 | 0 | 0 | 0 | 0 | 0 | 0 | 0 | 0 | 0
F3_Industrial_Industrial - ID_New_Process_Natural Gas_Process Boiler - Maintenance_A_Achievable Economic TRC Potential | F3 | Industrial | Industrial - ID | New | Process | Natural Gas | Process Boiler - Maintenance | A | Integrated Unit Winter Peak Savings (kW) | Achievable Economic TRC Potential | 0 | 0 | 0 | 0 | 0 | 0 | 0 | 0 | 0 | 0 | 0 | 0 | 0 | 0 | 0 | 0 | 0 | 0 | 0 | 0 | 0 | 0 | 0 | 0 | 0 | 0 | 0
F4_Industrial_Industrial - ID_New_Process_Natural Gas_Process Boiler - Maintenance_A_Achievable Economic TRC Potential | F4 | Industrial | Industrial - ID | New | Process | Natural Gas | Process Boiler - Maintenance | A | Incremental Energy Savings (MWh or mTherms) | Achievable Economic TRC Potential | 0 | 0 | 0.00052959 | 0.0024253 | 0.0030299 | 0.0028774 | 0.0014524 | 0.0010844 | 0.00075633 | 0.00019304 | 0 | 0 | 0 | 0 | 0 | 0 | 0 | 0 | 0 | 0 | 0 | 0 | 0 | 0 | 0 | 0 | 0
F5_Industrial_Industrial - ID_New_Process_Natural Gas_Process Boiler - Maintenance_A_Achievable Economic TRC Potential | F5 | Industrial | Industrial - ID | New | Process | Natural Gas | Process Boiler - Maintenance | A | Incremental Summer Peak Savings (MW) | Achievable Economic TRC Potential | 0 | 0 | 0 | 0 | 0 | 0 | 0 | 0 | 0 | 0 | 0 | 0 | 0 | 0 | 0 | 0 | 0 | 0 | 0 | 0 | 0 | 0 | 0 | 0 | 0 | 0 | 0
F6_Industrial_Industrial - ID_New_Process_Natural Gas_Process Boiler - Maintenance_A_Achievable Economic TRC Potential | F6 | Industrial | Industrial - ID | New | Process | Natural Gas | Process Boiler - Maintenance | A | Incremental Winter Peak Savings (MW) | Achievable Economic TRC Potential | 0 | 0 | 0 | 0 | 0 | 0 | 0 | 0 | 0 | 0 | 0 | 0 | 0 | 0 | 0 | 0 | 0 | 0 | 0 | 0 | 0 | 0 | 0 | 0 | 0 | 0 | 0
F7_Industrial_Industrial - ID_New_Process_Natural Gas_Process Boiler - Maintenance_A_Achievable Economic TRC Potential | F7 | Industrial | Industrial - ID | New | Process | Natural Gas | Process Boiler - Maintenance | A | Cumulative Energy Savings (MWh or mTherms) | Achievable Economic TRC Potential | 0 | 0 | 0.00052959 | 0.0029549 | 0.0059846 | 0.0088616 | 0.010313 | 0.011396 | 0.01215 | 0.01234 | 0.012338 | 0.012335 | 0.012333 | 0.012331 | 0.01233 | 0.012329 | 0.012329 | 0.012329 | 0.01233 | 0.01233 | 0.012331 | 0.012332 | 0.012332 | 0.012333 | 0.012334 | 0.012334 | 0.012335
F8_Industrial_Industrial - ID_New_Process_Natural Gas_Process Boiler - Maintenance_A_Achievable Economic TRC Potential | F8 | Industrial | Industrial - ID | New | Process | Natural Gas | Process Boiler - Maintenance | A | Cumulative Summer Peak Savings (MW) | Achievable Economic TRC Potential | 0 | 0 | 0 | 0 | 0 | 0 | 0 | 0 | 0 | 0 | 0 | 0 | 0 | 0 | 0 | 0 | 0 | 0 | 0 | 0 | 0 | 0 | 0 | 0 | 0 | 0 | 0
F9_Industrial_Industrial - ID_New_Process_Natural Gas_Process Boiler - Maintenance_A_Achievable Economic TRC Potential | F9 | Industrial | Industrial - ID | New | Process | Natural Gas | Process Boiler - Maintenance | A | Cumulative Winter Peak Savings (MW) | Achievable Economic TRC Potential | 0 | 0 | 0 | 0 | 0 | 0 | 0 | 0 | 0 | 0 | 0 | 0 | 0 | 0 | 0 | 0 | 0 | 0 | 0 | 0 | 0 | 0 | 0 | 0 | 0 | 0 | 0
F10_Industrial_Industrial - ID_New_Process_Natural Gas_Process Boiler - Maintenance_A_Achievable Economic TRC Potential | F10 | Industrial | Industrial - ID | New | Process | Natural Gas | Process Boiler - Maintenance | A | Purchases (Incremental) | Achievable Economic TRC Potential | 0 | 0 | 0.11039 | 0.50554 | 0.63159 | 0.59985 | 0.30282 | 0.22613 | 0.15774 | 0.04027 | 0 | 0 | 0 | 0 | 0 | 0 | 0 | 0 | 0 | 0 | 0 | 0 | 0 | 0 | 0 | 0 | 0
F11_Industrial_Industrial - ID_New_Process_Natural Gas_Process Boiler - Maintenance_A_Achievable Economic TRC Potential | F11 | Industrial | Industrial - ID | New | Process | Natural Gas | Process Boiler - Maintenance | A | Purchases (Cumulative) | Achievable Economic TRC Potential | 0 | 0 | 0.11039 | 0.61593 | 1.2475 | 1.8474 | 2.1502 | 2.3763 | 2.5341 | 2.5743 | 2.5743 | 2.5743 | 2.5743 | 2.5743 | 2.5743 | 2.5743 | 2.5743 | 2.5743 | 2.5743 | 2.5743 | 2.5743 | 2.5743 | 2.5743 | 2.5743 | 2.5743 | 2.5743 | 2.5743
F1_Industrial_Industrial - ID_New_Process_Natural Gas_Process - Heat Recovery_A_Achievable Economic TRC Potential | F1 | Industrial | Industrial - ID | New | Process | Natural Gas | Process - Heat Recovery | A | Integrated Unit Energy Savings (kWh or therms) | Achievable Economic TRC Potential | 0 | 0 | 0.7162 | 0.71615 | 0.71592 | 0.71568 | 0.71542 | 0.71515 | 0.71493 | 0.71472 | 0.71454 | 0.71439 | 0.71427 | 0.71419 | 0.71415 | 0.71415 | 0.71417 | 0.71422 | 0.71431 | 0.7144 | 0.71449 | 0.71458 | 0.71466 | 0.71474 | 0.71481 | 0.71488 | 0.71494
F2_Industrial_Industrial - ID_New_Process_Natural Gas_Process - Heat Recovery_A_Achievable Economic TRC Potential | F2 | Industrial | Industrial - ID | New | Process | Natural Gas | Process - Heat Recovery | A | Integrated Unit Summer Peak Savings (kW) | Achievable Economic TRC Potential | 0 | 0 | 0 | 0 | 0 | 0 | 0 | 0 | 0 | 0 | 0 | 0 | 0 | 0 | 0 | 0 | 0 | 0 | 0 | 0 | 0 | 0 | 0 | 0 | 0 | 0 | 0
F3_Industrial_Industrial - ID_New_Process_Natural Gas_Process - Heat Recovery_A_Achievable Economic TRC Potential | F3 | Industrial | Industrial - ID | New | Process | Natural Gas | Process - Heat Recovery | A | Integrated Unit Winter Peak Savings (kW) | Achievable Economic TRC Potential | 0 | 0 | 0 | 0 | 0 | 0 | 0 | 0 | 0 | 0 | 0 | 0 | 0 | 0 | 0 | 0 | 0 | 0 | 0 | 0 | 0 | 0 | 0 | 0 | 0 | 0 | 0
F4_Industrial_Industrial - ID_New_Process_Natural Gas_Process - Heat Recovery_A_Achievable Economic TRC Potential | F4 | Industrial | Industrial - ID | New | Process | Natural Gas | Process - Heat Recovery | A | Incremental Energy Savings (MWh or mTherms) | Achievable Economic TRC Potential | 0 | 0 | 0.036189 | 0.23643 | 0.42655 | 0.6157 | 0.79952 | 0.98 | 1.1573 | 1.3314 | 1.5024 | 1.6704 | 1.8355 | 1.9978 | 2.1574 | 2.3142 | 2.4685 | 2.6201 | 2.7693 | 2.9159 | 3.06 | 3.2017 | 0 | 0 | 0 | 0 | 0
F5_Industrial_Industrial - ID_New_Process_Natural Gas_Process - Heat Recovery_A_Achievable Economic TRC Potential | F5 | Industrial | Industrial - ID | New | Process | Natural Gas | Process - Heat Recovery | A | Incremental Summer Peak Savings (MW) | Achievable Economic TRC Potential | 0 | 0 | 0 | 0 | 0 | 0 | 0 | 0 | 0 | 0 | 0 | 0 | 0 | 0 | 0 | 0 | 0 | 0 | 0 | 0 | 0 | 0 | 0 | 0 | 0 | 0 | 0
F6_Industrial_Industrial - ID_New_Process_Natural Gas_Process - Heat Recovery_A_Achievable Economic TRC Potential | F6 | Industrial | Industrial - ID | New | Process | Natural Gas | Process - Heat Recovery | A | Incremental Winter Peak Savings (MW) | Achievable Economic TRC Potential | 0 | 0 | 0 | 0 | 0 | 0 | 0 | 0 | 0 | 0 | 0 | 0 | 0 | 0 | 0 | 0 | 0 | 0 | 0 | 0 | 0 | 0 | 0 | 0 | 0 | 0 | 0
F7_Industrial_Industrial - ID_New_Process_Natural Gas_Process - Heat Recovery_A_Achievable Economic TRC Potential | F7 | Industrial | Industrial - ID | New | Process | Natural Gas | Process - Heat Recovery | A | Cumulative Energy Savings (MWh or mTherms) | Achievable Economic TRC Potential | 0 | 0 | 0.036189 | 0.27261 | 0.69908 | 1.3145 | 2.1136 | 3.0928 | 4.2491 | 5.5793 | 7.0803 | 8.7492 | 10.5833 | 12.5799 | 14.7366 | 17.0507 | 19.5197 | 22.1412 | 24.9132 | 27.8323 | 30.8958 | 34.1012 | 34.1053 | 34.109 | 34.1124 | 34.1156 | 34.1184
F8_Industrial_Industrial - ID_New_Process_Natural Gas_Process - Heat Recovery_A_Achievable Economic TRC Potential | F8 | Industrial | Industrial - ID | New | Process | Natural Gas | Process - Heat Recovery | A | Cumulative Summer Peak Savings (MW) | Achievable Economic TRC Potential | 0 | 0 | 0 | 0 | 0 | 0 | 0 | 0 | 0 | 0 | 0 | 0 | 0 | 0 | 0 | 0 | 0 | 0 | 0 | 0 | 0 | 0 | 0 | 0 | 0 | 0 | 0
F9_Industrial_Industrial - ID_New_Process_Natural Gas_Process - Heat Recovery_A_Achievable Economic TRC Potential | F9 | Industrial | Industrial - ID | New | Process | Natural Gas | Process - Heat Recovery | A | Cumulative Winter Peak Savings (MW) | Achievable Economic TRC Potential | 0 | 0 | 0 | 0 | 0 | 0 | 0 | 0 | 0 | 0 | 0 | 0 | 0 | 0 | 0 | 0 | 0 | 0 | 0 | 0 | 0 | 0 | 0 | 0 | 0 | 0 | 0
F10_Industrial_Industrial - ID_New_Process_Natural Gas_Process - Heat Recovery_A_Achievable Economic TRC Potential | F10 | Industrial | Industrial - ID | New | Process | Natural Gas | Process - Heat Recovery | A | Purchases (Incremental) | Achievable Economic TRC Potential | 0 | 0 | 50.5288 | 330.1398 | 595.8088 | 860.2972 | 1117.5527 | 1370.3353 | 1618.722 | 1862.7886 | 2102.6096 | 2338.2582 | 2569.8064 | 2797.3249 | 3020.8832 | 3240.5494 | 3456.3909 | 3668.4734 | 3876.8618 | 4081.6199 | 4282.8101 | 4480.4941 | 0 | 0 | 0 | 0 | 0
F11_Industrial_Industrial - ID_New_Process_Natural Gas_Process - Heat Recovery_A_Achievable Economic TRC Potential | F11 | Industrial | Industrial - ID | New | Process | Natural Gas | Process - Heat Recovery | A | Purchases (Cumulative) | Achievable Economic TRC Potential | 0 | 0 | 50.5288 | 380.6686 | 976.4774 | 1836.7746 | 2954.3274 | 4324.6627 | 5943.3846 | 7806.1732 | 9908.7827 | 12247.041 | 14816.8474 | 17614.1723 | 20635.0555 | 23875.6049 | 27331.9958 | 31000.4692 | 34877.331 | 38958.9508 | 43241.761 | 47722.255 | 47722.255 | 47722.255 | 47722.255 | 47722.255 | 47722.255
F1_Industrial_Industrial - ID_New_Space Heating_Natural Gas_Strategic Energy Management_A_Achievable Economic TRC Potential | F1 | Industrial | Industrial - ID | New | Space Heating | Natural Gas | Strategic Energy Management | A | Integrated Unit Energy Savings (kWh or therms) | Achievable Economic TRC Potential | 0 | 0 | 0.028559 | 0.027709 | 0.027568 | 0.027465 | 0.027373 | 0.027291 | 0.02723 | 0.027181 | 0.027142 | 0.027105 | 0.027068 | 0.027032 | 0.026997 | 0.026965 | 0.026934 | 0.026906 | 0.026891 | 0.026879 | 0.026869 | 0.026862 | 0.026886 | 0.026908 | 0.026928 | 0.026946 | 0.026963
F2_Industrial_Industrial - ID_New_Space Heating_Natural Gas_Strategic Energy Management_A_Achievable Economic TRC Potential | F2 | Industrial | Industrial - ID | New | Space Heating | Natural Gas | Strategic Energy Management | A | Integrated Unit Summer Peak Savings (kW) | Achievable Economic TRC Potential | 0 | 0 | 0 | 0 | 0 | 0 | 0 | 0 | 0 | 0 | 0 | 0 | 0 | 0 | 0 | 0 | 0 | 0 | 0 | 0 | 0 | 0 | 0 | 0 | 0 | 0 | 0
F3_Industrial_Industrial - ID_New_Space Heating_Natural Gas_Strategic Energy Management_A_Achievable Economic TRC Potential | F3 | Industrial | Industrial - ID | New | Space Heating | Natural Gas | Strategic Energy Management | A | Integrated Unit Winter Peak Savings (kW) | Achievable Economic TRC Potential | 0 | 0 | 0 | 0 | 0 | 0 | 0 | 0 | 0 | 0 | 0 | 0 | 0 | 0 | 0 | 0 | 0 | 0 | 0 | 0 | 0 | 0 | 0 | 0 | 0 | 0 | 0
F4_Industrial_Industrial - ID_New_Space Heating_Natural Gas_Strategic Energy Management_A_Achievable Economic TRC Potential | F4 | Industrial | Industrial - ID | New | Space Heating | Natural Gas | Strategic Energy Management | A | Incremental Energy Savings (MWh or mTherms) | Achievable Economic TRC Potential | 0 | 0 | 0 | 0 | 0 | 0 | 0 | 0 | 0 | 0 | 0 | 0 | 0 | 0 | 0 | 0 | 0 | 0 | 0 | 0 | 0 | 0 | 0 | 0 | 0 | 0 | 0
F5_Industrial_Industrial - ID_New_Space Heating_Natural Gas_Strategic Energy Management_A_Achievable Economic TRC Potential | F5 | Industrial | Industrial - ID | New | Space Heating | Natural Gas | Strategic Energy Management | A | Incremental Summer Peak Savings (MW) | Achievable Economic TRC Potential | 0 | 0 | 0 | 0 | 0 | 0 | 0 | 0 | 0 | 0 | 0 | 0 | 0 | 0 | 0 | 0 | 0 | 0 | 0 | 0 | 0 | 0 | 0 | 0 | 0 | 0 | 0
F6_Industrial_Industrial - ID_New_Space Heating_Natural Gas_Strategic Energy Management_A_Achievable Economic TRC Potential | F6 | Industrial | Industrial - ID | New | Space Heating | Natural Gas | Strategic Energy Management | A | Incremental Winter Peak Savings (MW) | Achievable Economic TRC Potential | 0 | 0 | 0 | 0 | 0 | 0 | 0 | 0 | 0 | 0 | 0 | 0 | 0 | 0 | 0 | 0 | 0 | 0 | 0 | 0 | 0 | 0 | 0 | 0 | 0 | 0 | 0
F7_Industrial_Industrial - ID_New_Space Heating_Natural Gas_Strategic Energy Management_A_Achievable Economic TRC Potential | F7 | Industrial | Industrial - ID | New | Space Heating | Natural Gas | Strategic Energy Management | A | Cumulative Energy Savings (MWh or mTherms) | Achievable Economic TRC Potential | 0 | 0 | 0 | 0 | 0 | 0 | 0 | 0 | 0 | 0 | 0 | 0 | 0 | 0 | 0 | 0 | 0 | 0 | 0 | 0 | 0 | 0 | 0 | 0 | 0 | 0 | 0
F8_Industrial_Industrial - ID_New_Space Heating_Natural Gas_Strategic Energy Management_A_Achievable Economic TRC Potential | F8 | Industrial | Industrial - ID | New | Space Heating | Natural Gas | Strategic Energy Management | A | Cumulative Summer Peak Savings (MW) | Achievable Economic TRC Potential | 0 | 0 | 0 | 0 | 0 | 0 | 0 | 0 | 0 | 0 | 0 | 0 | 0 | 0 | 0 | 0 | 0 | 0 | 0 | 0 | 0 | 0 | 0 | 0 | 0 | 0 | 0
F9_Industrial_Industrial - ID_New_Space Heating_Natural Gas_Strategic Energy Management_A_Achievable Economic TRC Potential | F9 | Industrial | Industrial - ID | New | Space Heating | Natural Gas | Strategic Energy Management | A | Cumulative Winter Peak Savings (MW) | Achievable Economic TRC Potential | 0 | 0 | 0 | 0 | 0 | 0 | 0 | 0 | 0 | 0 | 0 | 0 | 0 | 0 | 0 | 0 | 0 | 0 | 0 | 0 | 0 | 0 | 0 | 0 | 0 | 0 | 0
F10_Industrial_Industrial - ID_New_Space Heating_Natural Gas_Strategic Energy Management_A_Achievable Economic TRC Potential | F10 | Industrial | Industrial - ID | New | Space Heating | Natural Gas | Strategic Energy Management | A | Purchases (Incremental) | Achievable Economic TRC Potential | 0 | 0 | 0 | 0 | 0 | 0 | 0 | 0 | 0 | 0 | 0 | 0 | 0 | 0 | 0 | 0 | 0 | 0 | 0 | 0 | 0 | 0 | 0 | 0 | 0 | 0 | 0
F11_Industrial_Industrial - ID_New_Space Heating_Natural Gas_Strategic Energy Management_A_Achievable Economic TRC Potential | F11 | Industrial | Industrial - ID | New | Space Heating | Natural Gas | Strategic Energy Management | A | Purchases (Cumulative) | Achievable Economic TRC Potential | 0 | 0 | 0 | 0 | 0 | 0 | 0 | 0 | 0 | 0 | 0 | 0 | 0 | 0 | 0 | 0 | 0 | 0 | 0 | 0 | 0 | 0 | 0 | 0 | 0 | 0 | 0
F1_Industrial_Industrial - ID_New_Process_Natural Gas_Strategic Energy Management_A_Achievable Economic TRC Potential | F1 | Industrial | Industrial - ID | New | Process | Natural Gas | Strategic Energy Management | A | Integrated Unit Energy Savings (kWh or therms) | Achievable Economic TRC Potential | 0 | 0 | 0.11599 | 0.11587 | 0.11551 | 0.11514 | 0.11476 | 0.11437 | 0.11399 | 0.11361 | 0.11324 | 0.11286 | 0.11249 | 0.11212 | 0.11176 | 0.1114 | 0.11105 | 0.11069 | 0.11034 | 0.10999 | 0.10963 | 0.10928 | 0.10959 | 0.10986 | 0.11012 | 0.11035 | 0.11056
F2_Industrial_Industrial - ID_New_Process_Natural Gas_Strategic Energy Management_A_Achievable Economic TRC Potential | F2 | Industrial | Industrial - ID | New | Process | Natural Gas | Strategic Energy Management | A | Integrated Unit Summer Peak Savings (kW) | Achievable Economic TRC Potential | 0 | 0 | 0 | 0 | 0 | 0 | 0 | 0 | 0 | 0 | 0 | 0 | 0 | 0 | 0 | 0 | 0 | 0 | 0 | 0 | 0 | 0 | 0 | 0 | 0 | 0 | 0
F3_Industrial_Industrial - ID_New_Process_Natural Gas_Strategic Energy Management_A_Achievable Economic TRC Potential | F3 | Industrial | Industrial - ID | New | Process | Natural Gas | Strategic Energy Management | A | Integrated Unit Winter Peak Savings (kW) | Achievable Economic TRC Potential | 0 | 0 | 0 | 0 | 0 | 0 | 0 | 0 | 0 | 0 | 0 | 0 | 0 | 0 | 0 | 0 | 0 | 0 | 0 | 0 | 0 | 0 | 0 | 0 | 0 | 0 | 0
F4_Industrial_Industrial - ID_New_Process_Natural Gas_Strategic Energy Management_A_Achievable Economic TRC Potential | F4 | Industrial | Industrial - ID | New | Process | Natural Gas | Strategic Energy Management | A | Incremental Energy Savings (MWh or mTherms) | Achievable Economic TRC Potential | 0 | 0 | 0 | 0 | 0 | 0 | 0 | 0 | 0 | 0 | 0 | 0 | 0 | 0 | 0 | 0 | 0 | 0 | 0 | 0 | 0 | 0 | 0 | 0 | 0 | 0 | 0
F5_Industrial_Industrial - ID_New_Process_Natural Gas_Strategic Energy Management_A_Achievable Economic TRC Potential | F5 | Industrial | Industrial - ID | New | Process | Natural Gas | Strategic Energy Management | A | Incremental Summer Peak Savings (MW) | Achievable Economic TRC Potential | 0 | 0 | 0 | 0 | 0 | 0 | 0 | 0 | 0 | 0 | 0 | 0 | 0 | 0 | 0 | 0 | 0 | 0 | 0 | 0 | 0 | 0 | 0 | 0 | 0 | 0 | 0
F6_Industrial_Industrial - ID_New_Process_Natural Gas_Strategic Energy Management_A_Achievable Economic TRC Potential | F6 | Industrial | Industrial - ID | New | Process | Natural Gas | Strategic Energy Management | A | Incremental Winter Peak Savings (MW) | Achievable Economic TRC Potential | 0 | 0 | 0 | 0 | 0 | 0 | 0 | 0 | 0 | 0 | 0 | 0 | 0 | 0 | 0 | 0 | 0 | 0 | 0 | 0 | 0 | 0 | 0 | 0 | 0 | 0 | 0
F7_Industrial_Industrial - ID_New_Process_Natural Gas_Strategic Energy Management_A_Achievable Economic TRC Potential | F7 | Industrial | Industrial - ID | New | Process | Natural Gas | Strategic Energy Management | A | Cumulative Energy Savings (MWh or mTherms) | Achievable Economic TRC Potential | 0 | 0 | 0 | 0 | 0 | 0 | 0 | 0 | 0 | 0 | 0 | 0 | 0 | 0 | 0 | 0 | 0 | 0 | 0 | 0 | 0 | 0 | 0 | 0 | 0 | 0 | 0
F8_Industrial_Industrial - ID_New_Process_Natural Gas_Strategic Energy Management_A_Achievable Economic TRC Potential | F8 | Industrial | Industrial - ID | New | Process | Natural Gas | Strategic Energy Management | A | Cumulative Summer Peak Savings (MW) | Achievable Economic TRC Potential | 0 | 0 | 0 | 0 | 0 | 0 | 0 | 0 | 0 | 0 | 0 | 0 | 0 | 0 | 0 | 0 | 0 | 0 | 0 | 0 | 0 | 0 | 0 | 0 | 0 | 0 | 0
F9_Industrial_Industrial - ID_New_Process_Natural Gas_Strategic Energy Management_A_Achievable Economic TRC Potential | F9 | Industrial | Industrial - ID | New | Process | Natural Gas | Strategic Energy Management | A | Cumulative Winter Peak Savings (MW) | Achievable Economic TRC Potential | 0 | 0 | 0 | 0 | 0 | 0 | 0 | 0 | 0 | 0 | 0 | 0 | 0 | 0 | 0 | 0 | 0 | 0 | 0 | 0 | 0 | 0 | 0 | 0 | 0 | 0 | 0
F10_Industrial_Industrial - ID_New_Process_Natural Gas_Strategic Energy Management_A_Achievable Economic TRC Potential | F10 | Industrial | Industrial - ID | New | Process | Natural Gas | Strategic Energy Management | A | Purchases (Incremental) | Achievable Economic TRC Potential | 0 | 0 | 0 | 0 | 0 | 0 | 0 | 0 | 0 | 0 | 0 | 0 | 0 | 0 | 0 | 0 | 0 | 0 | 0 | 0 | 0 | 0 | 0 | 0 | 0 | 0 | 0
F11_Industrial_Industrial - ID_New_Process_Natural Gas_Strategic Energy Management_A_Achievable Economic TRC Potential | F11 | Industrial | Industrial - ID | New | Process | Natural Gas | Strategic Energy Management | A | Purchases (Cumulative) | Achievable Economic TRC Potential | 0 | 0 | 0 | 0 | 0 | 0 | 0 | 0 | 0 | 0 | 0 | 0 | 0 | 0 | 0 | 0 | 0 | 0 | 0 | 0 | 0 | 0 | 0 | 0 | 0 | 0 | 0
F1_Industrial_Industrial - ID_New_Miscellaneous_Natural Gas_Strategic Energy Management_A_Achievable Economic TRC Potential | F1 | Industrial | Industrial - ID | New | Miscellaneous | Natural Gas | Strategic Energy Management | A | Integrated Unit Energy Savings (kWh or therms) | Achievable Economic TRC Potential | 0 | 0 | 0.025488 | 0.025488 | 0.025488 | 0.025488 | 0.025488 | 0.025488 | 0.025488 | 0.025488 | 0.025488 | 0.025488 | 0.025488 | 0.025488 | 0.025488 | 0.025488 | 0.025488 | 0.025488 | 0.025488 | 0.025488 | 0.025488 | 0.025488 | 0.025488 | 0.025488 | 0.025488 | 0.025488 | 0.025488
F2_Industrial_Industrial - ID_New_Miscellaneous_Natural Gas_Strategic Energy Management_A_Achievable Economic TRC Potential | F2 | Industrial | Industrial - ID | New | Miscellaneous | Natural Gas | Strategic Energy Management | A | Integrated Unit Summer Peak Savings (kW) | Achievable Economic TRC Potential | 0 | 0 | 0 | 0 | 0 | 0 | 0 | 0 | 0 | 0 | 0 | 0 | 0 | 0 | 0 | 0 | 0 | 0 | 0 | 0 | 0 | 0 | 0 | 0 | 0 | 0 | 0
F3_Industrial_Industrial - ID_New_Miscellaneous_Natural Gas_Strategic Energy Management_A_Achievable Economic TRC Potential | F3 | Industrial | Industrial - ID | New | Miscellaneous | Natural Gas | Strategic Energy Management | A | Integrated Unit Winter Peak Savings (kW) | Achievable Economic TRC Potential | 0 | 0 | 0 | 0 | 0 | 0 | 0 | 0 | 0 | 0 | 0 | 0 | 0 | 0 | 0 | 0 | 0 | 0 | 0 | 0 | 0 | 0 | 0 | 0 | 0 | 0 | 0
F4_Industrial_Industrial - ID_New_Miscellaneous_Natural Gas_Strategic Energy Management_A_Achievable Economic TRC Potential | F4 | Industrial | Industrial - ID | New | Miscellaneous | Natural Gas | Strategic Energy Management | A | Incremental Energy Savings (MWh or mTherms) | Achievable Economic TRC Potential | 0 | 0 | 0 | 0 | 0 | 0 | 0 | 0 | 0 | 0 | 0 | 0 | 0 | 0 | 0 | 0 | 0 | 0 | 0 | 0 | 0 | 0 | 0 | 0 | 0 | 0 | 0
F5_Industrial_Industrial - ID_New_Miscellaneous_Natural Gas_Strategic Energy Management_A_Achievable Economic TRC Potential | F5 | Industrial | Industrial - ID | New | Miscellaneous | Natural Gas | Strategic Energy Management | A | Incremental Summer Peak Savings (MW) | Achievable Economic TRC Potential | 0 | 0 | 0 | 0 | 0 | 0 | 0 | 0 | 0 | 0 | 0 | 0 | 0 | 0 | 0 | 0 | 0 | 0 | 0 | 0 | 0 | 0 | 0 | 0 | 0 | 0 | 0
F6_Industrial_Industrial - ID_New_Miscellaneous_Natural Gas_Strategic Energy Management_A_Achievable Economic TRC Potential | F6 | Industrial | Industrial - ID | New | Miscellaneous | Natural Gas | Strategic Energy Management | A | Incremental Winter Peak Savings (MW) | Achievable Economic TRC Potential | 0 | 0 | 0 | 0 | 0 | 0 | 0 | 0 | 0 | 0 | 0 | 0 | 0 | 0 | 0 | 0 | 0 | 0 | 0 | 0 | 0 | 0 | 0 | 0 | 0 | 0 | 0
F7_Industrial_Industrial - ID_New_Miscellaneous_Natural Gas_Strategic Energy Management_A_Achievable Economic TRC Potential | F7 | Industrial | Industrial - ID | New | Miscellaneous | Natural Gas | Strategic Energy Management | A | Cumulative Energy Savings (MWh or mTherms) | Achievable Economic TRC Potential | 0 | 0 | 0 | 0 | 0 | 0 | 0 | 0 | 0 | 0 | 0 | 0 | 0 | 0 | 0 | 0 | 0 | 0 | 0 | 0 | 0 | 0 | 0 | 0 | 0 | 0 | 0
F8_Industrial_Industrial - ID_New_Miscellaneous_Natural Gas_Strategic Energy Management_A_Achievable Economic TRC Potential | F8 | Industrial | Industrial - ID | New | Miscellaneous | Natural Gas | Strategic Energy Management | A | Cumulative Summer Peak Savings (MW) | Achievable Economic TRC Potential | 0 | 0 | 0 | 0 | 0 | 0 | 0 | 0 | 0 | 0 | 0 | 0 | 0 | 0 | 0 | 0 | 0 | 0 | 0 | 0 | 0 | 0 | 0 | 0 | 0 | 0 | 0
F9_Industrial_Industrial - ID_New_Miscellaneous_Natural Gas_Strategic Energy Management_A_Achievable Economic TRC Potential | F9 | Industrial | Industrial - ID | New | Miscellaneous | Natural Gas | Strategic Energy Management | A | Cumulative Winter Peak Savings (MW) | Achievable Economic TRC Potential | 0 | 0 | 0 | 0 | 0 | 0 | 0 | 0 | 0 | 0 | 0 | 0 | 0 | 0 | 0 | 0 | 0 | 0 | 0 | 0 | 0 | 0 | 0 | 0 | 0 | 0 | 0
F10_Industrial_Industrial - ID_New_Miscellaneous_Natural Gas_Strategic Energy Management_A_Achievable Economic TRC Potential | F10 | Industrial | Industrial - ID | New | Miscellaneous | Natural Gas | Strategic Energy Management | A | Purchases (Incremental) | Achievable Economic TRC Potential | 0 | 0 | 0 | 0 | 0 | 0 | 0 | 0 | 0 | 0 | 0 | 0 | 0 | 0 | 0 | 0 | 0 | 0 | 0 | 0 | 0 | 0 | 0 | 0 | 0 | 0 | 0
F11_Industrial_Industrial - ID_New_Miscellaneous_Natural Gas_Strategic Energy Management_A_Achievable Economic TRC Potential | F11 | Industrial | Industrial - ID | New | Miscellaneous | Natural Gas | Strategic Energy Management | A | Purchases (Cumulative) | Achievable Economic TRC Potential | 0 | 0 | 0 | 0 | 0 | 0 | 0 | 0 | 0 | 0 | 0 | 0 | 0 | 0 | 0 | 0 | 0 | 0 | 0 | 0 | 0 | 0 | 0 | 0 | 0 | 0 | 0
F1_Industrial_Industrial - ID_New_Space Heating_Natural Gas_Retrocommissioning_A_Achievable Economic TRC Potential | F1 | Industrial | Industrial - ID | New | Space Heating | Natural Gas | Retrocommissioning | A | Integrated Unit Energy Savings (kWh or therms) | Achievable Economic TRC Potential | 0 | 0 | 0.035064 | 0.03402 | 0.033847 | 0.033721 | 0.033607 | 0.033508 | 0.033433 | 0.033373 | 0.033326 | 0.03328 | 0.033235 | 0.033191 | 0.033148 | 0.033108 | 0.033071 | 0.033037 | 0.033018 | 0.033003 | 0.032992 | 0.032982 | 0.033012 | 0.033039 | 0.033064 | 0.033087 | 0.033107
F2_Industrial_Industrial - ID_New_Space Heating_Natural Gas_Retrocommissioning_A_Achievable Economic TRC Potential | F2 | Industrial | Industrial - ID | New | Space Heating | Natural Gas | Retrocommissioning | A | Integrated Unit Summer Peak Savings (kW) | Achievable Economic TRC Potential | 0 | 0 | 0 | 0 | 0 | 0 | 0 | 0 | 0 | 0 | 0 | 0 | 0 | 0 | 0 | 0 | 0 | 0 | 0 | 0 | 0 | 0 | 0 | 0 | 0 | 0 | 0
F3_Industrial_Industrial - ID_New_Space Heating_Natural Gas_Retrocommissioning_A_Achievable Economic TRC Potential | F3 | Industrial | Industrial - ID | New | Space Heating | Natural Gas | Retrocommissioning | A | Integrated Unit Winter Peak Savings (kW) | Achievable Economic TRC Potential | 0 | 0 | 0 | 0 | 0 | 0 | 0 | 0 | 0 | 0 | 0 | 0 | 0 | 0 | 0 | 0 | 0 | 0 | 0 | 0 | 0 | 0 | 0 | 0 | 0 | 0 | 0
F4_Industrial_Industrial - ID_New_Space Heating_Natural Gas_Retrocommissioning_A_Achievable Economic TRC Potential | F4 | Industrial | Industrial - ID | New | Space Heating | Natural Gas | Retrocommissioning | A | Incremental Energy Savings (MWh or mTherms) | Achievable Economic TRC Potential | 0 | 0 | 0 | 0 | 0 | 0 | 0 | 0 | 0 | 0 | 0 | 0 | 0 | 0 | 0 | 0 | 0 | 0 | 0 | 0 | 0 | 0 | 0 | 0 | 0 | 0 | 0
F5_Industrial_Industrial - ID_New_Space Heating_Natural Gas_Retrocommissioning_A_Achievable Economic TRC Potential | F5 | Industrial | Industrial - ID | New | Space Heating | Natural Gas | Retrocommissioning | A | Incremental Summer Peak Savings (MW) | Achievable Economic TRC Potential | 0 | 0 | 0 | 0 | 0 | 0 | 0 | 0 | 0 | 0 | 0 | 0 | 0 | 0 | 0 | 0 | 0 | 0 | 0 | 0 | 0 | 0 | 0 | 0 | 0 | 0 | 0
F6_Industrial_Industrial - ID_New_Space Heating_Natural Gas_Retrocommissioning_A_Achievable Economic TRC Potential | F6 | Industrial | Industrial - ID | New | Space Heating | Natural Gas | Retrocommissioning | A | Incremental Winter Peak Savings (MW) | Achievable Economic TRC Potential | 0 | 0 | 0 | 0 | 0 | 0 | 0 | 0 | 0 | 0 | 0 | 0 | 0 | 0 | 0 | 0 | 0 | 0 | 0 | 0 | 0 | 0 | 0 | 0 | 0 | 0 | 0
F7_Industrial_Industrial - ID_New_Space Heating_Natural Gas_Retrocommissioning_A_Achievable Economic TRC Potential | F7 | Industrial | Industrial - ID | New | Space Heating | Natural Gas | Retrocommissioning | A | Cumulative Energy Savings (MWh or mTherms) | Achievable Economic TRC Potential | 0 | 0 | 0 | 0 | 0 | 0 | 0 | 0 | 0 | 0 | 0 | 0 | 0 | 0 | 0 | 0 | 0 | 0 | 0 | 0 | 0 | 0 | 0 | 0 | 0 | 0 | 0
F8_Industrial_Industrial - ID_New_Space Heating_Natural Gas_Retrocommissioning_A_Achievable Economic TRC Potential | F8 | Industrial | Industrial - ID | New | Space Heating | Natural Gas | Retrocommissioning | A | Cumulative Summer Peak Savings (MW) | Achievable Economic TRC Potential | 0 | 0 | 0 | 0 | 0 | 0 | 0 | 0 | 0 | 0 | 0 | 0 | 0 | 0 | 0 | 0 | 0 | 0 | 0 | 0 | 0 | 0 | 0 | 0 | 0 | 0 | 0
F9_Industrial_Industrial - ID_New_Space Heating_Natural Gas_Retrocommissioning_A_Achievable Economic TRC Potential | F9 | Industrial | Industrial - ID | New | Space Heating | Natural Gas | Retrocommissioning | A | Cumulative Winter Peak Savings (MW) | Achievable Economic TRC Potential | 0 | 0 | 0 | 0 | 0 | 0 | 0 | 0 | 0 | 0 | 0 | 0 | 0 | 0 | 0 | 0 | 0 | 0 | 0 | 0 | 0 | 0 | 0 | 0 | 0 | 0 | 0
F10_Industrial_Industrial - ID_New_Space Heating_Natural Gas_Retrocommissioning_A_Achievable Economic TRC Potential | F10 | Industrial | Industrial - ID | New | Space Heating | Natural Gas | Retrocommissioning | A | Purchases (Incremental) | Achievable Economic TRC Potential | 0 | 0 | 0 | 0 | 0 | 0 | 0 | 0 | 0 | 0 | 0 | 0 | 0 | 0 | 0 | 0 | 0 | 0 | 0 | 0 | 0 | 0 | 0 | 0 | 0 | 0 | 0
F11_Industrial_Industrial - ID_New_Space Heating_Natural Gas_Retrocommissioning_A_Achievable Economic TRC Potential | F11 | Industrial | Industrial - ID | New | Space Heating | Natural Gas | Retrocommissioning | A | Purchases (Cumulative) | Achievable Economic TRC Potential | 0 | 0 | 0 | 0 | 0 | 0 | 0 | 0 | 0 | 0 | 0 | 0 | 0 | 0 | 0 | 0 | 0 | 0 | 0 | 0 | 0 | 0 | 0 | 0 | 0 | 0 | 0
F1_Industrial_Industrial - ID_New_Process_Natural Gas_Retrocommissioning_A_Achievable Economic TRC Potential | F1 | Industrial | Industrial - ID | New | Process | Natural Gas | Retrocommissioning | A | Integrated Unit Energy Savings (kWh or therms) | Achievable Economic TRC Potential | 0 | 0 | 0 | 0 | 0 | 0 | 0 | 0 | 0 | 0 | 0 | 0 | 0 | 0 | 0 | 0 | 0 | 0 | 0 | 0 | 0 | 0 | 0 | 0 | 0 | 0 | 0
F2_Industrial_Industrial - ID_New_Process_Natural Gas_Retrocommissioning_A_Achievable Economic TRC Potential | F2 | Industrial | Industrial - ID | New | Process | Natural Gas | Retrocommissioning | A | Integrated Unit Summer Peak Savings (kW) | Achievable Economic TRC Potential | 0 | 0 | 0 | 0 | 0 | 0 | 0 | 0 | 0 | 0 | 0 | 0 | 0 | 0 | 0 | 0 | 0 | 0 | 0 | 0 | 0 | 0 | 0 | 0 | 0 | 0 | 0
F3_Industrial_Industrial - ID_New_Process_Natural Gas_Retrocommissioning_A_Achievable Economic TRC Potential | F3 | Industrial | Industrial - ID | New | Process | Natural Gas | Retrocommissioning | A | Integrated Unit Winter Peak Savings (kW) | Achievable Economic TRC Potential | 0 | 0 | 0 | 0 | 0 | 0 | 0 | 0 | 0 | 0 | 0 | 0 | 0 | 0 | 0 | 0 | 0 | 0 | 0 | 0 | 0 | 0 | 0 | 0 | 0 | 0 | 0
F4_Industrial_Industrial - ID_New_Process_Natural Gas_Retrocommissioning_A_Achievable Economic TRC Potential | F4 | Industrial | Industrial - ID | New | Process | Natural Gas | Retrocommissioning | A | Incremental Energy Savings (MWh or mTherms) | Achievable Economic TRC Potential | 0 | 0 | 0 | 0 | 0 | 0 | 0 | 0 | 0 | 0 | 0 | 0 | 0 | 0 | 0 | 0 | 0 | 0 | 0 | 0 | 0 | 0 | 0 | 0 | 0 | 0 | 0
F5_Industrial_Industrial - ID_New_Process_Natural Gas_Retrocommissioning_A_Achievable Economic TRC Potential | F5 | Industrial | Industrial - ID | New | Process | Natural Gas | Retrocommissioning | A | Incremental Summer Peak Savings (MW) | Achievable Economic TRC Potential | 0 | 0 | 0 | 0 | 0 | 0 | 0 | 0 | 0 | 0 | 0 | 0 | 0 | 0 | 0 | 0 | 0 | 0 | 0 | 0 | 0 | 0 | 0 | 0 | 0 | 0 | 0
F6_Industrial_Industrial - ID_New_Process_Natural Gas_Retrocommissioning_A_Achievable Economic TRC Potential | F6 | Industrial | Industrial - ID | New | Process | Natural Gas | Retrocommissioning | A | Incremental Winter Peak Savings (MW) | Achievable Economic TRC Potential | 0 | 0 | 0 | 0 | 0 | 0 | 0 | 0 | 0 | 0 | 0 | 0 | 0 | 0 | 0 | 0 | 0 | 0 | 0 | 0 | 0 | 0 | 0 | 0 | 0 | 0 | 0
F7_Industrial_Industrial - ID_New_Process_Natural Gas_Retrocommissioning_A_Achievable Economic TRC Potential | F7 | Industrial | Industrial - ID | New | Process | Natural Gas | Retrocommissioning | A | Cumulative Energy Savings (MWh or mTherms) | Achievable Economic TRC Potential | 0 | 0 | 0 | 0 | 0 | 0 | 0 | 0 | 0 | 0 | 0 | 0 | 0 | 0 | 0 | 0 | 0 | 0 | 0 | 0 | 0 | 0 | 0 | 0 | 0 | 0 | 0
F8_Industrial_Industrial - ID_New_Process_Natural Gas_Retrocommissioning_A_Achievable Economic TRC Potential | F8 | Industrial | Industrial - ID | New | Process | Natural Gas | Retrocommissioning | A | Cumulative Summer Peak Savings (MW) | Achievable Economic TRC Potential | 0 | 0 | 0 | 0 | 0 | 0 | 0 | 0 | 0 | 0 | 0 | 0 | 0 | 0 | 0 | 0 | 0 | 0 | 0 | 0 | 0 | 0 | 0 | 0 | 0 | 0 | 0
F9_Industrial_Industrial - ID_New_Process_Natural Gas_Retrocommissioning_A_Achievable Economic TRC Potential | F9 | Industrial | Industrial - ID | New | Process | Natural Gas | Retrocommissioning | A | Cumulative Winter Peak Savings (MW) | Achievable Economic TRC Potential | 0 | 0 | 0 | 0 | 0 | 0 | 0 | 0 | 0 | 0 | 0 | 0 | 0 | 0 | 0 | 0 | 0 | 0 | 0 | 0 | 0 | 0 | 0 | 0 | 0 | 0 | 0
F10_Industrial_Industrial - ID_New_Process_Natural Gas_Retrocommissioning_A_Achievable Economic TRC Potential | F10 | Industrial | Industrial - ID | New | Process | Natural Gas | Retrocommissioning | A | Purchases (Incremental) | Achievable Economic TRC Potential | 0 | 0 | 0 | 0 | 0 | 0 | 0 | 0 | 0 | 0 | 0 | 0 | 0 | 0 | 0 | 0 | 0 | 0 | 0 | 0 | 0 | 0 | 0 | 0 | 0 | 0 | 0
F11_Industrial_Industrial - ID_New_Process_Natural Gas_Retrocommissioning_A_Achievable Economic TRC Potential | F11 | Industrial | Industrial - ID | New | Process | Natural Gas | Retrocommissioning | A | Purchases (Cumulative) | Achievable Economic TRC Potential | 0 | 0 | 0 | 0 | 0 | 0 | 0 | 0 | 0 | 0 | 0 | 0 | 0 | 0 | 0 | 0 | 0 | 0 | 0 | 0 | 0 | 0 | 0 | 0 | 0 | 0 | 0
F1_Industrial_Industrial - WA_Existing_Space Heating_Natural Gas_Furnace_A_Achievable Economic UCT Potential | F1 | Industrial | Industrial - WA | Existing | Space Heating | Natural Gas | Furnace | A | Integrated Unit Energy Savings (kWh or therms) | Achievable Economic UCT Potential | 0 | 47.696 | 47.5111 | 23.7555 | 23.7555 | 23.7555 | 23.7555 | 23.7555 | 23.7555 | 23.7555 | 23.7555 | 23.7555 | 23.7555 | 23.7555 | 23.7555 | 23.7555 | 23.7555 | 23.7555 | 23.7555 | 23.7555 | 23.7555 | 23.7555 | 23.7555 | 23.7555 | 23.7555 | 23.7555 | 23.7555
F2_Industrial_Industrial - WA_Existing_Space Heating_Natural Gas_Furnace_A_Achievable Economic UCT Potential | F2 | Industrial | Industrial - WA | Existing | Space Heating | Natural Gas | Furnace | A | Integrated Unit Summer Peak Savings (kW) | Achievable Economic UCT Potential | 0 | 0 | 0 | 0 | 0 | 0 | 0 | 0 | 0 | 0 | 0 | 0 | 0 | 0 | 0 | 0 | 0 | 0 | 0 | 0 | 0 | 0 | 0 | 0 | 0 | 0 | 0
F3_Industrial_Industrial - WA_Existing_Space Heating_Natural Gas_Furnace_A_Achievable Economic UCT Potential | F3 | Industrial | Industrial - WA | Existing | Space Heating | Natural Gas | Furnace | A | Integrated Unit Winter Peak Savings (kW) | Achievable Economic UCT Potential | 0 | 0 | 0 | 0 | 0 | 0 | 0 | 0 | 0 | 0 | 0 | 0 | 0 | 0 | 0 | 0 | 0 | 0 | 0 | 0 | 0 | 0 | 0 | 0 | 0 | 0 | 0
F4_Industrial_Industrial - WA_Existing_Space Heating_Natural Gas_Furnace_A_Achievable Economic UCT Potential | F4 | Industrial | Industrial - WA | Existing | Space Heating | Natural Gas | Furnace | A | Incremental Energy Savings (MWh or mTherms) | Achievable Economic UCT Potential | 0 | 0 | 0 | 0 | 0 | 0 | 0 | 0 | 0 | 0 | 0 | 0 | 0 | 0 | 0 | 0 | 0 | 0 | 0 | 0 | 0 | 0 | 0 | 0 | 0 | 0 | 0
F5_Industrial_Industrial - WA_Existing_Space Heating_Natural Gas_Furnace_A_Achievable Economic UCT Potential | F5 | Industrial | Industrial - WA | Existing | Space Heating | Natural Gas | Furnace | A | Incremental Summer Peak Savings (MW) | Achievable Economic UCT Potential | 0 | 0 | 0 | 0 | 0 | 0 | 0 | 0 | 0 | 0 | 0 | 0 | 0 | 0 | 0 | 0 | 0 | 0 | 0 | 0 | 0 | 0 | 0 | 0 | 0 | 0 | 0
F6_Industrial_Industrial - WA_Existing_Space Heating_Natural Gas_Furnace_A_Achievable Economic UCT Potential | F6 | Industrial | Industrial - WA | Existing | Space Heating | Natural Gas | Furnace | A | Incremental Winter Peak Savings (MW) | Achievable Economic UCT Potential | 0 | 0 | 0 | 0 | 0 | 0 | 0 | 0 | 0 | 0 | 0 | 0 | 0 | 0 | 0 | 0 | 0 | 0 | 0 | 0 | 0 | 0 | 0 | 0 | 0 | 0 | 0
F7_Industrial_Industrial - WA_Existing_Space Heating_Natural Gas_Furnace_A_Achievable Economic UCT Potential | F7 | Industrial | Industrial - WA | Existing | Space Heating | Natural Gas | Furnace | A | Cumulative Energy Savings (MWh or mTherms) | Achievable Economic UCT Potential | 0 | 0 | 0 | 0 | 0 | 0 | 0 | 0 | 0 | 0 | 0 | 0 | 0 | 0 | 0 | 0 | 0 | 0 | 0 | 0 | 0 | 0 | 0 | 0 | 0 | 0 | 0
F8_Industrial_Industrial - WA_Existing_Space Heating_Natural Gas_Furnace_A_Achievable Economic UCT Potential | F8 | Industrial | Industrial - WA | Existing | Space Heating | Natural Gas | Furnace | A | Cumulative Summer Peak Savings (MW) | Achievable Economic UCT Potential | 0 | 0 | 0 | 0 | 0 | 0 | 0 | 0 | 0 | 0 | 0 | 0 | 0 | 0 | 0 | 0 | 0 | 0 | 0 | 0 | 0 | 0 | 0 | 0 | 0 | 0 | 0
F9_Industrial_Industrial - WA_Existing_Space Heating_Natural Gas_Furnace_A_Achievable Economic UCT Potential | F9 | Industrial | Industrial - WA | Existing | Space Heating | Natural Gas | Furnace | A | Cumulative Winter Peak Savings (MW) | Achievable Economic UCT Potential | 0 | 0 | 0 | 0 | 0 | 0 | 0 | 0 | 0 | 0 | 0 | 0 | 0 | 0 | 0 | 0 | 0 | 0 | 0 | 0 | 0 | 0 | 0 | 0 | 0 | 0 | 0
F10_Industrial_Industrial - WA_Existing_Space Heating_Natural Gas_Furnace_A_Achievable Economic UCT Potential | F10 | Industrial | Industrial - WA | Existing | Space Heating | Natural Gas | Furnace | A | Purchases (Incremental) | Achievable Economic UCT Potential | 0 | 0 | 0 | 0 | 0 | 0 | 0 | 0 | 0 | 0 | 0 | 0 | 0 | 0 | 0 | 0 | 0 | 0 | 0 | 0 | 0 | 0 | 0 | 0 | 0 | 0 | 0
F11_Industrial_Industrial - WA_Existing_Space Heating_Natural Gas_Furnace_A_Achievable Economic UCT Potential | F11 | Industrial | Industrial - WA | Existing | Space Heating | Natural Gas | Furnace | A | Purchases (Cumulative) | Achievable Economic UCT Potential | 0 | 0 | 0 | 0 | 0 | 0 | 0 | 0 | 0 | 0 | 0 | 0 | 0 | 0 | 0 | 0 | 0 | 0 | 0 | 0 | 0 | 0 | 0 | 0 | 0 | 0 | 0
F1_Industrial_Industrial - WA_Existing_Space Heating_Natural Gas_Boiler_A_Achievable Economic UCT Potential | F1 | Industrial | Industrial - WA | Existing | Space Heating | Natural Gas | Boiler | A | Integrated Unit Energy Savings (kWh or therms) | Achievable Economic UCT Potential | 0 | 49.1964 | 49.0056 | 49.0056 | 49.0056 | 49.0056 | 49.0056 | 49.0056 | 49.0056 | 49.0056 | 49.0056 | 49.0056 | 49.0056 | 49.0056 | 49.0056 | 49.0056 | 49.0056 | 49.0056 | 49.0056 | 49.0056 | 49.0056 | 49.0056 | 49.0056 | 49.0056 | 49.0056 | 49.0056 | 49.0056
F2_Industrial_Industrial - WA_Existing_Space Heating_Natural Gas_Boiler_A_Achievable Economic UCT Potential | F2 | Industrial | Industrial - WA | Existing | Space Heating | Natural Gas | Boiler | A | Integrated Unit Summer Peak Savings (kW) | Achievable Economic UCT Potential | 0 | 0 | 0 | 0 | 0 | 0 | 0 | 0 | 0 | 0 | 0 | 0 | 0 | 0 | 0 | 0 | 0 | 0 | 0 | 0 | 0 | 0 | 0 | 0 | 0 | 0 | 0
F3_Industrial_Industrial - WA_Existing_Space Heating_Natural Gas_Boiler_A_Achievable Economic UCT Potential | F3 | Industrial | Industrial - WA | Existing | Space Heating | Natural Gas | Boiler | A | Integrated Unit Winter Peak Savings (kW) | Achievable Economic UCT Potential | 0 | 0 | 0 | 0 | 0 | 0 | 0 | 0 | 0 | 0 | 0 | 0 | 0 | 0 | 0 | 0 | 0 | 0 | 0 | 0 | 0 | 0 | 0 | 0 | 0 | 0 | 0
F4_Industrial_Industrial - WA_Existing_Space Heating_Natural Gas_Boiler_A_Achievable Economic UCT Potential | F4 | Industrial | Industrial - WA | Existing | Space Heating | Natural Gas | Boiler | A | Incremental Energy Savings (MWh or mTherms) | Achievable Economic UCT Potential | 0 | 0 | 0 | 0 | 0 | 0 | 0 | 0 | 0 | 0 | 0 | 0 | 0 | 0 | 0 | 0 | 0 | 0 | 0 | 0 | 0 | 0 | 0 | 0 | 0 | 0 | 0
F5_Industrial_Industrial - WA_Existing_Space Heating_Natural Gas_Boiler_A_Achievable Economic UCT Potential | F5 | Industrial | Industrial - WA | Existing | Space Heating | Natural Gas | Boiler | A | Incremental Summer Peak Savings (MW) | Achievable Economic UCT Potential | 0 | 0 | 0 | 0 | 0 | 0 | 0 | 0 | 0 | 0 | 0 | 0 | 0 | 0 | 0 | 0 | 0 | 0 | 0 | 0 | 0 | 0 | 0 | 0 | 0 | 0 | 0
F6_Industrial_Industrial - WA_Existing_Space Heating_Natural Gas_Boiler_A_Achievable Economic UCT Potential | F6 | Industrial | Industrial - WA | Existing | Space Heating | Natural Gas | Boiler | A | Incremental Winter Peak Savings (MW) | Achievable Economic UCT Potential | 0 | 0 | 0 | 0 | 0 | 0 | 0 | 0 | 0 | 0 | 0 | 0 | 0 | 0 | 0 | 0 | 0 | 0 | 0 | 0 | 0 | 0 | 0 | 0 | 0 | 0 | 0
F7_Industrial_Industrial - WA_Existing_Space Heating_Natural Gas_Boiler_A_Achievable Economic UCT Potential | F7 | Industrial | Industrial - WA | Existing | Space Heating | Natural Gas | Boiler | A | Cumulative Energy Savings (MWh or mTherms) | Achievable Economic UCT Potential | 0 | 0 | 0 | 0 | 0 | 0 | 0 | 0 | 0 | 0 | 0 | 0 | 0 | 0 | 0 | 0 | 0 | 0 | 0 | 0 | 0 | 0 | 0 | 0 | 0 | 0 | 0
F8_Industrial_Industrial - WA_Existing_Space Heating_Natural Gas_Boiler_A_Achievable Economic UCT Potential | F8 | Industrial | Industrial - WA | Existing | Space Heating | Natural Gas | Boiler | A | Cumulative Summer Peak Savings (MW) | Achievable Economic UCT Potential | 0 | 0 | 0 | 0 | 0 | 0 | 0 | 0 | 0 | 0 | 0 | 0 | 0 | 0 | 0 | 0 | 0 | 0 | 0 | 0 | 0 | 0 | 0 | 0 | 0 | 0 | 0
F9_Industrial_Industrial - WA_Existing_Space Heating_Natural Gas_Boiler_A_Achievable Economic UCT Potential | F9 | Industrial | Industrial - WA | Existing | Space Heating | Natural Gas | Boiler | A | Cumulative Winter Peak Savings (MW) | Achievable Economic UCT Potential | 0 | 0 | 0 | 0 | 0 | 0 | 0 | 0 | 0 | 0 | 0 | 0 | 0 | 0 | 0 | 0 | 0 | 0 | 0 | 0 | 0 | 0 | 0 | 0 | 0 | 0 | 0
F10_Industrial_Industrial - WA_Existing_Space Heating_Natural Gas_Boiler_A_Achievable Economic UCT Potential | F10 | Industrial | Industrial - WA | Existing | Space Heating | Natural Gas | Boiler | A | Purchases (Incremental) | Achievable Economic UCT Potential | 0 | 0 | 0 | 0 | 0 | 0 | 0 | 0 | 0 | 0 | 0 | 0 | 0 | 0 | 0 | 0 | 0 | 0 | 0 | 0 | 0 | 0 | 0 | 0 | 0 | 0 | 0
F11_Industrial_Industrial - WA_Existing_Space Heating_Natural Gas_Boiler_A_Achievable Economic UCT Potential | F11 | Industrial | Industrial - WA | Existing | Space Heating | Natural Gas | Boiler | A | Purchases (Cumulative) | Achievable Economic UCT Potential | 0 | 0 | 0 | 0 | 0 | 0 | 0 | 0 | 0 | 0 | 0 | 0 | 0 | 0 | 0 | 0 | 0 | 0 | 0 | 0 | 0 | 0 | 0 | 0 | 0 | 0 | 0
F1_Industrial_Industrial - WA_Existing_Space Heating_Natural Gas_Unit Heater_A_Achievable Economic UCT Potential | F1 | Industrial | Industrial - WA | Existing | Space Heating | Natural Gas | Unit Heater | A | Integrated Unit Energy Savings (kWh or therms) | Achievable Economic UCT Potential | 0 | 191840.798 | 191096.8947 | 191096.8947 | 191096.8947 | 191096.8947 | 191096.8947 | 191096.8947 | 191096.8947 | 191096.8947 | 191096.8947 | 191096.8947 | 191096.8947 | 191096.8947 | 191096.8947 | 191096.8947 | 191096.8947 | 191096.8947 | 191096.8947 | 191096.8947 | 191096.8947 | 191096.8947 | 191096.8947 | 191096.8947 | 191096.8947 | 191096.8947 | 191096.8947
F2_Industrial_Industrial - WA_Existing_Space Heating_Natural Gas_Unit Heater_A_Achievable Economic UCT Potential | F2 | Industrial | Industrial - WA | Existing | Space Heating | Natural Gas | Unit Heater | A | Integrated Unit Summer Peak Savings (kW) | Achievable Economic UCT Potential | 0 | 0 | 0 | 0 | 0 | 0 | 0 | 0 | 0 | 0 | 0 | 0 | 0 | 0 | 0 | 0 | 0 | 0 | 0 | 0 | 0 | 0 | 0 | 0 | 0 | 0 | 0
F3_Industrial_Industrial - WA_Existing_Space Heating_Natural Gas_Unit Heater_A_Achievable Economic UCT Potential | F3 | Industrial | Industrial - WA | Existing | Space Heating | Natural Gas | Unit Heater | A | Integrated Unit Winter Peak Savings (kW) | Achievable Economic UCT Potential | 0 | 0 | 0 | 0 | 0 | 0 | 0 | 0 | 0 | 0 | 0 | 0 | 0 | 0 | 0 | 0 | 0 | 0 | 0 | 0 | 0 | 0 | 0 | 0 | 0 | 0 | 0
F4_Industrial_Industrial - WA_Existing_Space Heating_Natural Gas_Unit Heater_A_Achievable Economic UCT Potential | F4 | Industrial | Industrial - WA | Existing | Space Heating | Natural Gas | Unit Heater | A | Incremental Energy Savings (MWh or mTherms) | Achievable Economic UCT Potential | 0 | 0 | 0.0073182 | 0.01567 | 0.024824 | 0.034581 | 0.044774 | 0.05434 | 0.062344 | 0.068953 | 0.074341 | 0.078671 | 0.082097 | 0.084752 | 0.086756 | 0.088212 | 0.089208 | 0.077447 | 0.064657 | 0.051858 | 0.03912 | 0.026495 | 0.01495 | 0.0053395 | 0 | 0 | 0
F5_Industrial_Industrial - WA_Existing_Space Heating_Natural Gas_Unit Heater_A_Achievable Economic UCT Potential | F5 | Industrial | Industrial - WA | Existing | Space Heating | Natural Gas | Unit Heater | A | Incremental Summer Peak Savings (MW) | Achievable Economic UCT Potential | 0 | 0 | 0 | 0 | 0 | 0 | 0 | 0 | 0 | 0 | 0 | 0 | 0 | 0 | 0 | 0 | 0 | 0 | 0 | 0 | 0 | 0 | 0 | 0 | 0 | 0 | 0
F6_Industrial_Industrial - WA_Existing_Space Heating_Natural Gas_Unit Heater_A_Achievable Economic UCT Potential | F6 | Industrial | Industrial - WA | Existing | Space Heating | Natural Gas | Unit Heater | A | Incremental Winter Peak Savings (MW) | Achievable Economic UCT Potential | 0 | 0 | 0 | 0 | 0 | 0 | 0 | 0 | 0 | 0 | 0 | 0 | 0 | 0 | 0 | 0 | 0 | 0 | 0 | 0 | 0 | 0 | 0 | 0 | 0 | 0 | 0
F7_Industrial_Industrial - WA_Existing_Space Heating_Natural Gas_Unit Heater_A_Achievable Economic UCT Potential | F7 | Industrial | Industrial - WA | Existing | Space Heating | Natural Gas | Unit Heater | A | Cumulative Energy Savings (MWh or mTherms) | Achievable Economic UCT Potential | 0 | 0 | 0.0073182 | 0.022989 | 0.047813 | 0.082394 | 0.12717 | 0.18151 | 0.24385 | 0.3128 | 0.38715 | 0.46582 | 0.54791 | 0.63267 | 0.71942 | 0.80763 | 0.89684 | 0.97429 | 1.0389 | 1.0908 | 1.1299 | 1.1564 | 1.1714 | 1.1767 | 1.1767 | 1.1767 | 1.1767
F8_Industrial_Industrial - WA_Existing_Space Heating_Natural Gas_Unit Heater_A_Achievable Economic UCT Potential | F8 | Industrial | Industrial - WA | Existing | Space Heating | Natural Gas | Unit Heater | A | Cumulative Summer Peak Savings (MW) | Achievable Economic UCT Potential | 0 | 0 | 0 | 0 | 0 | 0 | 0 | 0 | 0 | 0 | 0 | 0 | 0 | 0 | 0 | 0 | 0 | 0 | 0 | 0 | 0 | 0 | 0 | 0 | 0 | 0 | 0
F9_Industrial_Industrial - WA_Existing_Space Heating_Natural Gas_Unit Heater_A_Achievable Economic UCT Potential | F9 | Industrial | Industrial - WA | Existing | Space Heating | Natural Gas | Unit Heater | A | Cumulative Winter Peak Savings (MW) | Achievable Economic UCT Potential | 0 | 0 | 0 | 0 | 0 | 0 | 0 | 0 | 0 | 0 | 0 | 0 | 0 | 0 | 0 | 0 | 0 | 0 | 0 | 0 | 0 | 0 | 0 | 0 | 0 | 0 | 0
F10_Industrial_Industrial - WA_Existing_Space Heating_Natural Gas_Unit Heater_A_Achievable Economic UCT Potential | F10 | Industrial | Industrial - WA | Existing | Space Heating | Natural Gas | Unit Heater | A | Purchases (Incremental) | Achievable Economic UCT Potential | 0 | 0 | 3.8296e-05 | 8.2002e-05 | 0.0001299 | 0.00018096 | 0.0002343 | 0.00028436 | 0.00032624 | 0.00036083 | 0.00038902 | 0.00041168 | 0.00042961 | 0.0004435 | 0.00045399 | 0.00046161 | 0.00046682 | 0.00040528 | 0.00033834 | 0.00027137 | 0.00020471 | 0.00013865 | 7.8235e-05 | 2.7941e-05 | 0 | 0 | 0
F11_Industrial_Industrial - WA_Existing_Space Heating_Natural Gas_Unit Heater_A_Achievable Economic UCT Potential | F11 | Industrial | Industrial - WA | Existing | Space Heating | Natural Gas | Unit Heater | A | Purchases (Cumulative) | Achievable Economic UCT Potential | 0 | 0 | 3.8296e-05 | 0.0001203 | 0.0002502 | 0.00043116 | 0.00066546 | 0.00094982 | 0.0012761 | 0.0016369 | 0.0020259 | 0.0024376 | 0.0028672 | 0.0033107 | 0.0037647 | 0.0042263 | 0.0046931 | 0.0050984 | 0.0054367 | 0.0057081 | 0.0059128 | 0.0060515 | 0.0061297 | 0.0061576 | 0.0061576 | 0.0061576 | 0.0061576
F1_Industrial_Industrial - WA_New_Space Heating_Natural Gas_Furnace_A_Achievable Economic UCT Potential | F1 | Industrial | Industrial - WA | New | Space Heating | Natural Gas | Furnace | A | Integrated Unit Energy Savings (kWh or therms) | Achievable Economic UCT Potential | 0 | 36.5821 | 36.4403 | 18.2201 | 18.2201 | 18.2201 | 18.2201 | 18.2201 | 18.2201 | 18.2201 | 18.2201 | 18.2201 | 18.2201 | 18.2201 | 18.2201 | 18.2201 | 18.2201 | 18.2201 | 18.2201 | 18.2201 | 18.2201 | 18.2201 | 18.2201 | 18.2201 | 18.2201 | 18.2201 | 18.2201
F2_Industrial_Industrial - WA_New_Space Heating_Natural Gas_Furnace_A_Achievable Economic UCT Potential | F2 | Industrial | Industrial - WA | New | Space Heating | Natural Gas | Furnace | A | Integrated Unit Summer Peak Savings (kW) | Achievable Economic UCT Potential | 0 | 0 | 0 | 0 | 0 | 0 | 0 | 0 | 0 | 0 | 0 | 0 | 0 | 0 | 0 | 0 | 0 | 0 | 0 | 0 | 0 | 0 | 0 | 0 | 0 | 0 | 0
F3_Industrial_Industrial - WA_New_Space Heating_Natural Gas_Furnace_A_Achievable Economic UCT Potential | F3 | Industrial | Industrial - WA | New | Space Heating | Natural Gas | Furnace | A | Integrated Unit Winter Peak Savings (kW) | Achievable Economic UCT Potential | 0 | 0 | 0 | 0 | 0 | 0 | 0 | 0 | 0 | 0 | 0 | 0 | 0 | 0 | 0 | 0 | 0 | 0 | 0 | 0 | 0 | 0 | 0 | 0 | 0 | 0 | 0
F4_Industrial_Industrial - WA_New_Space Heating_Natural Gas_Furnace_A_Achievable Economic UCT Potential | F4 | Industrial | Industrial - WA | New | Space Heating | Natural Gas | Furnace | A | Incremental Energy Savings (MWh or mTherms) | Achievable Economic UCT Potential | 0 | 0 | 0 | 0 | 0 | 0 | 0 | 0 | 0 | 0 | 0 | 0 | 0 | 0 | 0 | 0 | 0 | 0 | 0 | 0 | 0 | 0 | 0 | 0 | 0 | 0 | 0
F5_Industrial_Industrial - WA_New_Space Heating_Natural Gas_Furnace_A_Achievable Economic UCT Potential | F5 | Industrial | Industrial - WA | New | Space Heating | Natural Gas | Furnace | A | Incremental Summer Peak Savings (MW) | Achievable Economic UCT Potential | 0 | 0 | 0 | 0 | 0 | 0 | 0 | 0 | 0 | 0 | 0 | 0 | 0 | 0 | 0 | 0 | 0 | 0 | 0 | 0 | 0 | 0 | 0 | 0 | 0 | 0 | 0
F6_Industrial_Industrial - WA_New_Space Heating_Natural Gas_Furnace_A_Achievable Economic UCT Potential | F6 | Industrial | Industrial - WA | New | Space Heating | Natural Gas | Furnace | A | Incremental Winter Peak Savings (MW) | Achievable Economic UCT Potential | 0 | 0 | 0 | 0 | 0 | 0 | 0 | 0 | 0 | 0 | 0 | 0 | 0 | 0 | 0 | 0 | 0 | 0 | 0 | 0 | 0 | 0 | 0 | 0 | 0 | 0 | 0
F7_Industrial_Industrial - WA_New_Space Heating_Natural Gas_Furnace_A_Achievable Economic UCT Potential | F7 | Industrial | Industrial - WA | New | Space Heating | Natural Gas | Furnace | A | Cumulative Energy Savings (MWh or mTherms) | Achievable Economic UCT Potential | 0 | 0 | 0 | 0 | 0 | 0 | 0 | 0 | 0 | 0 | 0 | 0 | 0 | 0 | 0 | 0 | 0 | 0 | 0 | 0 | 0 | 0 | 0 | 0 | 0 | 0 | 0
F8_Industrial_Industrial - WA_New_Space Heating_Natural Gas_Furnace_A_Achievable Economic UCT Potential | F8 | Industrial | Industrial - WA | New | Space Heating | Natural Gas | Furnace | A | Cumulative Summer Peak Savings (MW) | Achievable Economic UCT Potential | 0 | 0 | 0 | 0 | 0 | 0 | 0 | 0 | 0 | 0 | 0 | 0 | 0 | 0 | 0 | 0 | 0 | 0 | 0 | 0 | 0 | 0 | 0 | 0 | 0 | 0 | 0
F9_Industrial_Industrial - WA_New_Space Heating_Natural Gas_Furnace_A_Achievable Economic UCT Potential | F9 | Industrial | Industrial - WA | New | Space Heating | Natural Gas | Furnace | A | Cumulative Winter Peak Savings (MW) | Achievable Economic UCT Potential | 0 | 0 | 0 | 0 | 0 | 0 | 0 | 0 | 0 | 0 | 0 | 0 | 0 | 0 | 0 | 0 | 0 | 0 | 0 | 0 | 0 | 0 | 0 | 0 | 0 | 0 | 0
F10_Industrial_Industrial - WA_New_Space Heating_Natural Gas_Furnace_A_Achievable Economic UCT Potential | F10 | Industrial | Industrial - WA | New | Space Heating | Natural Gas | Furnace | A | Purchases (Incremental) | Achievable Economic UCT Potential | 0 | 0 | 0 | 0 | 0 | 0 | 0 | 0 | 0 | 0 | 0 | 0 | 0 | 0 | 0 | 0 | 0 | 0 | 0 | 0 | 0 | 0 | 0 | 0 | 0 | 0 | 0
F11_Industrial_Industrial - WA_New_Space Heating_Natural Gas_Furnace_A_Achievable Economic UCT Potential | F11 | Industrial | Industrial - WA | New | Space Heating | Natural Gas | Furnace | A | Purchases (Cumulative) | Achievable Economic UCT Potential | 0 | 0 | 0 | 0 | 0 | 0 | 0 | 0 | 0 | 0 | 0 | 0 | 0 | 0 | 0 | 0 | 0 | 0 | 0 | 0 | 0 | 0 | 0 | 0 | 0 | 0 | 0
F1_Industrial_Industrial - WA_New_Space Heating_Natural Gas_Boiler_A_Achievable Economic UCT Potential | F1 | Industrial | Industrial - WA | New | Space Heating | Natural Gas | Boiler | A | Integrated Unit Energy Savings (kWh or therms) | Achievable Economic UCT Potential | 0 | 44.0904 | 43.9194 | 43.9194 | 43.9194 | 43.9194 | 43.9194 | 43.9194 | 43.9194 | 43.9194 | 43.9194 | 43.9194 | 43.9194 | 43.9194 | 43.9194 | 43.9194 | 43.9194 | 43.9194 | 43.9194 | 43.9194 | 43.9194 | 43.9194 | 43.9194 | 43.9194 | 43.9194 | 43.9194 | 43.9194
F2_Industrial_Industrial - WA_New_Space Heating_Natural Gas_Boiler_A_Achievable Economic UCT Potential | F2 | Industrial | Industrial - WA | New | Space Heating | Natural Gas | Boiler | A | Integrated Unit Summer Peak Savings (kW) | Achievable Economic UCT Potential | 0 | 0 | 0 | 0 | 0 | 0 | 0 | 0 | 0 | 0 | 0 | 0 | 0 | 0 | 0 | 0 | 0 | 0 | 0 | 0 | 0 | 0 | 0 | 0 | 0 | 0 | 0
F3_Industrial_Industrial - WA_New_Space Heating_Natural Gas_Boiler_A_Achievable Economic UCT Potential | F3 | Industrial | Industrial - WA | New | Space Heating | Natural Gas | Boiler | A | Integrated Unit Winter Peak Savings (kW) | Achievable Economic UCT Potential | 0 | 0 | 0 | 0 | 0 | 0 | 0 | 0 | 0 | 0 | 0 | 0 | 0 | 0 | 0 | 0 | 0 | 0 | 0 | 0 | 0 | 0 | 0 | 0 | 0 | 0 | 0
F4_Industrial_Industrial - WA_New_Space Heating_Natural Gas_Boiler_A_Achievable Economic UCT Potential | F4 | Industrial | Industrial - WA | New | Space Heating | Natural Gas | Boiler | A | Incremental Energy Savings (MWh or mTherms) | Achievable Economic UCT Potential | 0 | 0 | 0 | 0 | 0 | 0 | 0 | 0 | 0 | 0 | 0 | 0 | 0 | 0 | 0 | 0 | 0 | 0 | 0 | 0 | 0 | 0 | 0 | 0 | 0 | 0 | 0
F5_Industrial_Industrial - WA_New_Space Heating_Natural Gas_Boiler_A_Achievable Economic UCT Potential | F5 | Industrial | Industrial - WA | New | Space Heating | Natural Gas | Boiler | A | Incremental Summer Peak Savings (MW) | Achievable Economic UCT Potential | 0 | 0 | 0 | 0 | 0 | 0 | 0 | 0 | 0 | 0 | 0 | 0 | 0 | 0 | 0 | 0 | 0 | 0 | 0 | 0 | 0 | 0 | 0 | 0 | 0 | 0 | 0
F6_Industrial_Industrial - WA_New_Space Heating_Natural Gas_Boiler_A_Achievable Economic UCT Potential | F6 | Industrial | Industrial - WA | New | Space Heating | Natural Gas | Boiler | A | Incremental Winter Peak Savings (MW) | Achievable Economic UCT Potential | 0 | 0 | 0 | 0 | 0 | 0 | 0 | 0 | 0 | 0 | 0 | 0 | 0 | 0 | 0 | 0 | 0 | 0 | 0 | 0 | 0 | 0 | 0 | 0 | 0 | 0 | 0
F7_Industrial_Industrial - WA_New_Space Heating_Natural Gas_Boiler_A_Achievable Economic UCT Potential | F7 | Industrial | Industrial - WA | New | Space Heating | Natural Gas | Boiler | A | Cumulative Energy Savings (MWh or mTherms) | Achievable Economic UCT Potential | 0 | 0 | 0 | 0 | 0 | 0 | 0 | 0 | 0 | 0 | 0 | 0 | 0 | 0 | 0 | 0 | 0 | 0 | 0 | 0 | 0 | 0 | 0 | 0 | 0 | 0 | 0
F8_Industrial_Industrial - WA_New_Space Heating_Natural Gas_Boiler_A_Achievable Economic UCT Potential | F8 | Industrial | Industrial - WA | New | Space Heating | Natural Gas | Boiler | A | Cumulative Summer Peak Savings (MW) | Achievable Economic UCT Potential | 0 | 0 | 0 | 0 | 0 | 0 | 0 | 0 | 0 | 0 | 0 | 0 | 0 | 0 | 0 | 0 | 0 | 0 | 0 | 0 | 0 | 0 | 0 | 0 | 0 | 0 | 0
F9_Industrial_Industrial - WA_New_Space Heating_Natural Gas_Boiler_A_Achievable Economic UCT Potential | F9 | Industrial | Industrial - WA | New | Space Heating | Natural Gas | Boiler | A | Cumulative Winter Peak Savings (MW) | Achievable Economic UCT Potential | 0 | 0 | 0 | 0 | 0 | 0 | 0 | 0 | 0 | 0 | 0 | 0 | 0 | 0 | 0 | 0 | 0 | 0 | 0 | 0 | 0 | 0 | 0 | 0 | 0 | 0 | 0
F10_Industrial_Industrial - WA_New_Space Heating_Natural Gas_Boiler_A_Achievable Economic UCT Potential | F10 | Industrial | Industrial - WA | New | Space Heating | Natural Gas | Boiler | A | Purchases (Incremental) | Achievable Economic UCT Potential | 0 | 0 | 0 | 0 | 0 | 0 | 0 | 0 | 0 | 0 | 0 | 0 | 0 | 0 | 0 | 0 | 0 | 0 | 0 | 0 | 0 | 0 | 0 | 0 | 0 | 0 | 0
F11_Industrial_Industrial - WA_New_Space Heating_Natural Gas_Boiler_A_Achievable Economic UCT Potential | F11 | Industrial | Industrial - WA | New | Space Heating | Natural Gas | Boiler | A | Purchases (Cumulative) | Achievable Economic UCT Potential | 0 | 0 | 0 | 0 | 0 | 0 | 0 | 0 | 0 | 0 | 0 | 0 | 0 | 0 | 0 | 0 | 0 | 0 | 0 | 0 | 0 | 0 | 0 | 0 | 0 | 0 | 0
F1_Industrial_Industrial - WA_New_Space Heating_Natural Gas_Unit Heater_A_Achievable Economic UCT Potential | F1 | Industrial | Industrial - WA | New | Space Heating | Natural Gas | Unit Heater | A | Integrated Unit Energy Savings (kWh or therms) | Achievable Economic UCT Potential | 0 | 191840.798 | 191096.8947 | 191096.8947 | 191096.8947 | 191096.8947 | 191096.8947 | 191096.8947 | 191096.8947 | 191096.8947 | 191096.8947 | 191096.8947 | 191096.8947 | 191096.8947 | 191096.8947 | 191096.8947 | 191096.8947 | 191096.8947 | 191096.8947 | 191096.8947 | 191096.8947 | 191096.8947 | 191096.8947 | 191096.8947 | 191096.8947 | 191096.8947 | 191096.8947
F2_Industrial_Industrial - WA_New_Space Heating_Natural Gas_Unit Heater_A_Achievable Economic UCT Potential | F2 | Industrial | Industrial - WA | New | Space Heating | Natural Gas | Unit Heater | A | Integrated Unit Summer Peak Savings (kW) | Achievable Economic UCT Potential | 0 | 0 | 0 | 0 | 0 | 0 | 0 | 0 | 0 | 0 | 0 | 0 | 0 | 0 | 0 | 0 | 0 | 0 | 0 | 0 | 0 | 0 | 0 | 0 | 0 | 0 | 0
F3_Industrial_Industrial - WA_New_Space Heating_Natural Gas_Unit Heater_A_Achievable Economic UCT Potential | F3 | Industrial | Industrial - WA | New | Space Heating | Natural Gas | Unit Heater | A | Integrated Unit Winter Peak Savings (kW) | Achievable Economic UCT Potential | 0 | 0 | 0 | 0 | 0 | 0 | 0 | 0 | 0 | 0 | 0 | 0 | 0 | 0 | 0 | 0 | 0 | 0 | 0 | 0 | 0 | 0 | 0 | 0 | 0 | 0 | 0
F4_Industrial_Industrial - WA_New_Space Heating_Natural Gas_Unit Heater_A_Achievable Economic UCT Potential | F4 | Industrial | Industrial - WA | New | Space Heating | Natural Gas | Unit Heater | A | Incremental Energy Savings (MWh or mTherms) | Achievable Economic UCT Potential | 0 | 0 | 0.01519 | 0.021993 | 0.025925 | 0.028049 | 0.024169 | 0.028037 | 0.030925 | 0.033047 | 0.034568 | 0.035619 | 0.036303 | 0.036701 | 0.036877 | 0.03688 | 0.036749 | 0.036203 | 0.04002 | 0.042221 | 0.043677 | 0.049415 | 0.04539 | 0.042248 | 0.039788 | 0.037852 | 0.03632
F5_Industrial_Industrial - WA_New_Space Heating_Natural Gas_Unit Heater_A_Achievable Economic UCT Potential | F5 | Industrial | Industrial - WA | New | Space Heating | Natural Gas | Unit Heater | A | Incremental Summer Peak Savings (MW) | Achievable Economic UCT Potential | 0 | 0 | 0 | 0 | 0 | 0 | 0 | 0 | 0 | 0 | 0 | 0 | 0 | 0 | 0 | 0 | 0 | 0 | 0 | 0 | 0 | 0 | 0 | 0 | 0 | 0 | 0
F6_Industrial_Industrial - WA_New_Space Heating_Natural Gas_Unit Heater_A_Achievable Economic UCT Potential | F6 | Industrial | Industrial - WA | New | Space Heating | Natural Gas | Unit Heater | A | Incremental Winter Peak Savings (MW) | Achievable Economic UCT Potential | 0 | 0 | 0 | 0 | 0 | 0 | 0 | 0 | 0 | 0 | 0 | 0 | 0 | 0 | 0 | 0 | 0 | 0 | 0 | 0 | 0 | 0 | 0 | 0 | 0 | 0 | 0
F7_Industrial_Industrial - WA_New_Space Heating_Natural Gas_Unit Heater_A_Achievable Economic UCT Potential | F7 | Industrial | Industrial - WA | New | Space Heating | Natural Gas | Unit Heater | A | Cumulative Energy Savings (MWh or mTherms) | Achievable Economic UCT Potential | 0 | 0 | 0.01519 | 0.037182 | 0.063108 | 0.091156 | 0.11533 | 0.14336 | 0.17429 | 0.20733 | 0.2419 | 0.27752 | 0.31382 | 0.35053 | 0.3874 | 0.42428 | 0.46103 | 0.49723 | 0.53725 | 0.57948 | 0.62315 | 0.67257 | 0.71796 | 0.76021 | 0.79999 | 0.83785 | 0.87417
F8_Industrial_Industrial - WA_New_Space Heating_Natural Gas_Unit Heater_A_Achievable Economic UCT Potential | F8 | Industrial | Industrial - WA | New | Space Heating | Natural Gas | Unit Heater | A | Cumulative Summer Peak Savings (MW) | Achievable Economic UCT Potential | 0 | 0 | 0 | 0 | 0 | 0 | 0 | 0 | 0 | 0 | 0 | 0 | 0 | 0 | 0 | 0 | 0 | 0 | 0 | 0 | 0 | 0 | 0 | 0 | 0 | 0 | 0
F9_Industrial_Industrial - WA_New_Space Heating_Natural Gas_Unit Heater_A_Achievable Economic UCT Potential | F9 | Industrial | Industrial - WA | New | Space Heating | Natural Gas | Unit Heater | A | Cumulative Winter Peak Savings (MW) | Achievable Economic UCT Potential | 0 | 0 | 0 | 0 | 0 | 0 | 0 | 0 | 0 | 0 | 0 | 0 | 0 | 0 | 0 | 0 | 0 | 0 | 0 | 0 | 0 | 0 | 0 | 0 | 0 | 0 | 0
F10_Industrial_Industrial - WA_New_Space Heating_Natural Gas_Unit Heater_A_Achievable Economic UCT Potential | F10 | Industrial | Industrial - WA | New | Space Heating | Natural Gas | Unit Heater | A | Purchases (Incremental) | Achievable Economic UCT Potential | 0 | 0 | 7.9487e-05 | 0.00011509 | 0.00013567 | 0.00014678 | 0.00012648 | 0.00014671 | 0.00016183 | 0.00017293 | 0.00018089 | 0.00018639 | 0.00018997 | 0.00019206 | 0.00019298 | 0.00019299 | 0.00019231 | 0.00018945 | 0.00020942 | 0.00022094 | 0.00022856 | 0.00025859 | 0.00023753 | 0.00022108 | 0.00020821 | 0.00019808 | 0.00019006
F11_Industrial_Industrial - WA_New_Space Heating_Natural Gas_Unit Heater_A_Achievable Economic UCT Potential | F11 | Industrial | Industrial - WA | New | Space Heating | Natural Gas | Unit Heater | A | Purchases (Cumulative) | Achievable Economic UCT Potential | 0 | 0 | 7.9487e-05 | 0.00019457 | 0.00033024 | 0.00047702 | 0.00060349 | 0.00075021 | 0.00091204 | 0.001085 | 0.0012659 | 0.0014523 | 0.0016422 | 0.0018343 | 0.0020273 | 0.0022203 | 0.0024126 | 0.002602 | 0.0028114 | 0.0030324 | 0.0032609 | 0.0035195 | 0.003757 | 0.0039781 | 0.0041863 | 0.0043844 | 0.0045745
F1_Industrial_Industrial - ID_Existing_Space Heating_Natural Gas_Furnace_A_Achievable Economic UCT Potential | F1 | Industrial | Industrial - ID | Existing | Space Heating | Natural Gas | Furnace | A | Integrated Unit Energy Savings (kWh or therms) | Achievable Economic UCT Potential | 0 | 55.8014 | 55.585 | 27.7925 | 27.7925 | 27.7925 | 27.7925 | 27.7925 | 27.7925 | 27.7925 | 27.7925 | 27.7925 | 27.7925 | 27.7925 | 27.7925 | 27.7925 | 27.7925 | 27.7925 | 27.7925 | 27.7925 | 27.7925 | 27.7925 | 27.7925 | 27.7925 | 27.7925 | 27.7925 | 27.7925
F2_Industrial_Industrial - ID_Existing_Space Heating_Natural Gas_Furnace_A_Achievable Economic UCT Potential | F2 | Industrial | Industrial - ID | Existing | Space Heating | Natural Gas | Furnace | A | Integrated Unit Summer Peak Savings (kW) | Achievable Economic UCT Potential | 0 | 0 | 0 | 0 | 0 | 0 | 0 | 0 | 0 | 0 | 0 | 0 | 0 | 0 | 0 | 0 | 0 | 0 | 0 | 0 | 0 | 0 | 0 | 0 | 0 | 0 | 0
F3_Industrial_Industrial - ID_Existing_Space Heating_Natural Gas_Furnace_A_Achievable Economic UCT Potential | F3 | Industrial | Industrial - ID | Existing | Space Heating | Natural Gas | Furnace | A | Integrated Unit Winter Peak Savings (kW) | Achievable Economic UCT Potential | 0 | 0 | 0 | 0 | 0 | 0 | 0 | 0 | 0 | 0 | 0 | 0 | 0 | 0 | 0 | 0 | 0 | 0 | 0 | 0 | 0 | 0 | 0 | 0 | 0 | 0 | 0
F4_Industrial_Industrial - ID_Existing_Space Heating_Natural Gas_Furnace_A_Achievable Economic UCT Potential | F4 | Industrial | Industrial - ID | Existing | Space Heating | Natural Gas | Furnace | A | Incremental Energy Savings (MWh or mTherms) | Achievable Economic UCT Potential | 0 | 0 | 0 | 0 | 0 | 0 | 0 | 0 | 0 | 0 | 0 | 0 | 0 | 0 | 0 | 0 | 0 | 0 | 0 | 0 | 0 | 0 | 0 | 0 | 0 | 0 | 0
F5_Industrial_Industrial - ID_Existing_Space Heating_Natural Gas_Furnace_A_Achievable Economic UCT Potential | F5 | Industrial | Industrial - ID | Existing | Space Heating | Natural Gas | Furnace | A | Incremental Summer Peak Savings (MW) | Achievable Economic UCT Potential | 0 | 0 | 0 | 0 | 0 | 0 | 0 | 0 | 0 | 0 | 0 | 0 | 0 | 0 | 0 | 0 | 0 | 0 | 0 | 0 | 0 | 0 | 0 | 0 | 0 | 0 | 0
F6_Industrial_Industrial - ID_Existing_Space Heating_Natural Gas_Furnace_A_Achievable Economic UCT Potential | F6 | Industrial | Industrial - ID | Existing | Space Heating | Natural Gas | Furnace | A | Incremental Winter Peak Savings (MW) | Achievable Economic UCT Potential | 0 | 0 | 0 | 0 | 0 | 0 | 0 | 0 | 0 | 0 | 0 | 0 | 0 | 0 | 0 | 0 | 0 | 0 | 0 | 0 | 0 | 0 | 0 | 0 | 0 | 0 | 0
F7_Industrial_Industrial - ID_Existing_Space Heating_Natural Gas_Furnace_A_Achievable Economic UCT Potential | F7 | Industrial | Industrial - ID | Existing | Space Heating | Natural Gas | Furnace | A | Cumulative Energy Savings (MWh or mTherms) | Achievable Economic UCT Potential | 0 | 0 | 0 | 0 | 0 | 0 | 0 | 0 | 0 | 0 | 0 | 0 | 0 | 0 | 0 | 0 | 0 | 0 | 0 | 0 | 0 | 0 | 0 | 0 | 0 | 0 | 0
F8_Industrial_Industrial - ID_Existing_Space Heating_Natural Gas_Furnace_A_Achievable Economic UCT Potential | F8 | Industrial | Industrial - ID | Existing | Space Heating | Natural Gas | Furnace | A | Cumulative Summer Peak Savings (MW) | Achievable Economic UCT Potential | 0 | 0 | 0 | 0 | 0 | 0 | 0 | 0 | 0 | 0 | 0 | 0 | 0 | 0 | 0 | 0 | 0 | 0 | 0 | 0 | 0 | 0 | 0 | 0 | 0 | 0 | 0
F9_Industrial_Industrial - ID_Existing_Space Heating_Natural Gas_Furnace_A_Achievable Economic UCT Potential | F9 | Industrial | Industrial - ID | Existing | Space Heating | Natural Gas | Furnace | A | Cumulative Winter Peak Savings (MW) | Achievable Economic UCT Potential | 0 | 0 | 0 | 0 | 0 | 0 | 0 | 0 | 0 | 0 | 0 | 0 | 0 | 0 | 0 | 0 | 0 | 0 | 0 | 0 | 0 | 0 | 0 | 0 | 0 | 0 | 0
F10_Industrial_Industrial - ID_Existing_Space Heating_Natural Gas_Furnace_A_Achievable Economic UCT Potential | F10 | Industrial | Industrial - ID | Existing | Space Heating | Natural Gas | Furnace | A | Purchases (Incremental) | Achievable Economic UCT Potential | 0 | 0 | 0 | 0 | 0 | 0 | 0 | 0 | 0 | 0 | 0 | 0 | 0 | 0 | 0 | 0 | 0 | 0 | 0 | 0 | 0 | 0 | 0 | 0 | 0 | 0 | 0
F11_Industrial_Industrial - ID_Existing_Space Heating_Natural Gas_Furnace_A_Achievable Economic UCT Potential | F11 | Industrial | Industrial - ID | Existing | Space Heating | Natural Gas | Furnace | A | Purchases (Cumulative) | Achievable Economic UCT Potential | 0 | 0 | 0 | 0 | 0 | 0 | 0 | 0 | 0 | 0 | 0 | 0 | 0 | 0 | 0 | 0 | 0 | 0 | 0 | 0 | 0 | 0 | 0 | 0 | 0 | 0 | 0
F1_Industrial_Industrial - ID_Existing_Space Heating_Natural Gas_Boiler_A_Achievable Economic UCT Potential | F1 | Industrial | Industrial - ID | Existing | Space Heating | Natural Gas | Boiler | A | Integrated Unit Energy Savings (kWh or therms) | Achievable Economic UCT Potential | 0 | 57.5568 | 57.3336 | 57.3336 | 57.3336 | 57.3336 | 57.3336 | 57.3336 | 57.3336 | 57.3336 | 57.3336 | 57.3336 | 57.3336 | 57.3336 | 57.3336 | 57.3336 | 57.3336 | 57.3336 | 57.3336 | 57.3336 | 57.3336 | 57.3336 | 57.3336 | 57.3336 | 57.3336 | 57.3336 | 57.3336
F2_Industrial_Industrial - ID_Existing_Space Heating_Natural Gas_Boiler_A_Achievable Economic UCT Potential | F2 | Industrial | Industrial - ID | Existing | Space Heating | Natural Gas | Boiler | A | Integrated Unit Summer Peak Savings (kW) | Achievable Economic UCT Potential | 0 | 0 | 0 | 0 | 0 | 0 | 0 | 0 | 0 | 0 | 0 | 0 | 0 | 0 | 0 | 0 | 0 | 0 | 0 | 0 | 0 | 0 | 0 | 0 | 0 | 0 | 0
F3_Industrial_Industrial - ID_Existing_Space Heating_Natural Gas_Boiler_A_Achievable Economic UCT Potential | F3 | Industrial | Industrial - ID | Existing | Space Heating | Natural Gas | Boiler | A | Integrated Unit Winter Peak Savings (kW) | Achievable Economic UCT Potential | 0 | 0 | 0 | 0 | 0 | 0 | 0 | 0 | 0 | 0 | 0 | 0 | 0 | 0 | 0 | 0 | 0 | 0 | 0 | 0 | 0 | 0 | 0 | 0 | 0 | 0 | 0
F4_Industrial_Industrial - ID_Existing_Space Heating_Natural Gas_Boiler_A_Achievable Economic UCT Potential | F4 | Industrial | Industrial - ID | Existing | Space Heating | Natural Gas | Boiler | A | Incremental Energy Savings (MWh or mTherms) | Achievable Economic UCT Potential | 0 | 0 | 0 | 0 | 0 | 0 | 0 | 0 | 0 | 0 | 0 | 0 | 0 | 0 | 0 | 0 | 0 | 0 | 0 | 0 | 0 | 0 | 0 | 0 | 0 | 0 | 0
F5_Industrial_Industrial - ID_Existing_Space Heating_Natural Gas_Boiler_A_Achievable Economic UCT Potential | F5 | Industrial | Industrial - ID | Existing | Space Heating | Natural Gas | Boiler | A | Incremental Summer Peak Savings (MW) | Achievable Economic UCT Potential | 0 | 0 | 0 | 0 | 0 | 0 | 0 | 0 | 0 | 0 | 0 | 0 | 0 | 0 | 0 | 0 | 0 | 0 | 0 | 0 | 0 | 0 | 0 | 0 | 0 | 0 | 0
F6_Industrial_Industrial - ID_Existing_Space Heating_Natural Gas_Boiler_A_Achievable Economic UCT Potential | F6 | Industrial | Industrial - ID | Existing | Space Heating | Natural Gas | Boiler | A | Incremental Winter Peak Savings (MW) | Achievable Economic UCT Potential | 0 | 0 | 0 | 0 | 0 | 0 | 0 | 0 | 0 | 0 | 0 | 0 | 0 | 0 | 0 | 0 | 0 | 0 | 0 | 0 | 0 | 0 | 0 | 0 | 0 | 0 | 0
F7_Industrial_Industrial - ID_Existing_Space Heating_Natural Gas_Boiler_A_Achievable Economic UCT Potential | F7 | Industrial | Industrial - ID | Existing | Space Heating | Natural Gas | Boiler | A | Cumulative Energy Savings (MWh or mTherms) | Achievable Economic UCT Potential | 0 | 0 | 0 | 0 | 0 | 0 | 0 | 0 | 0 | 0 | 0 | 0 | 0 | 0 | 0 | 0 | 0 | 0 | 0 | 0 | 0 | 0 | 0 | 0 | 0 | 0 | 0
F8_Industrial_Industrial - ID_Existing_Space Heating_Natural Gas_Boiler_A_Achievable Economic UCT Potential | F8 | Industrial | Industrial - ID | Existing | Space Heating | Natural Gas | Boiler | A | Cumulative Summer Peak Savings (MW) | Achievable Economic UCT Potential | 0 | 0 | 0 | 0 | 0 | 0 | 0 | 0 | 0 | 0 | 0 | 0 | 0 | 0 | 0 | 0 | 0 | 0 | 0 | 0 | 0 | 0 | 0 | 0 | 0 | 0 | 0
F9_Industrial_Industrial - ID_Existing_Space Heating_Natural Gas_Boiler_A_Achievable Economic UCT Potential | F9 | Industrial | Industrial - ID | Existing | Space Heating | Natural Gas | Boiler | A | Cumulative Winter Peak Savings (MW) | Achievable Economic UCT Potential | 0 | 0 | 0 | 0 | 0 | 0 | 0 | 0 | 0 | 0 | 0 | 0 | 0 | 0 | 0 | 0 | 0 | 0 | 0 | 0 | 0 | 0 | 0 | 0 | 0 | 0 | 0
F10_Industrial_Industrial - ID_Existing_Space Heating_Natural Gas_Boiler_A_Achievable Economic UCT Potential | F10 | Industrial | Industrial - ID | Existing | Space Heating | Natural Gas | Boiler | A | Purchases (Incremental) | Achievable Economic UCT Potential | 0 | 0 | 0 | 0 | 0 | 0 | 0 | 0 | 0 | 0 | 0 | 0 | 0 | 0 | 0 | 0 | 0 | 0 | 0 | 0 | 0 | 0 | 0 | 0 | 0 | 0 | 0
F11_Industrial_Industrial - ID_Existing_Space Heating_Natural Gas_Boiler_A_Achievable Economic UCT Potential | F11 | Industrial | Industrial - ID | Existing | Space Heating | Natural Gas | Boiler | A | Purchases (Cumulative) | Achievable Economic UCT Potential | 0 | 0 | 0 | 0 | 0 | 0 | 0 | 0 | 0 | 0 | 0 | 0 | 0 | 0 | 0 | 0 | 0 | 0 | 0 | 0 | 0 | 0 | 0 | 0 | 0 | 0 | 0
F1_Industrial_Industrial - ID_Existing_Space Heating_Natural Gas_Unit Heater_A_Achievable Economic UCT Potential | F1 | Industrial | Industrial - ID | Existing | Space Heating | Natural Gas | Unit Heater | A | Integrated Unit Energy Savings (kWh or therms) | Achievable Economic UCT Potential | 0 | 191840.798 | 191096.8947 | 191096.8947 | 191096.8947 | 191096.8947 | 191096.8947 | 191096.8947 | 191096.8947 | 191096.8947 | 191096.8947 | 191096.8947 | 191096.8947 | 191096.8947 | 191096.8947 | 191096.8947 | 191096.8947 | 191096.8947 | 191096.8947 | 191096.8947 | 191096.8947 | 191096.8947 | 191096.8947 | 191096.8947 | 191096.8947 | 191096.8947 | 191096.8947
F2_Industrial_Industrial - ID_Existing_Space Heating_Natural Gas_Unit Heater_A_Achievable Economic UCT Potential | F2 | Industrial | Industrial - ID | Existing | Space Heating | Natural Gas | Unit Heater | A | Integrated Unit Summer Peak Savings (kW) | Achievable Economic UCT Potential | 0 | 0 | 0 | 0 | 0 | 0 | 0 | 0 | 0 | 0 | 0 | 0 | 0 | 0 | 0 | 0 | 0 | 0 | 0 | 0 | 0 | 0 | 0 | 0 | 0 | 0 | 0
F3_Industrial_Industrial - ID_Existing_Space Heating_Natural Gas_Unit Heater_A_Achievable Economic UCT Potential | F3 | Industrial | Industrial - ID | Existing | Space Heating | Natural Gas | Unit Heater | A | Integrated Unit Winter Peak Savings (kW) | Achievable Economic UCT Potential | 0 | 0 | 0 | 0 | 0 | 0 | 0 | 0 | 0 | 0 | 0 | 0 | 0 | 0 | 0 | 0 | 0 | 0 | 0 | 0 | 0 | 0 | 0 | 0 | 0 | 0 | 0
F4_Industrial_Industrial - ID_Existing_Space Heating_Natural Gas_Unit Heater_A_Achievable Economic UCT Potential | F4 | Industrial | Industrial - ID | Existing | Space Heating | Natural Gas | Unit Heater | A | Incremental Energy Savings (MWh or mTherms) | Achievable Economic UCT Potential | 0 | 0 | 0.0063153 | 0.013523 | 0.021422 | 0.029842 | 0.038638 | 0.046893 | 0.0538 | 0.059503 | 0.064153 | 0.06789 | 0.070846 | 0.073137 | 0.074866 | 0.076123 | 0.076982 | 0.066833 | 0.055796 | 0.044751 | 0.033758 | 0.022864 | 0.012901 | 0.0046077 | 0 | 0 | 0
F5_Industrial_Industrial - ID_Existing_Space Heating_Natural Gas_Unit Heater_A_Achievable Economic UCT Potential | F5 | Industrial | Industrial - ID | Existing | Space Heating | Natural Gas | Unit Heater | A | Incremental Summer Peak Savings (MW) | Achievable Economic UCT Potential | 0 | 0 | 0 | 0 | 0 | 0 | 0 | 0 | 0 | 0 | 0 | 0 | 0 | 0 | 0 | 0 | 0 | 0 | 0 | 0 | 0 | 0 | 0 | 0 | 0 | 0 | 0
F6_Industrial_Industrial - ID_Existing_Space Heating_Natural Gas_Unit Heater_A_Achievable Economic UCT Potential | F6 | Industrial | Industrial - ID | Existing | Space Heating | Natural Gas | Unit Heater | A | Incremental Winter Peak Savings (MW) | Achievable Economic UCT Potential | 0 | 0 | 0 | 0 | 0 | 0 | 0 | 0 | 0 | 0 | 0 | 0 | 0 | 0 | 0 | 0 | 0 | 0 | 0 | 0 | 0 | 0 | 0 | 0 | 0 | 0 | 0
F7_Industrial_Industrial - ID_Existing_Space Heating_Natural Gas_Unit Heater_A_Achievable Economic UCT Potential | F7 | Industrial | Industrial - ID | Existing | Space Heating | Natural Gas | Unit Heater | A | Cumulative Energy Savings (MWh or mTherms) | Achievable Economic UCT Potential | 0 | 0 | 0.0063153 | 0.019838 | 0.04126 | 0.071102 | 0.10974 | 0.15663 | 0.21043 | 0.26994 | 0.33409 | 0.40198 | 0.47282 | 0.54596 | 0.62083 | 0.69695 | 0.77393 | 0.84076 | 0.89656 | 0.94131 | 0.97507 | 0.99793 | 1.0108 | 1.0154 | 1.0154 | 1.0154 | 1.0154
F8_Industrial_Industrial - ID_Existing_Space Heating_Natural Gas_Unit Heater_A_Achievable Economic UCT Potential | F8 | Industrial | Industrial - ID | Existing | Space Heating | Natural Gas | Unit Heater | A | Cumulative Summer Peak Savings (MW) | Achievable Economic UCT Potential | 0 | 0 | 0 | 0 | 0 | 0 | 0 | 0 | 0 | 0 | 0 | 0 | 0 | 0 | 0 | 0 | 0 | 0 | 0 | 0 | 0 | 0 | 0 | 0 | 0 | 0 | 0
F9_Industrial_Industrial - ID_Existing_Space Heating_Natural Gas_Unit Heater_A_Achievable Economic UCT Potential | F9 | Industrial | Industrial - ID | Existing | Space Heating | Natural Gas | Unit Heater | A | Cumulative Winter Peak Savings (MW) | Achievable Economic UCT Potential | 0 | 0 | 0 | 0 | 0 | 0 | 0 | 0 | 0 | 0 | 0 | 0 | 0 | 0 | 0 | 0 | 0 | 0 | 0 | 0 | 0 | 0 | 0 | 0 | 0 | 0 | 0
F10_Industrial_Industrial - ID_Existing_Space Heating_Natural Gas_Unit Heater_A_Achievable Economic UCT Potential | F10 | Industrial | Industrial - ID | Existing | Space Heating | Natural Gas | Unit Heater | A | Purchases (Incremental) | Achievable Economic UCT Potential | 0 | 0 | 3.3048e-05 | 7.0764e-05 | 0.0001121 | 0.00015616 | 0.00020219 | 0.00024539 | 0.00028153 | 0.00031138 | 0.00033571 | 0.00035526 | 0.00037073 | 0.00038272 | 0.00039177 | 0.00039835 | 0.00040284 | 0.00034973 | 0.00029198 | 0.00023418 | 0.00017666 | 0.00011964 | 6.7513e-05 | 2.4112e-05 | 0 | 0 | 0
F11_Industrial_Industrial - ID_Existing_Space Heating_Natural Gas_Unit Heater_A_Achievable Economic UCT Potential | F11 | Industrial | Industrial - ID | Existing | Space Heating | Natural Gas | Unit Heater | A | Purchases (Cumulative) | Achievable Economic UCT Potential | 0 | 0 | 3.3048e-05 | 0.00010381 | 0.00021591 | 0.00037207 | 0.00057426 | 0.00081965 | 0.0011012 | 0.0014126 | 0.0017483 | 0.0021035 | 0.0024743 | 0.002857 | 0.0032488 | 0.0036471 | 0.0040499 | 0.0043997 | 0.0046917 | 0.0049258 | 0.0051025 | 0.0052221 | 0.0052897 | 0.0053138 | 0.0053138 | 0.0053138 | 0.0053138
F1_Industrial_Industrial - ID_New_Space Heating_Natural Gas_Furnace_A_Achievable Economic UCT Potential | F1 | Industrial | Industrial - ID | New | Space Heating | Natural Gas | Furnace | A | Integrated Unit Energy Savings (kWh or therms) | Achievable Economic UCT Potential | 0 | 42.7988 | 42.6329 | 21.3164 | 21.3164 | 21.3164 | 21.3164 | 21.3164 | 21.3164 | 21.3164 | 21.3164 | 21.3164 | 21.3164 | 21.3164 | 21.3164 | 21.3164 | 21.3164 | 21.3164 | 21.3164 | 21.3164 | 21.3164 | 21.3164 | 21.3164 | 21.3164 | 21.3164 | 21.3164 | 21.3164
F2_Industrial_Industrial - ID_New_Space Heating_Natural Gas_Furnace_A_Achievable Economic UCT Potential | F2 | Industrial | Industrial - ID | New | Space Heating | Natural Gas | Furnace | A | Integrated Unit Summer Peak Savings (kW) | Achievable Economic UCT Potential | 0 | 0 | 0 | 0 | 0 | 0 | 0 | 0 | 0 | 0 | 0 | 0 | 0 | 0 | 0 | 0 | 0 | 0 | 0 | 0 | 0 | 0 | 0 | 0 | 0 | 0 | 0
F3_Industrial_Industrial - ID_New_Space Heating_Natural Gas_Furnace_A_Achievable Economic UCT Potential | F3 | Industrial | Industrial - ID | New | Space Heating | Natural Gas | Furnace | A | Integrated Unit Winter Peak Savings (kW) | Achievable Economic UCT Potential | 0 | 0 | 0 | 0 | 0 | 0 | 0 | 0 | 0 | 0 | 0 | 0 | 0 | 0 | 0 | 0 | 0 | 0 | 0 | 0 | 0 | 0 | 0 | 0 | 0 | 0 | 0
F4_Industrial_Industrial - ID_New_Space Heating_Natural Gas_Furnace_A_Achievable Economic UCT Potential | F4 | Industrial | Industrial - ID | New | Space Heating | Natural Gas | Furnace | A | Incremental Energy Savings (MWh or mTherms) | Achievable Economic UCT Potential | 0 | 0 | 0 | 0 | 0 | 0 | 0 | 0 | 0 | 0 | 0 | 0 | 0 | 0 | 0 | 0 | 0 | 0 | 0 | 0 | 0 | 0 | 0 | 0 | 0 | 0 | 0
F5_Industrial_Industrial - ID_New_Space Heating_Natural Gas_Furnace_A_Achievable Economic UCT Potential | F5 | Industrial | Industrial - ID | New | Space Heating | Natural Gas | Furnace | A | Incremental Summer Peak Savings (MW) | Achievable Economic UCT Potential | 0 | 0 | 0 | 0 | 0 | 0 | 0 | 0 | 0 | 0 | 0 | 0 | 0 | 0 | 0 | 0 | 0 | 0 | 0 | 0 | 0 | 0 | 0 | 0 | 0 | 0 | 0
F6_Industrial_Industrial - ID_New_Space Heating_Natural Gas_Furnace_A_Achievable Economic UCT Potential | F6 | Industrial | Industrial - ID | New | Space Heating | Natural Gas | Furnace | A | Incremental Winter Peak Savings (MW) | Achievable Economic UCT Potential | 0 | 0 | 0 | 0 | 0 | 0 | 0 | 0 | 0 | 0 | 0 | 0 | 0 | 0 | 0 | 0 | 0 | 0 | 0 | 0 | 0 | 0 | 0 | 0 | 0 | 0 | 0
F7_Industrial_Industrial - ID_New_Space Heating_Natural Gas_Furnace_A_Achievable Economic UCT Potential | F7 | Industrial | Industrial - ID | New | Space Heating | Natural Gas | Furnace | A | Cumulative Energy Savings (MWh or mTherms) | Achievable Economic UCT Potential | 0 | 0 | 0 | 0 | 0 | 0 | 0 | 0 | 0 | 0 | 0 | 0 | 0 | 0 | 0 | 0 | 0 | 0 | 0 | 0 | 0 | 0 | 0 | 0 | 0 | 0 | 0
F8_Industrial_Industrial - ID_New_Space Heating_Natural Gas_Furnace_A_Achievable Economic UCT Potential | F8 | Industrial | Industrial - ID | New | Space Heating | Natural Gas | Furnace | A | Cumulative Summer Peak Savings (MW) | Achievable Economic UCT Potential | 0 | 0 | 0 | 0 | 0 | 0 | 0 | 0 | 0 | 0 | 0 | 0 | 0 | 0 | 0 | 0 | 0 | 0 | 0 | 0 | 0 | 0 | 0 | 0 | 0 | 0 | 0
F9_Industrial_Industrial - ID_New_Space Heating_Natural Gas_Furnace_A_Achievable Economic UCT Potential | F9 | Industrial | Industrial - ID | New | Space Heating | Natural Gas | Furnace | A | Cumulative Winter Peak Savings (MW) | Achievable Economic UCT Potential | 0 | 0 | 0 | 0 | 0 | 0 | 0 | 0 | 0 | 0 | 0 | 0 | 0 | 0 | 0 | 0 | 0 | 0 | 0 | 0 | 0 | 0 | 0 | 0 | 0 | 0 | 0
F10_Industrial_Industrial - ID_New_Space Heating_Natural Gas_Furnace_A_Achievable Economic UCT Potential | F10 | Industrial | Industrial - ID | New | Space Heating | Natural Gas | Furnace | A | Purchases (Incremental) | Achievable Economic UCT Potential | 0 | 0 | 0 | 0 | 0 | 0 | 0 | 0 | 0 | 0 | 0 | 0 | 0 | 0 | 0 | 0 | 0 | 0 | 0 | 0 | 0 | 0 | 0 | 0 | 0 | 0 | 0
F11_Industrial_Industrial - ID_New_Space Heating_Natural Gas_Furnace_A_Achievable Economic UCT Potential | F11 | Industrial | Industrial - ID | New | Space Heating | Natural Gas | Furnace | A | Purchases (Cumulative) | Achievable Economic UCT Potential | 0 | 0 | 0 | 0 | 0 | 0 | 0 | 0 | 0 | 0 | 0 | 0 | 0 | 0 | 0 | 0 | 0 | 0 | 0 | 0 | 0 | 0 | 0 | 0 | 0 | 0 | 0
F1_Industrial_Industrial - ID_New_Space Heating_Natural Gas_Boiler_A_Achievable Economic UCT Potential | F1 | Industrial | Industrial - ID | New | Space Heating | Natural Gas | Boiler | A | Integrated Unit Energy Savings (kWh or therms) | Achievable Economic UCT Potential | 0 | 51.583 | 51.383 | 51.383 | 51.383 | 51.383 | 51.383 | 51.383 | 51.383 | 51.383 | 51.383 | 51.383 | 51.383 | 51.383 | 51.383 | 51.383 | 51.383 | 51.383 | 51.383 | 51.383 | 51.383 | 51.383 | 51.383 | 51.383 | 51.383 | 51.383 | 51.383
F2_Industrial_Industrial - ID_New_Space Heating_Natural Gas_Boiler_A_Achievable Economic UCT Potential | F2 | Industrial | Industrial - ID | New | Space Heating | Natural Gas | Boiler | A | Integrated Unit Summer Peak Savings (kW) | Achievable Economic UCT Potential | 0 | 0 | 0 | 0 | 0 | 0 | 0 | 0 | 0 | 0 | 0 | 0 | 0 | 0 | 0 | 0 | 0 | 0 | 0 | 0 | 0 | 0 | 0 | 0 | 0 | 0 | 0
F3_Industrial_Industrial - ID_New_Space Heating_Natural Gas_Boiler_A_Achievable Economic UCT Potential | F3 | Industrial | Industrial - ID | New | Space Heating | Natural Gas | Boiler | A | Integrated Unit Winter Peak Savings (kW) | Achievable Economic UCT Potential | 0 | 0 | 0 | 0 | 0 | 0 | 0 | 0 | 0 | 0 | 0 | 0 | 0 | 0 | 0 | 0 | 0 | 0 | 0 | 0 | 0 | 0 | 0 | 0 | 0 | 0 | 0
F4_Industrial_Industrial - ID_New_Space Heating_Natural Gas_Boiler_A_Achievable Economic UCT Potential | F4 | Industrial | Industrial - ID | New | Space Heating | Natural Gas | Boiler | A | Incremental Energy Savings (MWh or mTherms) | Achievable Economic UCT Potential | 0 | 0 | 0 | 0 | 0 | 0 | 0 | 0 | 0 | 0 | 0 | 0 | 0 | 0 | 0 | 0 | 0 | 0 | 0 | 0 | 0 | 0 | 0 | 0 | 0 | 0 | 0
F5_Industrial_Industrial - ID_New_Space Heating_Natural Gas_Boiler_A_Achievable Economic UCT Potential | F5 | Industrial | Industrial - ID | New | Space Heating | Natural Gas | Boiler | A | Incremental Summer Peak Savings (MW) | Achievable Economic UCT Potential | 0 | 0 | 0 | 0 | 0 | 0 | 0 | 0 | 0 | 0 | 0 | 0 | 0 | 0 | 0 | 0 | 0 | 0 | 0 | 0 | 0 | 0 | 0 | 0 | 0 | 0 | 0
F6_Industrial_Industrial - ID_New_Space Heating_Natural Gas_Boiler_A_Achievable Economic UCT Potential | F6 | Industrial | Industrial - ID | New | Space Heating | Natural Gas | Boiler | A | Incremental Winter Peak Savings (MW) | Achievable Economic UCT Potential | 0 | 0 | 0 | 0 | 0 | 0 | 0 | 0 | 0 | 0 | 0 | 0 | 0 | 0 | 0 | 0 | 0 | 0 | 0 | 0 | 0 | 0 | 0 | 0 | 0 | 0 | 0
F7_Industrial_Industrial - ID_New_Space Heating_Natural Gas_Boiler_A_Achievable Economic UCT Potential | F7 | Industrial | Industrial - ID | New | Space Heating | Natural Gas | Boiler | A | Cumulative Energy Savings (MWh or mTherms) | Achievable Economic UCT Potential | 0 | 0 | 0 | 0 | 0 | 0 | 0 | 0 | 0 | 0 | 0 | 0 | 0 | 0 | 0 | 0 | 0 | 0 | 0 | 0 | 0 | 0 | 0 | 0 | 0 | 0 | 0
F8_Industrial_Industrial - ID_New_Space Heating_Natural Gas_Boiler_A_Achievable Economic UCT Potential | F8 | Industrial | Industrial - ID | New | Space Heating | Natural Gas | Boiler | A | Cumulative Summer Peak Savings (MW) | Achievable Economic UCT Potential | 0 | 0 | 0 | 0 | 0 | 0 | 0 | 0 | 0 | 0 | 0 | 0 | 0 | 0 | 0 | 0 | 0 | 0 | 0 | 0 | 0 | 0 | 0 | 0 | 0 | 0 | 0
F9_Industrial_Industrial - ID_New_Space Heating_Natural Gas_Boiler_A_Achievable Economic UCT Potential | F9 | Industrial | Industrial - ID | New | Space Heating | Natural Gas | Boiler | A | Cumulative Winter Peak Savings (MW) | Achievable Economic UCT Potential | 0 | 0 | 0 | 0 | 0 | 0 | 0 | 0 | 0 | 0 | 0 | 0 | 0 | 0 | 0 | 0 | 0 | 0 | 0 | 0 | 0 | 0 | 0 | 0 | 0 | 0 | 0
F10_Industrial_Industrial - ID_New_Space Heating_Natural Gas_Boiler_A_Achievable Economic UCT Potential | F10 | Industrial | Industrial - ID | New | Space Heating | Natural Gas | Boiler | A | Purchases (Incremental) | Achievable Economic UCT Potential | 0 | 0 | 0 | 0 | 0 | 0 | 0 | 0 | 0 | 0 | 0 | 0 | 0 | 0 | 0 | 0 | 0 | 0 | 0 | 0 | 0 | 0 | 0 | 0 | 0 | 0 | 0
F11_Industrial_Industrial - ID_New_Space Heating_Natural Gas_Boiler_A_Achievable Economic UCT Potential | F11 | Industrial | Industrial - ID | New | Space Heating | Natural Gas | Boiler | A | Purchases (Cumulative) | Achievable Economic UCT Potential | 0 | 0 | 0 | 0 | 0 | 0 | 0 | 0 | 0 | 0 | 0 | 0 | 0 | 0 | 0 | 0 | 0 | 0 | 0 | 0 | 0 | 0 | 0 | 0 | 0 | 0 | 0
F1_Industrial_Industrial - ID_New_Space Heating_Natural Gas_Unit Heater_A_Achievable Economic UCT Potential | F1 | Industrial | Industrial - ID | New | Space Heating | Natural Gas | Unit Heater | A | Integrated Unit Energy Savings (kWh or therms) | Achievable Economic UCT Potential | 0 | 191840.798 | 191096.8947 | 191096.8947 | 191096.8947 | 191096.8947 | 191096.8947 | 191096.8947 | 191096.8947 | 191096.8947 | 191096.8947 | 191096.8947 | 191096.8947 | 191096.8947 | 191096.8947 | 191096.8947 | 191096.8947 | 191096.8947 | 191096.8947 | 191096.8947 | 191096.8947 | 191096.8947 | 191096.8947 | 191096.8947 | 191096.8947 | 191096.8947 | 191096.8947
F2_Industrial_Industrial - ID_New_Space Heating_Natural Gas_Unit Heater_A_Achievable Economic UCT Potential | F2 | Industrial | Industrial - ID | New | Space Heating | Natural Gas | Unit Heater | A | Integrated Unit Summer Peak Savings (kW) | Achievable Economic UCT Potential | 0 | 0 | 0 | 0 | 0 | 0 | 0 | 0 | 0 | 0 | 0 | 0 | 0 | 0 | 0 | 0 | 0 | 0 | 0 | 0 | 0 | 0 | 0 | 0 | 0 | 0 | 0
F3_Industrial_Industrial - ID_New_Space Heating_Natural Gas_Unit Heater_A_Achievable Economic UCT Potential | F3 | Industrial | Industrial - ID | New | Space Heating | Natural Gas | Unit Heater | A | Integrated Unit Winter Peak Savings (kW) | Achievable Economic UCT Potential | 0 | 0 | 0 | 0 | 0 | 0 | 0 | 0 | 0 | 0 | 0 | 0 | 0 | 0 | 0 | 0 | 0 | 0 | 0 | 0 | 0 | 0 | 0 | 0 | 0 | 0 | 0
F4_Industrial_Industrial - ID_New_Space Heating_Natural Gas_Unit Heater_A_Achievable Economic UCT Potential | F4 | Industrial | Industrial - ID | New | Space Heating | Natural Gas | Unit Heater | A | Incremental Energy Savings (MWh or mTherms) | Achievable Economic UCT Potential | 0 | 0 | 0.0005849 | 0.0088373 | 0.012595 | 0.016719 | 0.020327 | 0.023569 | 0.025985 | 0.027755 | 0.029018 | 0.029886 | 0.030445 | 0.030764 | 0.030895 | 0.030881 | 0.030756 | 0.030136 | 0.021822 | 0.021145 | 0.0196 | 0.018283 | 0.016992 | 0.016254 | 0.015916 | 0.015863 | 0.016005
F5_Industrial_Industrial - ID_New_Space Heating_Natural Gas_Unit Heater_A_Achievable Economic UCT Potential | F5 | Industrial | Industrial - ID | New | Space Heating | Natural Gas | Unit Heater | A | Incremental Summer Peak Savings (MW) | Achievable Economic UCT Potential | 0 | 0 | 0 | 0 | 0 | 0 | 0 | 0 | 0 | 0 | 0 | 0 | 0 | 0 | 0 | 0 | 0 | 0 | 0 | 0 | 0 | 0 | 0 | 0 | 0 | 0 | 0
F6_Industrial_Industrial - ID_New_Space Heating_Natural Gas_Unit Heater_A_Achievable Economic UCT Potential | F6 | Industrial | Industrial - ID | New | Space Heating | Natural Gas | Unit Heater | A | Incremental Winter Peak Savings (MW) | Achievable Economic UCT Potential | 0 | 0 | 0 | 0 | 0 | 0 | 0 | 0 | 0 | 0 | 0 | 0 | 0 | 0 | 0 | 0 | 0 | 0 | 0 | 0 | 0 | 0 | 0 | 0 | 0 | 0 | 0
F7_Industrial_Industrial - ID_New_Space Heating_Natural Gas_Unit Heater_A_Achievable Economic UCT Potential | F7 | Industrial | Industrial - ID | New | Space Heating | Natural Gas | Unit Heater | A | Cumulative Energy Savings (MWh or mTherms) | Achievable Economic UCT Potential | 0 | 0 | 0.0005849 | 0.0094222 | 0.022017 | 0.038736 | 0.059063 | 0.082632 | 0.10862 | 0.13637 | 0.16539 | 0.19528 | 0.22572 | 0.25648 | 0.28738 | 0.31826 | 0.34902 | 0.37915 | 0.40098 | 0.42212 | 0.44172 | 0.46 | 0.477 | 0.49325 | 0.50917 | 0.52503 | 0.54103
F8_Industrial_Industrial - ID_New_Space Heating_Natural Gas_Unit Heater_A_Achievable Economic UCT Potential | F8 | Industrial | Industrial - ID | New | Space Heating | Natural Gas | Unit Heater | A | Cumulative Summer Peak Savings (MW) | Achievable Economic UCT Potential | 0 | 0 | 0 | 0 | 0 | 0 | 0 | 0 | 0 | 0 | 0 | 0 | 0 | 0 | 0 | 0 | 0 | 0 | 0 | 0 | 0 | 0 | 0 | 0 | 0 | 0 | 0
F9_Industrial_Industrial - ID_New_Space Heating_Natural Gas_Unit Heater_A_Achievable Economic UCT Potential | F9 | Industrial | Industrial - ID | New | Space Heating | Natural Gas | Unit Heater | A | Cumulative Winter Peak Savings (MW) | Achievable Economic UCT Potential | 0 | 0 | 0 | 0 | 0 | 0 | 0 | 0 | 0 | 0 | 0 | 0 | 0 | 0 | 0 | 0 | 0 | 0 | 0 | 0 | 0 | 0 | 0 | 0 | 0 | 0 | 0
F10_Industrial_Industrial - ID_New_Space Heating_Natural Gas_Unit Heater_A_Achievable Economic UCT Potential | F10 | Industrial | Industrial - ID | New | Space Heating | Natural Gas | Unit Heater | A | Purchases (Incremental) | Achievable Economic UCT Potential | 0 | 0 | 3.0607e-06 | 4.6245e-05 | 6.5909e-05 | 8.7488e-05 | 0.00010637 | 0.00012333 | 0.00013598 | 0.00014524 | 0.00015185 | 0.00015639 | 0.00015932 | 0.00016098 | 0.00016167 | 0.0001616 | 0.00016094 | 0.0001577 | 0.00011419 | 0.00011065 | 0.00010257 | 9.5674e-05 | 8.8918e-05 | 8.5055e-05 | 8.3289e-05 | 8.3009e-05 | 8.3752e-05
F11_Industrial_Industrial - ID_New_Space Heating_Natural Gas_Unit Heater_A_Achievable Economic UCT Potential | F11 | Industrial | Industrial - ID | New | Space Heating | Natural Gas | Unit Heater | A | Purchases (Cumulative) | Achievable Economic UCT Potential | 0 | 0 | 3.0607e-06 | 4.9306e-05 | 0.00011522 | 0.0002027 | 0.00030907 | 0.00043241 | 0.00056839 | 0.00071362 | 0.00086548 | 0.0010219 | 0.0011812 | 0.0013422 | 0.0015038 | 0.0016654 | 0.0018264 | 0.0019841 | 0.0020983 | 0.0022089 | 0.0023115 | 0.0024072 | 0.0024961 | 0.0025811 | 0.0026644 | 0.0027474 | 0.0028312
F1_Industrial_Industrial - WA_Existing_Space Heating_Natural Gas_Insulation - Ceiling_A_Achievable Economic UCT Potential | F1 | Industrial | Industrial - WA | Existing | Space Heating | Natural Gas | Insulation - Ceiling | A | Integrated Unit Energy Savings (kWh or therms) | Achievable Economic UCT Potential | 0 | 0 | 0.084129 | 0.083507 | 0.082842 | 0.082129 | 0.081361 | 0.080659 | 0.079901 | 0.079086 | 0.07822 | 0.077314 | 0.076383 | 0.075459 | 0.074545 | 0.073658 | 0.072811 | 0.072167 | 0.071584 | 0.071066 | 0.070607 | 0.070191 | 0.069875 | 0.069573 | 0.069282 | 0.068998 | 0.068719
F2_Industrial_Industrial - WA_Existing_Space Heating_Natural Gas_Insulation - Ceiling_A_Achievable Economic UCT Potential | F2 | Industrial | Industrial - WA | Existing | Space Heating | Natural Gas | Insulation - Ceiling | A | Integrated Unit Summer Peak Savings (kW) | Achievable Economic UCT Potential | 0 | 0 | 0 | 0 | 0 | 0 | 0 | 0 | 0 | 0 | 0 | 0 | 0 | 0 | 0 | 0 | 0 | 0 | 0 | 0 | 0 | 0 | 0 | 0 | 0 | 0 | 0
F3_Industrial_Industrial - WA_Existing_Space Heating_Natural Gas_Insulation - Ceiling_A_Achievable Economic UCT Potential | F3 | Industrial | Industrial - WA | Existing | Space Heating | Natural Gas | Insulation - Ceiling | A | Integrated Unit Winter Peak Savings (kW) | Achievable Economic UCT Potential | 0 | 0 | 0 | 0 | 0 | 0 | 0 | 0 | 0 | 0 | 0 | 0 | 0 | 0 | 0 | 0 | 0 | 0 | 0 | 0 | 0 | 0 | 0 | 0 | 0 | 0 | 0
F4_Industrial_Industrial - WA_Existing_Space Heating_Natural Gas_Insulation - Ceiling_A_Achievable Economic UCT Potential | F4 | Industrial | Industrial - WA | Existing | Space Heating | Natural Gas | Insulation - Ceiling | A | Incremental Energy Savings (MWh or mTherms) | Achievable Economic UCT Potential | 0 | 0 | 0.011121 | 0.021686 | 0.037539 | 0.059492 | 0.087914 | 0.12267 | 0.16245 | 0.20485 | 0.24627 | 0.2821 | 0.3073 | 0.31739 | 0.30942 | 0.28324 | 0.24193 | 0.19488 | 0.14527 | 0.098124 | 0.061212 | 0.039001 | 0 | 0 | 0 | 0 | 0
F5_Industrial_Industrial - WA_Existing_Space Heating_Natural Gas_Insulation - Ceiling_A_Achievable Economic UCT Potential | F5 | Industrial | Industrial - WA | Existing | Space Heating | Natural Gas | Insulation - Ceiling | A | Incremental Summer Peak Savings (MW) | Achievable Economic UCT Potential | 0 | 0 | 0 | 0 | 0 | 0 | 0 | 0 | 0 | 0 | 0 | 0 | 0 | 0 | 0 | 0 | 0 | 0 | 0 | 0 | 0 | 0 | 0 | 0 | 0 | 0 | 0
F6_Industrial_Industrial - WA_Existing_Space Heating_Natural Gas_Insulation - Ceiling_A_Achievable Economic UCT Potential | F6 | Industrial | Industrial - WA | Existing | Space Heating | Natural Gas | Insulation - Ceiling | A | Incremental Winter Peak Savings (MW) | Achievable Economic UCT Potential | 0 | 0 | 0 | 0 | 0 | 0 | 0 | 0 | 0 | 0 | 0 | 0 | 0 | 0 | 0 | 0 | 0 | 0 | 0 | 0 | 0 | 0 | 0 | 0 | 0 | 0 | 0
F7_Industrial_Industrial - WA_Existing_Space Heating_Natural Gas_Insulation - Ceiling_A_Achievable Economic UCT Potential | F7 | Industrial | Industrial - WA | Existing | Space Heating | Natural Gas | Insulation - Ceiling | A | Cumulative Energy Savings (MWh or mTherms) | Achievable Economic UCT Potential | 0 | 0 | 0.011121 | 0.032725 | 0.070003 | 0.12889 | 0.2156 | 0.33642 | 0.4957 | 0.6955 | 0.93416 | 1.2054 | 1.4982 | 1.7975 | 2.0851 | 2.3436 | 2.5586 | 2.7308 | 2.854 | 2.9315 | 2.9737 | 2.9952 | 2.9817 | 2.9689 | 2.9564 | 2.9443 | 2.9324
F8_Industrial_Industrial - WA_Existing_Space Heating_Natural Gas_Insulation - Ceiling_A_Achievable Economic UCT Potential | F8 | Industrial | Industrial - WA | Existing | Space Heating | Natural Gas | Insulation - Ceiling | A | Cumulative Summer Peak Savings (MW) | Achievable Economic UCT Potential | 0 | 0 | 0 | 0 | 0 | 0 | 0 | 0 | 0 | 0 | 0 | 0 | 0 | 0 | 0 | 0 | 0 | 0 | 0 | 0 | 0 | 0 | 0 | 0 | 0 | 0 | 0
F9_Industrial_Industrial - WA_Existing_Space Heating_Natural Gas_Insulation - Ceiling_A_Achievable Economic UCT Potential | F9 | Industrial | Industrial - WA | Existing | Space Heating | Natural Gas | Insulation - Ceiling | A | Cumulative Winter Peak Savings (MW) | Achievable Economic UCT Potential | 0 | 0 | 0 | 0 | 0 | 0 | 0 | 0 | 0 | 0 | 0 | 0 | 0 | 0 | 0 | 0 | 0 | 0 | 0 | 0 | 0 | 0 | 0 | 0 | 0 | 0 | 0
F10_Industrial_Industrial - WA_Existing_Space Heating_Natural Gas_Insulation - Ceiling_A_Achievable Economic UCT Potential | F10 | Industrial | Industrial - WA | Existing | Space Heating | Natural Gas | Insulation - Ceiling | A | Purchases (Incremental) | Achievable Economic UCT Potential | 0 | 0 | 132.1914 | 259.686 | 453.1345 | 724.377 | 1080.5462 | 1520.8907 | 2033.1595 | 2590.2658 | 3148.476 | 3648.7873 | 4023.1212 | 4206.053 | 4150.7919 | 3845.3589 | 3322.6386 | 2700.4098 | 2029.4155 | 1380.7562 | 866.9403 | 555.6476 | 0 | 0 | 0 | 0 | 0
F11_Industrial_Industrial - WA_Existing_Space Heating_Natural Gas_Insulation - Ceiling_A_Achievable Economic UCT Potential | F11 | Industrial | Industrial - WA | Existing | Space Heating | Natural Gas | Insulation - Ceiling | A | Purchases (Cumulative) | Achievable Economic UCT Potential | 0 | 0 | 132.1914 | 391.8774 | 845.0119 | 1569.3888 | 2649.935 | 4170.8257 | 6203.9852 | 8794.2511 | 11942.7271 | 15591.5144 | 19614.6355 | 23820.6886 | 27971.4804 | 31816.8393 | 35139.4779 | 37839.8877 | 39869.3032 | 41250.0594 | 42116.9997 | 42672.6473 | 42672.6473 | 42672.6473 | 42672.6473 | 42672.6473 | 42672.6473
F1_Industrial_Industrial - WA_Existing_Space Heating_Natural Gas_Insulation - Wall Cavity_A_Achievable Economic UCT Potential | F1 | Industrial | Industrial - WA | Existing | Space Heating | Natural Gas | Insulation - Wall Cavity | A | Integrated Unit Energy Savings (kWh or therms) | Achievable Economic UCT Potential | 0 | 0 | 0.1219 | 0.12112 | 0.1203 | 0.11943 | 0.1185 | 0.11771 | 0.11688 | 0.11602 | 0.11513 | 0.11422 | 0.11332 | 0.11242 | 0.11154 | 0.11068 | 0.10984 | 0.10926 | 0.10871 | 0.10821 | 0.10776 | 0.10735 | 0.10697 | 0.10662 | 0.10628 | 0.10595 | 0.10564
F2_Industrial_Industrial - WA_Existing_Space Heating_Natural Gas_Insulation - Wall Cavity_A_Achievable Economic UCT Potential | F2 | Industrial | Industrial - WA | Existing | Space Heating | Natural Gas | Insulation - Wall Cavity | A | Integrated Unit Summer Peak Savings (kW) | Achievable Economic UCT Potential | 0 | 0 | 0 | 0 | 0 | 0 | 0 | 0 | 0 | 0 | 0 | 0 | 0 | 0 | 0 | 0 | 0 | 0 | 0 | 0 | 0 | 0 | 0 | 0 | 0 | 0 | 0
F3_Industrial_Industrial - WA_Existing_Space Heating_Natural Gas_Insulation - Wall Cavity_A_Achievable Economic UCT Potential | F3 | Industrial | Industrial - WA | Existing | Space Heating | Natural Gas | Insulation - Wall Cavity | A | Integrated Unit Winter Peak Savings (kW) | Achievable Economic UCT Potential | 0 | 0 | 0 | 0 | 0 | 0 | 0 | 0 | 0 | 0 | 0 | 0 | 0 | 0 | 0 | 0 | 0 | 0 | 0 | 0 | 0 | 0 | 0 | 0 | 0 | 0 | 0
F4_Industrial_Industrial - WA_Existing_Space Heating_Natural Gas_Insulation - Wall Cavity_A_Achievable Economic UCT Potential | F4 | Industrial | Industrial - WA | Existing | Space Heating | Natural Gas | Insulation - Wall Cavity | A | Incremental Energy Savings (MWh or mTherms) | Achievable Economic UCT Potential | 0 | 0 | 0.013358 | 0.026074 | 0.045187 | 0.071712 | 0.10615 | 0.1484 | 0.19699 | 0.24911 | 0.30047 | 0.34548 | 0.3779 | 0.39196 | 0.38378 | 0.35279 | 0.30253 | 0.24457 | 0.18288 | 0.12386 | 0.077443 | 0.049445 | 0 | 0 | 0 | 0 | 0
F5_Industrial_Industrial - WA_Existing_Space Heating_Natural Gas_Insulation - Wall Cavity_A_Achievable Economic UCT Potential | F5 | Industrial | Industrial - WA | Existing | Space Heating | Natural Gas | Insulation - Wall Cavity | A | Incremental Summer Peak Savings (MW) | Achievable Economic UCT Potential | 0 | 0 | 0 | 0 | 0 | 0 | 0 | 0 | 0 | 0 | 0 | 0 | 0 | 0 | 0 | 0 | 0 | 0 | 0 | 0 | 0 | 0 | 0 | 0 | 0 | 0 | 0
F6_Industrial_Industrial - WA_Existing_Space Heating_Natural Gas_Insulation - Wall Cavity_A_Achievable Economic UCT Potential | F6 | Industrial | Industrial - WA | Existing | Space Heating | Natural Gas | Insulation - Wall Cavity | A | Incremental Winter Peak Savings (MW) | Achievable Economic UCT Potential | 0 | 0 | 0 | 0 | 0 | 0 | 0 | 0 | 0 | 0 | 0 | 0 | 0 | 0 | 0 | 0 | 0 | 0 | 0 | 0 | 0 | 0 | 0 | 0 | 0 | 0 | 0
F7_Industrial_Industrial - WA_Existing_Space Heating_Natural Gas_Insulation - Wall Cavity_A_Achievable Economic UCT Potential | F7 | Industrial | Industrial - WA | Existing | Space Heating | Natural Gas | Insulation - Wall Cavity | A | Cumulative Energy Savings (MWh or mTherms) | Achievable Economic UCT Potential | 0 | 0 | 0.013358 | 0.039346 | 0.084266 | 0.15537 | 0.26031 | 0.40698 | 0.6011 | 0.84576 | 1.1397 | 1.4763 | 1.8425 | 2.2198 | 2.5862 | 2.919 | 3.1995 | 3.4271 | 3.5929 | 3.7003 | 3.7623 | 3.7973 | 3.7839 | 3.7713 | 3.7594 | 3.7479 | 3.7367
F8_Industrial_Industrial - WA_Existing_Space Heating_Natural Gas_Insulation - Wall Cavity_A_Achievable Economic UCT Potential | F8 | Industrial | Industrial - WA | Existing | Space Heating | Natural Gas | Insulation - Wall Cavity | A | Cumulative Summer Peak Savings (MW) | Achievable Economic UCT Potential | 0 | 0 | 0 | 0 | 0 | 0 | 0 | 0 | 0 | 0 | 0 | 0 | 0 | 0 | 0 | 0 | 0 | 0 | 0 | 0 | 0 | 0 | 0 | 0 | 0 | 0 | 0
F9_Industrial_Industrial - WA_Existing_Space Heating_Natural Gas_Insulation - Wall Cavity_A_Achievable Economic UCT Potential | F9 | Industrial | Industrial - WA | Existing | Space Heating | Natural Gas | Insulation - Wall Cavity | A | Cumulative Winter Peak Savings (MW) | Achievable Economic UCT Potential | 0 | 0 | 0 | 0 | 0 | 0 | 0 | 0 | 0 | 0 | 0 | 0 | 0 | 0 | 0 | 0 | 0 | 0 | 0 | 0 | 0 | 0 | 0 | 0 | 0 | 0 | 0
F10_Industrial_Industrial - WA_Existing_Space Heating_Natural Gas_Insulation - Wall Cavity_A_Achievable Economic UCT Potential | F10 | Industrial | Industrial - WA | Existing | Space Heating | Natural Gas | Insulation - Wall Cavity | A | Purchases (Incremental) | Achievable Economic UCT Potential | 0 | 0 | 109.5788 | 215.2642 | 375.6215 | 600.4653 | 895.7083 | 1260.7277 | 1685.368 | 2147.1759 | 2609.8989 | 3024.6271 | 3334.9276 | 3486.5672 | 3440.759 | 3187.5733 | 2754.2693 | 2238.4787 | 1682.2644 | 1144.5645 | 718.6418 | 460.5988 | 0 | 0 | 0 | 0 | 0
F11_Industrial_Industrial - WA_Existing_Space Heating_Natural Gas_Insulation - Wall Cavity_A_Achievable Economic UCT Potential | F11 | Industrial | Industrial - WA | Existing | Space Heating | Natural Gas | Insulation - Wall Cavity | A | Purchases (Cumulative) | Achievable Economic UCT Potential | 0 | 0 | 109.5788 | 324.843 | 700.4644 | 1300.9298 | 2196.6381 | 3457.3658 | 5142.7339 | 7289.9098 | 9899.8087 | 12924.4359 | 16259.3635 | 19745.9307 | 23186.6896 | 26374.2629 | 29128.5322 | 31367.011 | 33049.2754 | 34193.8399 | 34912.4817 | 35373.0805 | 35373.0805 | 35373.0805 | 35373.0805 | 35373.0805 | 35373.0805
F1_Industrial_Industrial - WA_Existing_Space Heating_Natural Gas_Insulation - Ducting_A_Achievable Economic UCT Potential | F1 | Industrial | Industrial - WA | Existing | Space Heating | Natural Gas | Insulation - Ducting | A | Integrated Unit Energy Savings (kWh or therms) | Achievable Economic UCT Potential | 0 | 0 | 0.0067228 | 0.0066607 | 0.0065917 | 0.006519 | 0.0064388 | 0.0063611 | 0.0062768 | 0.0061862 | 0.0060906 | 0.0059897 | 0.0058858 | 0.0057815 | 0.0056776 | 0.0055765 | 0.0054802 | 0.0054014 | 0.0053292 | 0.0052655 | 0.0052092 | 0.0051584 | 0.0051182 | 0.0050799 | 0.0050434 | 0.0050083 | 0.0049743
F2_Industrial_Industrial - WA_Existing_Space Heating_Natural Gas_Insulation - Ducting_A_Achievable Economic UCT Potential | F2 | Industrial | Industrial - WA | Existing | Space Heating | Natural Gas | Insulation - Ducting | A | Integrated Unit Summer Peak Savings (kW) | Achievable Economic UCT Potential | 0 | 0 | 0 | 0 | 0 | 0 | 0 | 0 | 0 | 0 | 0 | 0 | 0 | 0 | 0 | 0 | 0 | 0 | 0 | 0 | 0 | 0 | 0 | 0 | 0 | 0 | 0
F3_Industrial_Industrial - WA_Existing_Space Heating_Natural Gas_Insulation - Ducting_A_Achievable Economic UCT Potential | F3 | Industrial | Industrial - WA | Existing | Space Heating | Natural Gas | Insulation - Ducting | A | Integrated Unit Winter Peak Savings (kW) | Achievable Economic UCT Potential | 0 | 0 | 0 | 0 | 0 | 0 | 0 | 0 | 0 | 0 | 0 | 0 | 0 | 0 | 0 | 0 | 0 | 0 | 0 | 0 | 0 | 0 | 0 | 0 | 0 | 0 | 0
F4_Industrial_Industrial - WA_Existing_Space Heating_Natural Gas_Insulation - Ducting_A_Achievable Economic UCT Potential | F4 | Industrial | Industrial - WA | Existing | Space Heating | Natural Gas | Insulation - Ducting | A | Incremental Energy Savings (MWh or mTherms) | Achievable Economic UCT Potential | 0 | 0 | 0 | 0 | 0 | 0 | 0 | 0 | 0 | 0 | 0 | 0 | 0 | 0 | 0 | 0 | 0 | 0 | 0 | 0 | 0 | 0 | 0 | 0 | 0 | 0 | 0
F5_Industrial_Industrial - WA_Existing_Space Heating_Natural Gas_Insulation - Ducting_A_Achievable Economic UCT Potential | F5 | Industrial | Industrial - WA | Existing | Space Heating | Natural Gas | Insulation - Ducting | A | Incremental Summer Peak Savings (MW) | Achievable Economic UCT Potential | 0 | 0 | 0 | 0 | 0 | 0 | 0 | 0 | 0 | 0 | 0 | 0 | 0 | 0 | 0 | 0 | 0 | 0 | 0 | 0 | 0 | 0 | 0 | 0 | 0 | 0 | 0
F6_Industrial_Industrial - WA_Existing_Space Heating_Natural Gas_Insulation - Ducting_A_Achievable Economic UCT Potential | F6 | Industrial | Industrial - WA | Existing | Space Heating | Natural Gas | Insulation - Ducting | A | Incremental Winter Peak Savings (MW) | Achievable Economic UCT Potential | 0 | 0 | 0 | 0 | 0 | 0 | 0 | 0 | 0 | 0 | 0 | 0 | 0 | 0 | 0 | 0 | 0 | 0 | 0 | 0 | 0 | 0 | 0 | 0 | 0 | 0 | 0
F7_Industrial_Industrial - WA_Existing_Space Heating_Natural Gas_Insulation - Ducting_A_Achievable Economic UCT Potential | F7 | Industrial | Industrial - WA | Existing | Space Heating | Natural Gas | Insulation - Ducting | A | Cumulative Energy Savings (MWh or mTherms) | Achievable Economic UCT Potential | 0 | 0 | 0 | 0 | 0 | 0 | 0 | 0 | 0 | 0 | 0 | 0 | 0 | 0 | 0 | 0 | 0 | 0 | 0 | 0 | 0 | 0 | 0 | 0 | 0 | 0 | 0
F8_Industrial_Industrial - WA_Existing_Space Heating_Natural Gas_Insulation - Ducting_A_Achievable Economic UCT Potential | F8 | Industrial | Industrial - WA | Existing | Space Heating | Natural Gas | Insulation - Ducting | A | Cumulative Summer Peak Savings (MW) | Achievable Economic UCT Potential | 0 | 0 | 0 | 0 | 0 | 0 | 0 | 0 | 0 | 0 | 0 | 0 | 0 | 0 | 0 | 0 | 0 | 0 | 0 | 0 | 0 | 0 | 0 | 0 | 0 | 0 | 0
F9_Industrial_Industrial - WA_Existing_Space Heating_Natural Gas_Insulation - Ducting_A_Achievable Economic UCT Potential | F9 | Industrial | Industrial - WA | Existing | Space Heating | Natural Gas | Insulation - Ducting | A | Cumulative Winter Peak Savings (MW) | Achievable Economic UCT Potential | 0 | 0 | 0 | 0 | 0 | 0 | 0 | 0 | 0 | 0 | 0 | 0 | 0 | 0 | 0 | 0 | 0 | 0 | 0 | 0 | 0 | 0 | 0 | 0 | 0 | 0 | 0
F10_Industrial_Industrial - WA_Existing_Space Heating_Natural Gas_Insulation - Ducting_A_Achievable Economic UCT Potential | F10 | Industrial | Industrial - WA | Existing | Space Heating | Natural Gas | Insulation - Ducting | A | Purchases (Incremental) | Achievable Economic UCT Potential | 0 | 0 | 0 | 0 | 0 | 0 | 0 | 0 | 0 | 0 | 0 | 0 | 0 | 0 | 0 | 0 | 0 | 0 | 0 | 0 | 0 | 0 | 0 | 0 | 0 | 0 | 0
F11_Industrial_Industrial - WA_Existing_Space Heating_Natural Gas_Insulation - Ducting_A_Achievable Economic UCT Potential | F11 | Industrial | Industrial - WA | Existing | Space Heating | Natural Gas | Insulation - Ducting | A | Purchases (Cumulative) | Achievable Economic UCT Potential | 0 | 0 | 0 | 0 | 0 | 0 | 0 | 0 | 0 | 0 | 0 | 0 | 0 | 0 | 0 | 0 | 0 | 0 | 0 | 0 | 0 | 0 | 0 | 0 | 0 | 0 | 0
F1_Industrial_Industrial - WA_Existing_Space Heating_Natural Gas_Ducting - Repair and Sealing_A_Achievable Economic UCT Potential | F1 | Industrial | Industrial - WA | Existing | Space Heating | Natural Gas | Ducting - Repair and Sealing | A | Integrated Unit Energy Savings (kWh or therms) | Achievable Economic UCT Potential | 0 | 0 | 0.27499 | 0.27326 | 0.27134 | 0.26923 | 0.26695 | 0.26493 | 0.26277 | 0.26052 | 0.25819 | 0.25581 | 0.25342 | 0.25103 | 0.24864 | 0.24625 | 0.24387 | 0.24201 | 0.24017 | 0.23846 | 0.23685 | 0.23537 | 0.23399 | 0.2327 | 0.2315 | 0.23037 | 0.22929
F2_Industrial_Industrial - WA_Existing_Space Heating_Natural Gas_Ducting - Repair and Sealing_A_Achievable Economic UCT Potential | F2 | Industrial | Industrial - WA | Existing | Space Heating | Natural Gas | Ducting - Repair and Sealing | A | Integrated Unit Summer Peak Savings (kW) | Achievable Economic UCT Potential | 0 | 0 | 0 | 0 | 0 | 0 | 0 | 0 | 0 | 0 | 0 | 0 | 0 | 0 | 0 | 0 | 0 | 0 | 0 | 0 | 0 | 0 | 0 | 0 | 0 | 0 | 0
F3_Industrial_Industrial - WA_Existing_Space Heating_Natural Gas_Ducting - Repair and Sealing_A_Achievable Economic UCT Potential | F3 | Industrial | Industrial - WA | Existing | Space Heating | Natural Gas | Ducting - Repair and Sealing | A | Integrated Unit Winter Peak Savings (kW) | Achievable Economic UCT Potential | 0 | 0 | 0 | 0 | 0 | 0 | 0 | 0 | 0 | 0 | 0 | 0 | 0 | 0 | 0 | 0 | 0 | 0 | 0 | 0 | 0 | 0 | 0 | 0 | 0 | 0 | 0
F4_Industrial_Industrial - WA_Existing_Space Heating_Natural Gas_Ducting - Repair and Sealing_A_Achievable Economic UCT Potential | F4 | Industrial | Industrial - WA | Existing | Space Heating | Natural Gas | Ducting - Repair and Sealing | A | Incremental Energy Savings (MWh or mTherms) | Achievable Economic UCT Potential | 0 | 0 | 0.0041096 | 0.0080225 | 0.0139 | 0.022048 | 0.032611 | 0.045552 | 0.0604 | 0.076289 | 0.0919 | 0.10552 | 0.11526 | 0.11937 | 0.11668 | 0.10705 | 0.091607 | 0.073882 | 0.055102 | 0.037223 | 0.019674 | 0.0078753 | 0 | 0 | 0 | 0 | 0
F5_Industrial_Industrial - WA_Existing_Space Heating_Natural Gas_Ducting - Repair and Sealing_A_Achievable Economic UCT Potential | F5 | Industrial | Industrial - WA | Existing | Space Heating | Natural Gas | Ducting - Repair and Sealing | A | Incremental Summer Peak Savings (MW) | Achievable Economic UCT Potential | 0 | 0 | 0 | 0 | 0 | 0 | 0 | 0 | 0 | 0 | 0 | 0 | 0 | 0 | 0 | 0 | 0 | 0 | 0 | 0 | 0 | 0 | 0 | 0 | 0 | 0 | 0
F6_Industrial_Industrial - WA_Existing_Space Heating_Natural Gas_Ducting - Repair and Sealing_A_Achievable Economic UCT Potential | F6 | Industrial | Industrial - WA | Existing | Space Heating | Natural Gas | Ducting - Repair and Sealing | A | Incremental Winter Peak Savings (MW) | Achievable Economic UCT Potential | 0 | 0 | 0 | 0 | 0 | 0 | 0 | 0 | 0 | 0 | 0 | 0 | 0 | 0 | 0 | 0 | 0 | 0 | 0 | 0 | 0 | 0 | 0 | 0 | 0 | 0 | 0
F7_Industrial_Industrial - WA_Existing_Space Heating_Natural Gas_Ducting - Repair and Sealing_A_Achievable Economic UCT Potential | F7 | Industrial | Industrial - WA | Existing | Space Heating | Natural Gas | Ducting - Repair and Sealing | A | Cumulative Energy Savings (MWh or mTherms) | Achievable Economic UCT Potential | 0 | 0 | 0.0041096 | 0.012106 | 0.025921 | 0.047769 | 0.079975 | 0.12492 | 0.1843 | 0.25901 | 0.34859 | 0.45091 | 0.56196 | 0.67602 | 0.78626 | 0.88578 | 0.96882 | 1.0353 | 1.0825 | 1.112 | 1.1242 | 1.1251 | 1.1185 | 1.1123 | 1.1066 | 1.1011 | 1.096
F8_Industrial_Industrial - WA_Existing_Space Heating_Natural Gas_Ducting - Repair and Sealing_A_Achievable Economic UCT Potential | F8 | Industrial | Industrial - WA | Existing | Space Heating | Natural Gas | Ducting - Repair and Sealing | A | Cumulative Summer Peak Savings (MW) | Achievable Economic UCT Potential | 0 | 0 | 0 | 0 | 0 | 0 | 0 | 0 | 0 | 0 | 0 | 0 | 0 | 0 | 0 | 0 | 0 | 0 | 0 | 0 | 0 | 0 | 0 | 0 | 0 | 0 | 0
F9_Industrial_Industrial - WA_Existing_Space Heating_Natural Gas_Ducting - Repair and Sealing_A_Achievable Economic UCT Potential | F9 | Industrial | Industrial - WA | Existing | Space Heating | Natural Gas | Ducting - Repair and Sealing | A | Cumulative Winter Peak Savings (MW) | Achievable Economic UCT Potential | 0 | 0 | 0 | 0 | 0 | 0 | 0 | 0 | 0 | 0 | 0 | 0 | 0 | 0 | 0 | 0 | 0 | 0 | 0 | 0 | 0 | 0 | 0 | 0 | 0 | 0 | 0
F10_Industrial_Industrial - WA_Existing_Space Heating_Natural Gas_Ducting - Repair and Sealing_A_Achievable Economic UCT Potential | F10 | Industrial | Industrial - WA | Existing | Space Heating | Natural Gas | Ducting - Repair and Sealing | A | Purchases (Incremental) | Achievable Economic UCT Potential | 0 | 0 | 14.9447 | 29.3584 | 51.2284 | 81.8933 | 122.1594 | 171.9418 | 229.8555 | 292.8383 | 355.9458 | 412.5077 | 454.8274 | 475.5084 | 469.261 | 434.7307 | 375.6355 | 305.2904 | 229.4322 | 156.0991 | 83.0658 | 33.4595 | 0 | 0 | 0 | 0 | 0
F11_Industrial_Industrial - WA_Existing_Space Heating_Natural Gas_Ducting - Repair and Sealing_A_Achievable Economic UCT Potential | F11 | Industrial | Industrial - WA | Existing | Space Heating | Natural Gas | Ducting - Repair and Sealing | A | Purchases (Cumulative) | Achievable Economic UCT Potential | 0 | 0 | 14.9447 | 44.3031 | 95.5314 | 177.4247 | 299.5841 | 471.5259 | 701.3814 | 994.2196 | 1350.1654 | 1762.6731 | 2217.5004 | 2693.0088 | 3162.2698 | 3597.0005 | 3972.636 | 4277.9264 | 4507.3586 | 4663.4577 | 4746.5236 | 4779.983 | 4779.983 | 4779.983 | 4779.983 | 4779.983 | 4779.983
F1_Industrial_Industrial - WA_Existing_Space Heating_Natural Gas_Building Shell - Air Sealing (Infiltration Control)_A_Achievable Economic UCT Potential | F1 | Industrial | Industrial - WA | Existing | Space Heating | Natural Gas | Building Shell - Air Sealing (Infiltration Control) | A | Integrated Unit Energy Savings (kWh or therms) | Achievable Economic UCT Potential | 0 | 0 | 63.4008 | 63.0691 | 62.7226 | 62.3622 | 61.9888 | 61.6998 | 61.4023 | 61.0964 | 60.7833 | 60.4641 | 60.1398 | 59.8111 | 59.479 | 59.144 | 58.8069 | 58.5725 | 58.3444 | 58.1317 | 57.9332 | 57.7502 | 57.5815 | 57.4256 | 57.2796 | 57.1403 | 57.0069
F2_Industrial_Industrial - WA_Existing_Space Heating_Natural Gas_Building Shell - Air Sealing (Infiltration Control)_A_Achievable Economic UCT Potential | F2 | Industrial | Industrial - WA | Existing | Space Heating | Natural Gas | Building Shell - Air Sealing (Infiltration Control) | A | Integrated Unit Summer Peak Savings (kW) | Achievable Economic UCT Potential | 0 | 0 | 0 | 0 | 0 | 0 | 0 | 0 | 0 | 0 | 0 | 0 | 0 | 0 | 0 | 0 | 0 | 0 | 0 | 0 | 0 | 0 | 0 | 0 | 0 | 0 | 0
F3_Industrial_Industrial - WA_Existing_Space Heating_Natural Gas_Building Shell - Air Sealing (Infiltration Control)_A_Achievable Economic UCT Potential | F3 | Industrial | Industrial - WA | Existing | Space Heating | Natural Gas | Building Shell - Air Sealing (Infiltration Control) | A | Integrated Unit Winter Peak Savings (kW) | Achievable Economic UCT Potential | 0 | 0 | 0 | 0 | 0 | 0 | 0 | 0 | 0 | 0 | 0 | 0 | 0 | 0 | 0 | 0 | 0 | 0 | 0 | 0 | 0 | 0 | 0 | 0 | 0 | 0 | 0
F4_Industrial_Industrial - WA_Existing_Space Heating_Natural Gas_Building Shell - Air Sealing (Infiltration Control)_A_Achievable Economic UCT Potential | F4 | Industrial | Industrial - WA | Existing | Space Heating | Natural Gas | Building Shell - Air Sealing (Infiltration Control) | A | Incremental Energy Savings (MWh or mTherms) | Achievable Economic UCT Potential | 0 | 0 | 0.00070401 | 0.0013758 | 0.0023874 | 0.0037946 | 0.0056265 | 0.0078824 | 0.010487 | 0.013293 | 0.016075 | 0.018532 | 0.019656 | 0.019827 | 0.018474 | 0.015505 | 0.011075 | 0.0058033 | 0 | 0 | 0 | 0 | 0 | 0 | 0 | 0 | 0
F5_Industrial_Industrial - WA_Existing_Space Heating_Natural Gas_Building Shell - Air Sealing (Infiltration Control)_A_Achievable Economic UCT Potential | F5 | Industrial | Industrial - WA | Existing | Space Heating | Natural Gas | Building Shell - Air Sealing (Infiltration Control) | A | Incremental Summer Peak Savings (MW) | Achievable Economic UCT Potential | 0 | 0 | 0 | 0 | 0 | 0 | 0 | 0 | 0 | 0 | 0 | 0 | 0 | 0 | 0 | 0 | 0 | 0 | 0 | 0 | 0 | 0 | 0 | 0 | 0 | 0 | 0
F6_Industrial_Industrial - WA_Existing_Space Heating_Natural Gas_Building Shell - Air Sealing (Infiltration Control)_A_Achievable Economic UCT Potential | F6 | Industrial | Industrial - WA | Existing | Space Heating | Natural Gas | Building Shell - Air Sealing (Infiltration Control) | A | Incremental Winter Peak Savings (MW) | Achievable Economic UCT Potential | 0 | 0 | 0 | 0 | 0 | 0 | 0 | 0 | 0 | 0 | 0 | 0 | 0 | 0 | 0 | 0 | 0 | 0 | 0 | 0 | 0 | 0 | 0 | 0 | 0 | 0 | 0
F7_Industrial_Industrial - WA_Existing_Space Heating_Natural Gas_Building Shell - Air Sealing (Infiltration Control)_A_Achievable Economic UCT Potential | F7 | Industrial | Industrial - WA | Existing | Space Heating | Natural Gas | Building Shell - Air Sealing (Infiltration Control) | A | Cumulative Energy Savings (MWh or mTherms) | Achievable Economic UCT Potential | 0 | 0 | 0.00070401 | 0.0020761 | 0.0044521 | 0.0082211 | 0.013798 | 0.021616 | 0.031999 | 0.045133 | 0.060977 | 0.079189 | 0.09842 | 0.11771 | 0.13553 | 0.15027 | 0.16049 | 0.16565 | 0.16501 | 0.16441 | 0.16385 | 0.16333 | 0.16285 | 0.16241 | 0.162 | 0.1616 | 0.16123
F8_Industrial_Industrial - WA_Existing_Space Heating_Natural Gas_Building Shell - Air Sealing (Infiltration Control)_A_Achievable Economic UCT Potential | F8 | Industrial | Industrial - WA | Existing | Space Heating | Natural Gas | Building Shell - Air Sealing (Infiltration Control) | A | Cumulative Summer Peak Savings (MW) | Achievable Economic UCT Potential | 0 | 0 | 0 | 0 | 0 | 0 | 0 | 0 | 0 | 0 | 0 | 0 | 0 | 0 | 0 | 0 | 0 | 0 | 0 | 0 | 0 | 0 | 0 | 0 | 0 | 0 | 0
F9_Industrial_Industrial - WA_Existing_Space Heating_Natural Gas_Building Shell - Air Sealing (Infiltration Control)_A_Achievable Economic UCT Potential | F9 | Industrial | Industrial - WA | Existing | Space Heating | Natural Gas | Building Shell - Air Sealing (Infiltration Control) | A | Cumulative Winter Peak Savings (MW) | Achievable Economic UCT Potential | 0 | 0 | 0 | 0 | 0 | 0 | 0 | 0 | 0 | 0 | 0 | 0 | 0 | 0 | 0 | 0 | 0 | 0 | 0 | 0 | 0 | 0 | 0 | 0 | 0 | 0 | 0
F10_Industrial_Industrial - WA_Existing_Space Heating_Natural Gas_Building Shell - Air Sealing (Infiltration Control)_A_Achievable Economic UCT Potential | F10 | Industrial | Industrial - WA | Existing | Space Heating | Natural Gas | Building Shell - Air Sealing (Infiltration Control) | A | Purchases (Incremental) | Achievable Economic UCT Potential | 0 | 0 | 0.011104 | 0.021814 | 0.038063 | 0.060848 | 0.090766 | 0.12775 | 0.17079 | 0.21758 | 0.26447 | 0.3065 | 0.32684 | 0.33149 | 0.3106 | 0.26216 | 0.18834 | 0.09908 | 0 | 0 | 0 | 0 | 0 | 0 | 0 | 0 | 0
F11_Industrial_Industrial - WA_Existing_Space Heating_Natural Gas_Building Shell - Air Sealing (Infiltration Control)_A_Achievable Economic UCT Potential | F11 | Industrial | Industrial - WA | Existing | Space Heating | Natural Gas | Building Shell - Air Sealing (Infiltration Control) | A | Purchases (Cumulative) | Achievable Economic UCT Potential | 0 | 0 | 0.011104 | 0.032918 | 0.070981 | 0.13183 | 0.22259 | 0.35035 | 0.52113 | 0.73872 | 1.0032 | 1.3097 | 1.6365 | 1.968 | 2.2786 | 2.5408 | 2.7291 | 2.8282 | 2.8282 | 2.8282 | 2.8282 | 2.8282 | 2.8282 | 2.8282 | 2.8282 | 2.8282 | 2.8282
F1_Industrial_Industrial - WA_Existing_Space Heating_Natural Gas_Ventilation - Demand Controlled_A_Achievable Economic UCT Potential | F1 | Industrial | Industrial - WA | Existing | Space Heating | Natural Gas | Ventilation - Demand Controlled | A | Integrated Unit Energy Savings (kWh or therms) | Achievable Economic UCT Potential | 0 | 0 | 0.050702 | 0.050323 | 0.049894 | 0.049412 | 0.048874 | 0.04835 | 0.047766 | 0.047123 | 0.046425 | 0.045682 | 0.044908 | 0.044127 | 0.043349 | 0.042591 | 0.041868 | 0.041277 | 0.040735 | 0.040259 | 0.039839 | 0.039461 | 0.039164 | 0.038882 | 0.038614 | 0.038356 | 0.038107
F2_Industrial_Industrial - WA_Existing_Space Heating_Natural Gas_Ventilation - Demand Controlled_A_Achievable Economic UCT Potential | F2 | Industrial | Industrial - WA | Existing | Space Heating | Natural Gas | Ventilation - Demand Controlled | A | Integrated Unit Summer Peak Savings (kW) | Achievable Economic UCT Potential | 0 | 0 | 0 | 0 | 0 | 0 | 0 | 0 | 0 | 0 | 0 | 0 | 0 | 0 | 0 | 0 | 0 | 0 | 0 | 0 | 0 | 0 | 0 | 0 | 0 | 0 | 0
F3_Industrial_Industrial - WA_Existing_Space Heating_Natural Gas_Ventilation - Demand Controlled_A_Achievable Economic UCT Potential | F3 | Industrial | Industrial - WA | Existing | Space Heating | Natural Gas | Ventilation - Demand Controlled | A | Integrated Unit Winter Peak Savings (kW) | Achievable Economic UCT Potential | 0 | 0 | 0 | 0 | 0 | 0 | 0 | 0 | 0 | 0 | 0 | 0 | 0 | 0 | 0 | 0 | 0 | 0 | 0 | 0 | 0 | 0 | 0 | 0 | 0 | 0 | 0
F4_Industrial_Industrial - WA_Existing_Space Heating_Natural Gas_Ventilation - Demand Controlled_A_Achievable Economic UCT Potential | F4 | Industrial | Industrial - WA | Existing | Space Heating | Natural Gas | Ventilation - Demand Controlled | A | Incremental Energy Savings (MWh or mTherms) | Achievable Economic UCT Potential | 0 | 0 | 0.07387 | 0.072053 | 0.070207 | 0.068331 | 0.066421 | 0.058118 | 0.045141 | 0.035013 | 0.02712 | 0.02098 | 0 | 0 | 0 | 0 | 0 | 0 | 0 | 0 | 0 | 0 | 0 | 0 | 0 | 0 | 0
F5_Industrial_Industrial - WA_Existing_Space Heating_Natural Gas_Ventilation - Demand Controlled_A_Achievable Economic UCT Potential | F5 | Industrial | Industrial - WA | Existing | Space Heating | Natural Gas | Ventilation - Demand Controlled | A | Incremental Summer Peak Savings (MW) | Achievable Economic UCT Potential | 0 | 0 | 0 | 0 | 0 | 0 | 0 | 0 | 0 | 0 | 0 | 0 | 0 | 0 | 0 | 0 | 0 | 0 | 0 | 0 | 0 | 0 | 0 | 0 | 0 | 0 | 0
F6_Industrial_Industrial - WA_Existing_Space Heating_Natural Gas_Ventilation - Demand Controlled_A_Achievable Economic UCT Potential | F6 | Industrial | Industrial - WA | Existing | Space Heating | Natural Gas | Ventilation - Demand Controlled | A | Incremental Winter Peak Savings (MW) | Achievable Economic UCT Potential | 0 | 0 | 0 | 0 | 0 | 0 | 0 | 0 | 0 | 0 | 0 | 0 | 0 | 0 | 0 | 0 | 0 | 0 | 0 | 0 | 0 | 0 | 0 | 0 | 0 | 0 | 0
F7_Industrial_Industrial - WA_Existing_Space Heating_Natural Gas_Ventilation - Demand Controlled_A_Achievable Economic UCT Potential | F7 | Industrial | Industrial - WA | Existing | Space Heating | Natural Gas | Ventilation - Demand Controlled | A | Cumulative Energy Savings (MWh or mTherms) | Achievable Economic UCT Potential | 0 | 0 | 0.07387 | 0.14537 | 0.21434 | 0.2806 | 0.34396 | 0.39839 | 0.43873 | 0.46783 | 0.48802 | 0.50119 | 0.49269 | 0.48413 | 0.47559 | 0.46728 | 0.45935 | 0.45286 | 0.44691 | 0.44169 | 0.43709 | 0.43294 | 0.42968 | 0.42659 | 0.42364 | 0.42081 | 0.41808
F8_Industrial_Industrial - WA_Existing_Space Heating_Natural Gas_Ventilation - Demand Controlled_A_Achievable Economic UCT Potential | F8 | Industrial | Industrial - WA | Existing | Space Heating | Natural Gas | Ventilation - Demand Controlled | A | Cumulative Summer Peak Savings (MW) | Achievable Economic UCT Potential | 0 | 0 | 0 | 0 | 0 | 0 | 0 | 0 | 0 | 0 | 0 | 0 | 0 | 0 | 0 | 0 | 0 | 0 | 0 | 0 | 0 | 0 | 0 | 0 | 0 | 0 | 0
F9_Industrial_Industrial - WA_Existing_Space Heating_Natural Gas_Ventilation - Demand Controlled_A_Achievable Economic UCT Potential | F9 | Industrial | Industrial - WA | Existing | Space Heating | Natural Gas | Ventilation - Demand Controlled | A | Cumulative Winter Peak Savings (MW) | Achievable Economic UCT Potential | 0 | 0 | 0 | 0 | 0 | 0 | 0 | 0 | 0 | 0 | 0 | 0 | 0 | 0 | 0 | 0 | 0 | 0 | 0 | 0 | 0 | 0 | 0 | 0 | 0 | 0 | 0
F10_Industrial_Industrial - WA_Existing_Space Heating_Natural Gas_Ventilation - Demand Controlled_A_Achievable Economic UCT Potential | F10 | Industrial | Industrial - WA | Existing | Space Heating | Natural Gas | Ventilation - Demand Controlled | A | Purchases (Incremental) | Achievable Economic UCT Potential | 0 | 0 | 1456.9334 | 1431.8139 | 1407.1274 | 1382.8666 | 1359.0241 | 1202.0334 | 945.0469 | 743.0024 | 584.1536 | 459.2656 | 0 | 0 | 0 | 0 | 0 | 0 | 0 | 0 | 0 | 0 | 0 | 0 | 0 | 0 | 0
F11_Industrial_Industrial - WA_Existing_Space Heating_Natural Gas_Ventilation - Demand Controlled_A_Achievable Economic UCT Potential | F11 | Industrial | Industrial - WA | Existing | Space Heating | Natural Gas | Ventilation - Demand Controlled | A | Purchases (Cumulative) | Achievable Economic UCT Potential | 0 | 0 | 1456.9334 | 2888.7472 | 4295.8747 | 5678.7412 | 7037.7653 | 8239.7987 | 9184.8456 | 9927.848 | 10512.0016 | 10971.2672 | 10971.2672 | 10971.2672 | 10971.2672 | 10971.2672 | 10971.2672 | 10971.2672 | 10971.2672 | 10971.2672 | 10971.2672 | 10971.2672 | 10971.2672 | 10971.2672 | 10971.2672 | 10971.2672 | 10971.2672
F1_Industrial_Industrial - WA_Existing_Space Heating_Natural Gas_Destratification Fans (HVLS)_A_Achievable Economic UCT Potential | F1 | Industrial | Industrial - WA | Existing | Space Heating | Natural Gas | Destratification Fans (HVLS) | A | Integrated Unit Energy Savings (kWh or therms) | Achievable Economic UCT Potential | 0 | 0 | 122700.225 | 122261.9684 | 121797.0714 | 121307.1655 | 120793.772 | 120447.214 | 120086.5267 | 119711.9763 | 119325.8367 | 118930.1764 | 118526.8698 | 118117.6117 | 117703.9325 | 117287.2132 | 116868.6991 | 116461.2083 | 116067.045 | 115703.8824 | 115369.8848 | 115067.3523 | 114794.1056 | 114547.1544 | 114321.0217 | 114108.8896 | 113909.5475
F2_Industrial_Industrial - WA_Existing_Space Heating_Natural Gas_Destratification Fans (HVLS)_A_Achievable Economic UCT Potential | F2 | Industrial | Industrial - WA | Existing | Space Heating | Natural Gas | Destratification Fans (HVLS) | A | Integrated Unit Summer Peak Savings (kW) | Achievable Economic UCT Potential | 0 | 0 | 0 | 0 | 0 | 0 | 0 | 0 | 0 | 0 | 0 | 0 | 0 | 0 | 0 | 0 | 0 | 0 | 0 | 0 | 0 | 0 | 0 | 0 | 0 | 0 | 0
F3_Industrial_Industrial - WA_Existing_Space Heating_Natural Gas_Destratification Fans (HVLS)_A_Achievable Economic UCT Potential | F3 | Industrial | Industrial - WA | Existing | Space Heating | Natural Gas | Destratification Fans (HVLS) | A | Integrated Unit Winter Peak Savings (kW) | Achievable Economic UCT Potential | 0 | 0 | 0 | 0 | 0 | 0 | 0 | 0 | 0 | 0 | 0 | 0 | 0 | 0 | 0 | 0 | 0 | 0 | 0 | 0 | 0 | 0 | 0 | 0 | 0 | 0 | 0
F4_Industrial_Industrial - WA_Existing_Space Heating_Natural Gas_Destratification Fans (HVLS)_A_Achievable Economic UCT Potential | F4 | Industrial | Industrial - WA | Existing | Space Heating | Natural Gas | Destratification Fans (HVLS) | A | Incremental Energy Savings (MWh or mTherms) | Achievable Economic UCT Potential | 0 | 0 | 0.27268 | 0.26702 | 0.26142 | 0.25588 | 0.2504 | 0.24538 | 0.24043 | 0.23555 | 0.23074 | 0.22601 | 0.22136 | 0.21679 | 0.21231 | 0.20791 | 0.20359 | 0 | 0 | 0 | 0 | 0 | 0 | 0 | 0 | 0 | 0
F5_Industrial_Industrial - WA_Existing_Space Heating_Natural Gas_Destratification Fans (HVLS)_A_Achievable Economic UCT Potential | F5 | Industrial | Industrial - WA | Existing | Space Heating | Natural Gas | Destratification Fans (HVLS) | A | Incremental Summer Peak Savings (MW) | Achievable Economic UCT Potential | 0 | 0 | 0 | 0 | 0 | 0 | 0 | 0 | 0 | 0 | 0 | 0 | 0 | 0 | 0 | 0 | 0 | 0 | 0 | 0 | 0 | 0 | 0 | 0 | 0 | 0 | 0
F6_Industrial_Industrial - WA_Existing_Space Heating_Natural Gas_Destratification Fans (HVLS)_A_Achievable Economic UCT Potential | F6 | Industrial | Industrial - WA | Existing | Space Heating | Natural Gas | Destratification Fans (HVLS) | A | Incremental Winter Peak Savings (MW) | Achievable Economic UCT Potential | 0 | 0 | 0 | 0 | 0 | 0 | 0 | 0 | 0 | 0 | 0 | 0 | 0 | 0 | 0 | 0 | 0 | 0 | 0 | 0 | 0 | 0 | 0 | 0 | 0 | 0 | 0
F7_Industrial_Industrial - WA_Existing_Space Heating_Natural Gas_Destratification Fans (HVLS)_A_Achievable Economic UCT Potential | F7 | Industrial | Industrial - WA | Existing | Space Heating | Natural Gas | Destratification Fans (HVLS) | A | Cumulative Energy Savings (MWh or mTherms) | Achievable Economic UCT Potential | 0 | 0 | 0.27268 | 0.53873 | 0.7981 | 1.0508 | 1.2967 | 1.5384 | 1.7742 | 2.0042 | 2.2285 | 2.4471 | 2.6602 | 2.8678 | 3.07 | 3.2671 | 3.459 | 3.4469 | 3.4353 | 3.4245 | 3.4146 | 3.4057 | 3.3976 | 3.3903 | 3.3836 | 3.3773 | 3.3714
F8_Industrial_Industrial - WA_Existing_Space Heating_Natural Gas_Destratification Fans (HVLS)_A_Achievable Economic UCT Potential | F8 | Industrial | Industrial - WA | Existing | Space Heating | Natural Gas | Destratification Fans (HVLS) | A | Cumulative Summer Peak Savings (MW) | Achievable Economic UCT Potential | 0 | 0 | 0 | 0 | 0 | 0 | 0 | 0 | 0 | 0 | 0 | 0 | 0 | 0 | 0 | 0 | 0 | 0 | 0 | 0 | 0 | 0 | 0 | 0 | 0 | 0 | 0
F9_Industrial_Industrial - WA_Existing_Space Heating_Natural Gas_Destratification Fans (HVLS)_A_Achievable Economic UCT Potential | F9 | Industrial | Industrial - WA | Existing | Space Heating | Natural Gas | Destratification Fans (HVLS) | A | Cumulative Winter Peak Savings (MW) | Achievable Economic UCT Potential | 0 | 0 | 0 | 0 | 0 | 0 | 0 | 0 | 0 | 0 | 0 | 0 | 0 | 0 | 0 | 0 | 0 | 0 | 0 | 0 | 0 | 0 | 0 | 0 | 0 | 0 | 0
F10_Industrial_Industrial - WA_Existing_Space Heating_Natural Gas_Destratification Fans (HVLS)_A_Achievable Economic UCT Potential | F10 | Industrial | Industrial - WA | Existing | Space Heating | Natural Gas | Destratification Fans (HVLS) | A | Purchases (Incremental) | Achievable Economic UCT Potential | 0 | 0 | 0.0022223 | 0.002184 | 0.0021464 | 0.0021094 | 0.002073 | 0.0020372 | 0.0020021 | 0.0019676 | 0.0019337 | 0.0019003 | 0.0018676 | 0.0018354 | 0.0018037 | 0.0017726 | 0.0017421 | 0 | 0 | 0 | 0 | 0 | 0 | 0 | 0 | 0 | 0
F11_Industrial_Industrial - WA_Existing_Space Heating_Natural Gas_Destratification Fans (HVLS)_A_Achievable Economic UCT Potential | F11 | Industrial | Industrial - WA | Existing | Space Heating | Natural Gas | Destratification Fans (HVLS) | A | Purchases (Cumulative) | Achievable Economic UCT Potential | 0 | 0 | 0.0022223 | 0.0044063 | 0.0065527 | 0.0086621 | 0.010735 | 0.012772 | 0.014774 | 0.016742 | 0.018676 | 0.020576 | 0.022444 | 0.024279 | 0.026083 | 0.027855 | 0.029597 | 0.029597 | 0.029597 | 0.029597 | 0.029597 | 0.029597 | 0.029597 | 0.029597 | 0.029597 | 0.029597 | 0.029597
F1_Industrial_Industrial - WA_Existing_Space Heating_Natural Gas_Condensing RTU_A_Achievable Economic UCT Potential | F1 | Industrial | Industrial - WA | Existing | Space Heating | Natural Gas | Condensing RTU | A | Integrated Unit Energy Savings (kWh or therms) | Achievable Economic UCT Potential | 0 | 0 | 0.08147 | 0.080718 | 0.079882 | 0.079001 | 0.078029 | 0.077088 | 0.076066 | 0.074968 | 0.073809 | 0.072586 | 0.071328 | 0.070063 | 0.068804 | 0.067579 | 0.066412 | 0.065457 | 0.064582 | 0.063811 | 0.063128 | 0.062513 | 0.062025 | 0.061561 | 0.061119 | 0.060693 | 0.060281
F2_Industrial_Industrial - WA_Existing_Space Heating_Natural Gas_Condensing RTU_A_Achievable Economic UCT Potential | F2 | Industrial | Industrial - WA | Existing | Space Heating | Natural Gas | Condensing RTU | A | Integrated Unit Summer Peak Savings (kW) | Achievable Economic UCT Potential | 0 | 0 | 0 | 0 | 0 | 0 | 0 | 0 | 0 | 0 | 0 | 0 | 0 | 0 | 0 | 0 | 0 | 0 | 0 | 0 | 0 | 0 | 0 | 0 | 0 | 0 | 0
F3_Industrial_Industrial - WA_Existing_Space Heating_Natural Gas_Condensing RTU_A_Achievable Economic UCT Potential | F3 | Industrial | Industrial - WA | Existing | Space Heating | Natural Gas | Condensing RTU | A | Integrated Unit Winter Peak Savings (kW) | Achievable Economic UCT Potential | 0 | 0 | 0 | 0 | 0 | 0 | 0 | 0 | 0 | 0 | 0 | 0 | 0 | 0 | 0 | 0 | 0 | 0 | 0 | 0 | 0 | 0 | 0 | 0 | 0 | 0 | 0
F4_Industrial_Industrial - WA_Existing_Space Heating_Natural Gas_Condensing RTU_A_Achievable Economic UCT Potential | F4 | Industrial | Industrial - WA | Existing | Space Heating | Natural Gas | Condensing RTU | A | Incremental Energy Savings (MWh or mTherms) | Achievable Economic UCT Potential | 0 | 0 | 0 | 0 | 0 | 0 | 0 | 0 | 0 | 0 | 0 | 0 | 0 | 0 | 0 | 0 | 0 | 0 | 0 | 0 | 0 | 0 | 0 | 0 | 0 | 0 | 0
F5_Industrial_Industrial - WA_Existing_Space Heating_Natural Gas_Condensing RTU_A_Achievable Economic UCT Potential | F5 | Industrial | Industrial - WA | Existing | Space Heating | Natural Gas | Condensing RTU | A | Incremental Summer Peak Savings (MW) | Achievable Economic UCT Potential | 0 | 0 | 0 | 0 | 0 | 0 | 0 | 0 | 0 | 0 | 0 | 0 | 0 | 0 | 0 | 0 | 0 | 0 | 0 | 0 | 0 | 0 | 0 | 0 | 0 | 0 | 0
F6_Industrial_Industrial - WA_Existing_Space Heating_Natural Gas_Condensing RTU_A_Achievable Economic UCT Potential | F6 | Industrial | Industrial - WA | Existing | Space Heating | Natural Gas | Condensing RTU | A | Incremental Winter Peak Savings (MW) | Achievable Economic UCT Potential | 0 | 0 | 0 | 0 | 0 | 0 | 0 | 0 | 0 | 0 | 0 | 0 | 0 | 0 | 0 | 0 | 0 | 0 | 0 | 0 | 0 | 0 | 0 | 0 | 0 | 0 | 0
F7_Industrial_Industrial - WA_Existing_Space Heating_Natural Gas_Condensing RTU_A_Achievable Economic UCT Potential | F7 | Industrial | Industrial - WA | Existing | Space Heating | Natural Gas | Condensing RTU | A | Cumulative Energy Savings (MWh or mTherms) | Achievable Economic UCT Potential | 0 | 0 | 0 | 0 | 0 | 0 | 0 | 0 | 0 | 0 | 0 | 0 | 0 | 0 | 0 | 0 | 0 | 0 | 0 | 0 | 0 | 0 | 0 | 0 | 0 | 0 | 0
F8_Industrial_Industrial - WA_Existing_Space Heating_Natural Gas_Condensing RTU_A_Achievable Economic UCT Potential | F8 | Industrial | Industrial - WA | Existing | Space Heating | Natural Gas | Condensing RTU | A | Cumulative Summer Peak Savings (MW) | Achievable Economic UCT Potential | 0 | 0 | 0 | 0 | 0 | 0 | 0 | 0 | 0 | 0 | 0 | 0 | 0 | 0 | 0 | 0 | 0 | 0 | 0 | 0 | 0 | 0 | 0 | 0 | 0 | 0 | 0
F9_Industrial_Industrial - WA_Existing_Space Heating_Natural Gas_Condensing RTU_A_Achievable Economic UCT Potential | F9 | Industrial | Industrial - WA | Existing | Space Heating | Natural Gas | Condensing RTU | A | Cumulative Winter Peak Savings (MW) | Achievable Economic UCT Potential | 0 | 0 | 0 | 0 | 0 | 0 | 0 | 0 | 0 | 0 | 0 | 0 | 0 | 0 | 0 | 0 | 0 | 0 | 0 | 0 | 0 | 0 | 0 | 0 | 0 | 0 | 0
F10_Industrial_Industrial - WA_Existing_Space Heating_Natural Gas_Condensing RTU_A_Achievable Economic UCT Potential | F10 | Industrial | Industrial - WA | Existing | Space Heating | Natural Gas | Condensing RTU | A | Purchases (Incremental) | Achievable Economic UCT Potential | 0 | 0 | 0 | 0 | 0 | 0 | 0 | 0 | 0 | 0 | 0 | 0 | 0 | 0 | 0 | 0 | 0 | 0 | 0 | 0 | 0 | 0 | 0 | 0 | 0 | 0 | 0
F11_Industrial_Industrial - WA_Existing_Space Heating_Natural Gas_Condensing RTU_A_Achievable Economic UCT Potential | F11 | Industrial | Industrial - WA | Existing | Space Heating | Natural Gas | Condensing RTU | A | Purchases (Cumulative) | Achievable Economic UCT Potential | 0 | 0 | 0 | 0 | 0 | 0 | 0 | 0 | 0 | 0 | 0 | 0 | 0 | 0 | 0 | 0 | 0 | 0 | 0 | 0 | 0 | 0 | 0 | 0 | 0 | 0 | 0
F1_Industrial_Industrial - WA_Existing_Space Heating_Natural Gas_Industrial Air Curtains_A_Achievable Economic UCT Potential | F1 | Industrial | Industrial - WA | Existing | Space Heating | Natural Gas | Industrial Air Curtains | A | Integrated Unit Energy Savings (kWh or therms) | Achievable Economic UCT Potential | 0 | 0 | -0.018168 | -0.018132 | -0.018092 | -0.01805 | -0.018004 | -0.017955 | -0.017904 | -0.017851 | -0.017796 | -0.017739 | -0.017682 | -0.017624 | -0.017565 | -0.017506 | -0.017446 | -0.017388 | -0.017332 | -0.017281 | -0.017235 | -0.017192 | -0.017155 | -0.017121 | -0.017091 | -0.017062 | -0.017036
F2_Industrial_Industrial - WA_Existing_Space Heating_Natural Gas_Industrial Air Curtains_A_Achievable Economic UCT Potential | F2 | Industrial | Industrial - WA | Existing | Space Heating | Natural Gas | Industrial Air Curtains | A | Integrated Unit Summer Peak Savings (kW) | Achievable Economic UCT Potential | 0 | 0 | 0 | 0 | 0 | 0 | 0 | 0 | 0 | 0 | 0 | 0 | 0 | 0 | 0 | 0 | 0 | 0 | 0 | 0 | 0 | 0 | 0 | 0 | 0 | 0 | 0
F3_Industrial_Industrial - WA_Existing_Space Heating_Natural Gas_Industrial Air Curtains_A_Achievable Economic UCT Potential | F3 | Industrial | Industrial - WA | Existing | Space Heating | Natural Gas | Industrial Air Curtains | A | Integrated Unit Winter Peak Savings (kW) | Achievable Economic UCT Potential | 0 | 0 | 0 | 0 | 0 | 0 | 0 | 0 | 0 | 0 | 0 | 0 | 0 | 0 | 0 | 0 | 0 | 0 | 0 | 0 | 0 | 0 | 0 | 0 | 0 | 0 | 0
F4_Industrial_Industrial - WA_Existing_Space Heating_Natural Gas_Industrial Air Curtains_A_Achievable Economic UCT Potential | F4 | Industrial | Industrial - WA | Existing | Space Heating | Natural Gas | Industrial Air Curtains | A | Incremental Energy Savings (MWh or mTherms) | Achievable Economic UCT Potential | 0 | 0 | 0 | 0 | 0 | 0 | 0 | 0 | 0 | 0 | 0 | 0 | 0 | 0 | 0 | 0 | 0 | 0 | 0 | 0 | 0 | 0 | 0 | 0 | 0 | 0 | 0
F5_Industrial_Industrial - WA_Existing_Space Heating_Natural Gas_Industrial Air Curtains_A_Achievable Economic UCT Potential | F5 | Industrial | Industrial - WA | Existing | Space Heating | Natural Gas | Industrial Air Curtains | A | Incremental Summer Peak Savings (MW) | Achievable Economic UCT Potential | 0 | 0 | 0 | 0 | 0 | 0 | 0 | 0 | 0 | 0 | 0 | 0 | 0 | 0 | 0 | 0 | 0 | 0 | 0 | 0 | 0 | 0 | 0 | 0 | 0 | 0 | 0
F6_Industrial_Industrial - WA_Existing_Space Heating_Natural Gas_Industrial Air Curtains_A_Achievable Economic UCT Potential | F6 | Industrial | Industrial - WA | Existing | Space Heating | Natural Gas | Industrial Air Curtains | A | Incremental Winter Peak Savings (MW) | Achievable Economic UCT Potential | 0 | 0 | 0 | 0 | 0 | 0 | 0 | 0 | 0 | 0 | 0 | 0 | 0 | 0 | 0 | 0 | 0 | 0 | 0 | 0 | 0 | 0 | 0 | 0 | 0 | 0 | 0
F7_Industrial_Industrial - WA_Existing_Space Heating_Natural Gas_Industrial Air Curtains_A_Achievable Economic UCT Potential | F7 | Industrial | Industrial - WA | Existing | Space Heating | Natural Gas | Industrial Air Curtains | A | Cumulative Energy Savings (MWh or mTherms) | Achievable Economic UCT Potential | 0 | 0 | 0 | 0 | 0 | 0 | 0 | 0 | 0 | 0 | 0 | 0 | 0 | 0 | 0 | 0 | 0 | 0 | 0 | 0 | 0 | 0 | 0 | 0 | 0 | 0 | 0
F8_Industrial_Industrial - WA_Existing_Space Heating_Natural Gas_Industrial Air Curtains_A_Achievable Economic UCT Potential | F8 | Industrial | Industrial - WA | Existing | Space Heating | Natural Gas | Industrial Air Curtains | A | Cumulative Summer Peak Savings (MW) | Achievable Economic UCT Potential | 0 | 0 | 0 | 0 | 0 | 0 | 0 | 0 | 0 | 0 | 0 | 0 | 0 | 0 | 0 | 0 | 0 | 0 | 0 | 0 | 0 | 0 | 0 | 0 | 0 | 0 | 0
F9_Industrial_Industrial - WA_Existing_Space Heating_Natural Gas_Industrial Air Curtains_A_Achievable Economic UCT Potential | F9 | Industrial | Industrial - WA | Existing | Space Heating | Natural Gas | Industrial Air Curtains | A | Cumulative Winter Peak Savings (MW) | Achievable Economic UCT Potential | 0 | 0 | 0 | 0 | 0 | 0 | 0 | 0 | 0 | 0 | 0 | 0 | 0 | 0 | 0 | 0 | 0 | 0 | 0 | 0 | 0 | 0 | 0 | 0 | 0 | 0 | 0
F10_Industrial_Industrial - WA_Existing_Space Heating_Natural Gas_Industrial Air Curtains_A_Achievable Economic UCT Potential | F10 | Industrial | Industrial - WA | Existing | Space Heating | Natural Gas | Industrial Air Curtains | A | Purchases (Incremental) | Achievable Economic UCT Potential | 0 | 0 | 0 | 0 | 0 | 0 | 0 | 0 | 0 | 0 | 0 | 0 | 0 | 0 | 0 | 0 | 0 | 0 | 0 | 0 | 0 | 0 | 0 | 0 | 0 | 0 | 0
F11_Industrial_Industrial - WA_Existing_Space Heating_Natural Gas_Industrial Air Curtains_A_Achievable Economic UCT Potential | F11 | Industrial | Industrial - WA | Existing | Space Heating | Natural Gas | Industrial Air Curtains | A | Purchases (Cumulative) | Achievable Economic UCT Potential | 0 | 0 | 0 | 0 | 0 | 0 | 0 | 0 | 0 | 0 | 0 | 0 | 0 | 0 | 0 | 0 | 0 | 0 | 0 | 0 | 0 | 0 | 0 | 0 | 0 | 0 | 0
F1_Industrial_Industrial - WA_Existing_Space Heating_Natural Gas_HVAC - Energy Recovery Ventilator_A_Achievable Economic UCT Potential | F1 | Industrial | Industrial - WA | Existing | Space Heating | Natural Gas | HVAC - Energy Recovery Ventilator | A | Integrated Unit Energy Savings (kWh or therms) | Achievable Economic UCT Potential | 0 | 0 | 0.20572 | 0.20433 | 0.20284 | 0.20123 | 0.19949 | 0.1979 | 0.19618 | 0.19432 | 0.19233 | 0.19025 | 0.1881 | 0.18597 | 0.18387 | 0.18182 | 0.17988 | 0.17844 | 0.17715 | 0.17602 | 0.17504 | 0.17416 | 0.17342 | 0.17272 | 0.17205 | 0.17139 | 0.17075
F2_Industrial_Industrial - WA_Existing_Space Heating_Natural Gas_HVAC - Energy Recovery Ventilator_A_Achievable Economic UCT Potential | F2 | Industrial | Industrial - WA | Existing | Space Heating | Natural Gas | HVAC - Energy Recovery Ventilator | A | Integrated Unit Summer Peak Savings (kW) | Achievable Economic UCT Potential | 0 | 0 | 0 | 0 | 0 | 0 | 0 | 0 | 0 | 0 | 0 | 0 | 0 | 0 | 0 | 0 | 0 | 0 | 0 | 0 | 0 | 0 | 0 | 0 | 0 | 0 | 0
F3_Industrial_Industrial - WA_Existing_Space Heating_Natural Gas_HVAC - Energy Recovery Ventilator_A_Achievable Economic UCT Potential | F3 | Industrial | Industrial - WA | Existing | Space Heating | Natural Gas | HVAC - Energy Recovery Ventilator | A | Integrated Unit Winter Peak Savings (kW) | Achievable Economic UCT Potential | 0 | 0 | 0 | 0 | 0 | 0 | 0 | 0 | 0 | 0 | 0 | 0 | 0 | 0 | 0 | 0 | 0 | 0 | 0 | 0 | 0 | 0 | 0 | 0 | 0 | 0 | 0
F4_Industrial_Industrial - WA_Existing_Space Heating_Natural Gas_HVAC - Energy Recovery Ventilator_A_Achievable Economic UCT Potential | F4 | Industrial | Industrial - WA | Existing | Space Heating | Natural Gas | HVAC - Energy Recovery Ventilator | A | Incremental Energy Savings (MWh or mTherms) | Achievable Economic UCT Potential | 0 | 0 | 0.10605 | 0.10352 | 0.10099 | 0.098458 | 0.095922 | 0.09352 | 0.091108 | 0.088688 | 0.086268 | 0.083862 | 0.081485 | 0.079174 | 0.076927 | 0.074761 | 0.072688 | 0.070862 | 0.069136 | 0.067511 | 0.065977 | 0.064515 | 0 | 0 | 0 | 0 | 0
F5_Industrial_Industrial - WA_Existing_Space Heating_Natural Gas_HVAC - Energy Recovery Ventilator_A_Achievable Economic UCT Potential | F5 | Industrial | Industrial - WA | Existing | Space Heating | Natural Gas | HVAC - Energy Recovery Ventilator | A | Incremental Summer Peak Savings (MW) | Achievable Economic UCT Potential | 0 | 0 | 0 | 0 | 0 | 0 | 0 | 0 | 0 | 0 | 0 | 0 | 0 | 0 | 0 | 0 | 0 | 0 | 0 | 0 | 0 | 0 | 0 | 0 | 0 | 0 | 0
F6_Industrial_Industrial - WA_Existing_Space Heating_Natural Gas_HVAC - Energy Recovery Ventilator_A_Achievable Economic UCT Potential | F6 | Industrial | Industrial - WA | Existing | Space Heating | Natural Gas | HVAC - Energy Recovery Ventilator | A | Incremental Winter Peak Savings (MW) | Achievable Economic UCT Potential | 0 | 0 | 0 | 0 | 0 | 0 | 0 | 0 | 0 | 0 | 0 | 0 | 0 | 0 | 0 | 0 | 0 | 0 | 0 | 0 | 0 | 0 | 0 | 0 | 0 | 0 | 0
F7_Industrial_Industrial - WA_Existing_Space Heating_Natural Gas_HVAC - Energy Recovery Ventilator_A_Achievable Economic UCT Potential | F7 | Industrial | Industrial - WA | Existing | Space Heating | Natural Gas | HVAC - Energy Recovery Ventilator | A | Cumulative Energy Savings (MWh or mTherms) | Achievable Economic UCT Potential | 0 | 0 | 0.10605 | 0.20885 | 0.30831 | 0.40432 | 0.49673 | 0.58631 | 0.67232 | 0.75463 | 0.83319 | 0.90802 | 0.97925 | 1.0473 | 1.1124 | 1.1748 | 1.2349 | 1.2959 | 1.3557 | 1.4145 | 1.4726 | 1.5298 | 1.5233 | 1.5171 | 1.5112 | 1.5054 | 1.4998
F8_Industrial_Industrial - WA_Existing_Space Heating_Natural Gas_HVAC - Energy Recovery Ventilator_A_Achievable Economic UCT Potential | F8 | Industrial | Industrial - WA | Existing | Space Heating | Natural Gas | HVAC - Energy Recovery Ventilator | A | Cumulative Summer Peak Savings (MW) | Achievable Economic UCT Potential | 0 | 0 | 0 | 0 | 0 | 0 | 0 | 0 | 0 | 0 | 0 | 0 | 0 | 0 | 0 | 0 | 0 | 0 | 0 | 0 | 0 | 0 | 0 | 0 | 0 | 0 | 0
F9_Industrial_Industrial - WA_Existing_Space Heating_Natural Gas_HVAC - Energy Recovery Ventilator_A_Achievable Economic UCT Potential | F9 | Industrial | Industrial - WA | Existing | Space Heating | Natural Gas | HVAC - Energy Recovery Ventilator | A | Cumulative Winter Peak Savings (MW) | Achievable Economic UCT Potential | 0 | 0 | 0 | 0 | 0 | 0 | 0 | 0 | 0 | 0 | 0 | 0 | 0 | 0 | 0 | 0 | 0 | 0 | 0 | 0 | 0 | 0 | 0 | 0 | 0 | 0 | 0
F10_Industrial_Industrial - WA_Existing_Space Heating_Natural Gas_HVAC - Energy Recovery Ventilator_A_Achievable Economic UCT Potential | F10 | Industrial | Industrial - WA | Existing | Space Heating | Natural Gas | HVAC - Energy Recovery Ventilator | A | Purchases (Incremental) | Achievable Economic UCT Potential | 0 | 0 | 515.4871 | 506.5994 | 497.865 | 489.2811 | 480.8452 | 472.5548 | 464.4073 | 456.4002 | 448.5313 | 440.798 | 433.198 | 425.7291 | 418.3889 | 411.1753 | 404.0861 | 397.1191 | 390.2722 | 383.5434 | 376.9306 | 370.4318 | 0 | 0 | 0 | 0 | 0
F11_Industrial_Industrial - WA_Existing_Space Heating_Natural Gas_HVAC - Energy Recovery Ventilator_A_Achievable Economic UCT Potential | F11 | Industrial | Industrial - WA | Existing | Space Heating | Natural Gas | HVAC - Energy Recovery Ventilator | A | Purchases (Cumulative) | Achievable Economic UCT Potential | 0 | 0 | 515.4871 | 1022.0866 | 1519.9515 | 2009.2326 | 2490.0778 | 2962.6325 | 3427.0398 | 3883.4401 | 4331.9713 | 4772.7693 | 5205.9673 | 5631.6964 | 6050.0853 | 6461.2606 | 6865.3467 | 7262.4658 | 7652.738 | 8036.2814 | 8413.212 | 8783.6437 | 8783.6437 | 8783.6437 | 8783.6437 | 8783.6437 | 8783.6437
F1_Industrial_Industrial - WA_Existing_Space Heating_Natural Gas_Thermostat - Connected_A_Achievable Economic UCT Potential | F1 | Industrial | Industrial - WA | Existing | Space Heating | Natural Gas | Thermostat - Connected | A | Integrated Unit Energy Savings (kWh or therms) | Achievable Economic UCT Potential | 0 | 0 | 7346.5513 | 7331.8896 | 7315.7846 | 7298.3297 | 7279.6121 | 7259.7571 | 7239.0628 | 7217.545 | 7195.3406 | 7172.5742 | 7149.3587 | 7125.7964 | 7101.9796 | 7077.9916 | 7053.9076 | 7030.5015 | 7007.9131 | 6987.21 | 6968.2827 | 6951.2712 | 6936.0451 | 6922.4249 | 6910.0807 | 6898.6014 | 6887.9145
F2_Industrial_Industrial - WA_Existing_Space Heating_Natural Gas_Thermostat - Connected_A_Achievable Economic UCT Potential | F2 | Industrial | Industrial - WA | Existing | Space Heating | Natural Gas | Thermostat - Connected | A | Integrated Unit Summer Peak Savings (kW) | Achievable Economic UCT Potential | 0 | 0 | 0 | 0 | 0 | 0 | 0 | 0 | 0 | 0 | 0 | 0 | 0 | 0 | 0 | 0 | 0 | 0 | 0 | 0 | 0 | 0 | 0 | 0 | 0 | 0 | 0
F3_Industrial_Industrial - WA_Existing_Space Heating_Natural Gas_Thermostat - Connected_A_Achievable Economic UCT Potential | F3 | Industrial | Industrial - WA | Existing | Space Heating | Natural Gas | Thermostat - Connected | A | Integrated Unit Winter Peak Savings (kW) | Achievable Economic UCT Potential | 0 | 0 | 0 | 0 | 0 | 0 | 0 | 0 | 0 | 0 | 0 | 0 | 0 | 0 | 0 | 0 | 0 | 0 | 0 | 0 | 0 | 0 | 0 | 0 | 0 | 0 | 0
F4_Industrial_Industrial - WA_Existing_Space Heating_Natural Gas_Thermostat - Connected_A_Achievable Economic UCT Potential | F4 | Industrial | Industrial - WA | Existing | Space Heating | Natural Gas | Thermostat - Connected | A | Incremental Energy Savings (MWh or mTherms) | Achievable Economic UCT Potential | 0 | 0 | 0.25893 | 0.25395 | 0.24903 | 0.24415 | 0.23933 | 0 | 0 | 0 | 0 | 0 | 0 | 0 | 0 | 0 | 0 | 0 | 0 | 0 | 0 | 0 | 0 | 0 | 0 | 0 | 0
F5_Industrial_Industrial - WA_Existing_Space Heating_Natural Gas_Thermostat - Connected_A_Achievable Economic UCT Potential | F5 | Industrial | Industrial - WA | Existing | Space Heating | Natural Gas | Thermostat - Connected | A | Incremental Summer Peak Savings (MW) | Achievable Economic UCT Potential | 0 | 0 | 0 | 0 | 0 | 0 | 0 | 0 | 0 | 0 | 0 | 0 | 0 | 0 | 0 | 0 | 0 | 0 | 0 | 0 | 0 | 0 | 0 | 0 | 0 | 0 | 0
F6_Industrial_Industrial - WA_Existing_Space Heating_Natural Gas_Thermostat - Connected_A_Achievable Economic UCT Potential | F6 | Industrial | Industrial - WA | Existing | Space Heating | Natural Gas | Thermostat - Connected | A | Incremental Winter Peak Savings (MW) | Achievable Economic UCT Potential | 0 | 0 | 0 | 0 | 0 | 0 | 0 | 0 | 0 | 0 | 0 | 0 | 0 | 0 | 0 | 0 | 0 | 0 | 0 | 0 | 0 | 0 | 0 | 0 | 0 | 0 | 0
F7_Industrial_Industrial - WA_Existing_Space Heating_Natural Gas_Thermostat - Connected_A_Achievable Economic UCT Potential | F7 | Industrial | Industrial - WA | Existing | Space Heating | Natural Gas | Thermostat - Connected | A | Cumulative Energy Savings (MWh or mTherms) | Achievable Economic UCT Potential | 0 | 0 | 0.25893 | 0.51236 | 0.76027 | 1.0026 | 1.2394 | 1.236 | 1.2325 | 1.2288 | 1.225 | 1.2211 | 1.2172 | 1.2132 | 1.2091 | 1.205 | 1.2009 | 1.1969 | 1.1931 | 1.1896 | 1.1864 | 1.1835 | 1.1809 | 1.1785 | 1.1764 | 1.1745 | 1.1727
F8_Industrial_Industrial - WA_Existing_Space Heating_Natural Gas_Thermostat - Connected_A_Achievable Economic UCT Potential | F8 | Industrial | Industrial - WA | Existing | Space Heating | Natural Gas | Thermostat - Connected | A | Cumulative Summer Peak Savings (MW) | Achievable Economic UCT Potential | 0 | 0 | 0 | 0 | 0 | 0 | 0 | 0 | 0 | 0 | 0 | 0 | 0 | 0 | 0 | 0 | 0 | 0 | 0 | 0 | 0 | 0 | 0 | 0 | 0 | 0 | 0
F9_Industrial_Industrial - WA_Existing_Space Heating_Natural Gas_Thermostat - Connected_A_Achievable Economic UCT Potential | F9 | Industrial | Industrial - WA | Existing | Space Heating | Natural Gas | Thermostat - Connected | A | Cumulative Winter Peak Savings (MW) | Achievable Economic UCT Potential | 0 | 0 | 0 | 0 | 0 | 0 | 0 | 0 | 0 | 0 | 0 | 0 | 0 | 0 | 0 | 0 | 0 | 0 | 0 | 0 | 0 | 0 | 0 | 0 | 0 | 0 | 0
F10_Industrial_Industrial - WA_Existing_Space Heating_Natural Gas_Thermostat - Connected_A_Achievable Economic UCT Potential | F10 | Industrial | Industrial - WA | Existing | Space Heating | Natural Gas | Thermostat - Connected | A | Purchases (Incremental) | Achievable Economic UCT Potential | 0 | 0 | 0.035245 | 0.034637 | 0.03404 | 0.033453 | 0.032876 | 0 | 0 | 0 | 0 | 0 | 0 | 0 | 0 | 0 | 0 | 0 | 0 | 0 | 0 | 0 | 0 | 0 | 0 | 0 | 0
F11_Industrial_Industrial - WA_Existing_Space Heating_Natural Gas_Thermostat - Connected_A_Achievable Economic UCT Potential | F11 | Industrial | Industrial - WA | Existing | Space Heating | Natural Gas | Thermostat - Connected | A | Purchases (Cumulative) | Achievable Economic UCT Potential | 0 | 0 | 0.035245 | 0.069882 | 0.10392 | 0.13737 | 0.17025 | 0.17025 | 0.17025 | 0.17025 | 0.17025 | 0.17025 | 0.17025 | 0.17025 | 0.17025 | 0.17025 | 0.17025 | 0.17025 | 0.17025 | 0.17025 | 0.17025 | 0.17025 | 0.17025 | 0.17025 | 0.17025 | 0.17025 | 0.17025
F1_Industrial_Industrial - WA_Existing_Space Heating_Natural Gas_Gas Boiler - Maintenance_A_Achievable Economic UCT Potential | F1 | Industrial | Industrial - WA | Existing | Space Heating | Natural Gas | Gas Boiler - Maintenance | A | Integrated Unit Energy Savings (kWh or therms) | Achievable Economic UCT Potential | 0 | 0 | 0.69156 | 0.68524 | 0.67862 | 0.67163 | 0.66417 | 0.65725 | 0.64988 | 0.64201 | 0.63366 | 0.6249 | 0.61597 | 0.60709 | 0.59835 | 0.58998 | 0.58216 | 0.57626 | 0.57111 | 0.56667 | 0.56285 | 0.55945 | 0.55702 | 0.55466 | 0.55235 | 0.55006 | 0.54778
F2_Industrial_Industrial - WA_Existing_Space Heating_Natural Gas_Gas Boiler - Maintenance_A_Achievable Economic UCT Potential | F2 | Industrial | Industrial - WA | Existing | Space Heating | Natural Gas | Gas Boiler - Maintenance | A | Integrated Unit Summer Peak Savings (kW) | Achievable Economic UCT Potential | 0 | 0 | 0 | 0 | 0 | 0 | 0 | 0 | 0 | 0 | 0 | 0 | 0 | 0 | 0 | 0 | 0 | 0 | 0 | 0 | 0 | 0 | 0 | 0 | 0 | 0 | 0
F3_Industrial_Industrial - WA_Existing_Space Heating_Natural Gas_Gas Boiler - Maintenance_A_Achievable Economic UCT Potential | F3 | Industrial | Industrial - WA | Existing | Space Heating | Natural Gas | Gas Boiler - Maintenance | A | Integrated Unit Winter Peak Savings (kW) | Achievable Economic UCT Potential | 0 | 0 | 0 | 0 | 0 | 0 | 0 | 0 | 0 | 0 | 0 | 0 | 0 | 0 | 0 | 0 | 0 | 0 | 0 | 0 | 0 | 0 | 0 | 0 | 0 | 0 | 0
F4_Industrial_Industrial - WA_Existing_Space Heating_Natural Gas_Gas Boiler - Maintenance_A_Achievable Economic UCT Potential | F4 | Industrial | Industrial - WA | Existing | Space Heating | Natural Gas | Gas Boiler - Maintenance | A | Incremental Energy Savings (MWh or mTherms) | Achievable Economic UCT Potential | 0 | 0 | 0.028906 | 0.019729 | 0.013293 | 0 | 0 | 0 | 0 | 0 | 0 | 0 | 0 | 0 | 0 | 0 | 0 | 0 | 0 | 0 | 0 | 0 | 0 | 0 | 0 | 0 | 0
F5_Industrial_Industrial - WA_Existing_Space Heating_Natural Gas_Gas Boiler - Maintenance_A_Achievable Economic UCT Potential | F5 | Industrial | Industrial - WA | Existing | Space Heating | Natural Gas | Gas Boiler - Maintenance | A | Incremental Summer Peak Savings (MW) | Achievable Economic UCT Potential | 0 | 0 | 0 | 0 | 0 | 0 | 0 | 0 | 0 | 0 | 0 | 0 | 0 | 0 | 0 | 0 | 0 | 0 | 0 | 0 | 0 | 0 | 0 | 0 | 0 | 0 | 0
F6_Industrial_Industrial - WA_Existing_Space Heating_Natural Gas_Gas Boiler - Maintenance_A_Achievable Economic UCT Potential | F6 | Industrial | Industrial - WA | Existing | Space Heating | Natural Gas | Gas Boiler - Maintenance | A | Incremental Winter Peak Savings (MW) | Achievable Economic UCT Potential | 0 | 0 | 0 | 0 | 0 | 0 | 0 | 0 | 0 | 0 | 0 | 0 | 0 | 0 | 0 | 0 | 0 | 0 | 0 | 0 | 0 | 0 | 0 | 0 | 0 | 0 | 0
F7_Industrial_Industrial - WA_Existing_Space Heating_Natural Gas_Gas Boiler - Maintenance_A_Achievable Economic UCT Potential | F7 | Industrial | Industrial - WA | Existing | Space Heating | Natural Gas | Gas Boiler - Maintenance | A | Cumulative Energy Savings (MWh or mTherms) | Achievable Economic UCT Potential | 0 | 0 | 0.028906 | 0.048371 | 0.061197 | 0.060566 | 0.059894 | 0.05927 | 0.058605 | 0.057895 | 0.057142 | 0.056353 | 0.055547 | 0.054747 | 0.053958 | 0.053203 | 0.052498 | 0.051966 | 0.051501 | 0.051101 | 0.050757 | 0.05045 | 0.050231 | 0.050018 | 0.04981 | 0.049604 | 0.049398
F8_Industrial_Industrial - WA_Existing_Space Heating_Natural Gas_Gas Boiler - Maintenance_A_Achievable Economic UCT Potential | F8 | Industrial | Industrial - WA | Existing | Space Heating | Natural Gas | Gas Boiler - Maintenance | A | Cumulative Summer Peak Savings (MW) | Achievable Economic UCT Potential | 0 | 0 | 0 | 0 | 0 | 0 | 0 | 0 | 0 | 0 | 0 | 0 | 0 | 0 | 0 | 0 | 0 | 0 | 0 | 0 | 0 | 0 | 0 | 0 | 0 | 0 | 0
F9_Industrial_Industrial - WA_Existing_Space Heating_Natural Gas_Gas Boiler - Maintenance_A_Achievable Economic UCT Potential | F9 | Industrial | Industrial - WA | Existing | Space Heating | Natural Gas | Gas Boiler - Maintenance | A | Cumulative Winter Peak Savings (MW) | Achievable Economic UCT Potential | 0 | 0 | 0 | 0 | 0 | 0 | 0 | 0 | 0 | 0 | 0 | 0 | 0 | 0 | 0 | 0 | 0 | 0 | 0 | 0 | 0 | 0 | 0 | 0 | 0 | 0 | 0
F10_Industrial_Industrial - WA_Existing_Space Heating_Natural Gas_Gas Boiler - Maintenance_A_Achievable Economic UCT Potential | F10 | Industrial | Industrial - WA | Existing | Space Heating | Natural Gas | Gas Boiler - Maintenance | A | Purchases (Incremental) | Achievable Economic UCT Potential | 0 | 0 | 41.798 | 28.792 | 19.5881 | 0 | 0 | 0 | 0 | 0 | 0 | 0 | 0 | 0 | 0 | 0 | 0 | 0 | 0 | 0 | 0 | 0 | 0 | 0 | 0 | 0 | 0
F11_Industrial_Industrial - WA_Existing_Space Heating_Natural Gas_Gas Boiler - Maintenance_A_Achievable Economic UCT Potential | F11 | Industrial | Industrial - WA | Existing | Space Heating | Natural Gas | Gas Boiler - Maintenance | A | Purchases (Cumulative) | Achievable Economic UCT Potential | 0 | 0 | 41.798 | 70.5899 | 90.178 | 90.178 | 90.178 | 90.178 | 90.178 | 90.178 | 90.178 | 90.178 | 90.178 | 90.178 | 90.178 | 90.178 | 90.178 | 90.178 | 90.178 | 90.178 | 90.178 | 90.178 | 90.178 | 90.178 | 90.178 | 90.178 | 90.178
F1_Industrial_Industrial - WA_Existing_Space Heating_Natural Gas_Gas Furnace - Maintenance_A_Achievable Economic UCT Potential | F1 | Industrial | Industrial - WA | Existing | Space Heating | Natural Gas | Gas Furnace - Maintenance | A | Integrated Unit Energy Savings (kWh or therms) | Achievable Economic UCT Potential | 0 | 0 | 0.69454 | 0.68856 | 0.68193 | 0.67464 | 0.66657 | 0.65877 | 0.65028 | 0.64107 | 0.6312 | 0.62078 | 0.61006 | 0.59928 | 0.58856 | 0.57812 | 0.56817 | 0.56004 | 0.55259 | 0.54603 | 0.54024 | 0.53501 | 0.53087 | 0.52695 | 0.5232 | 0.5196 | 0.51612
F2_Industrial_Industrial - WA_Existing_Space Heating_Natural Gas_Gas Furnace - Maintenance_A_Achievable Economic UCT Potential | F2 | Industrial | Industrial - WA | Existing | Space Heating | Natural Gas | Gas Furnace - Maintenance | A | Integrated Unit Summer Peak Savings (kW) | Achievable Economic UCT Potential | 0 | 0 | 0 | 0 | 0 | 0 | 0 | 0 | 0 | 0 | 0 | 0 | 0 | 0 | 0 | 0 | 0 | 0 | 0 | 0 | 0 | 0 | 0 | 0 | 0 | 0 | 0
F3_Industrial_Industrial - WA_Existing_Space Heating_Natural Gas_Gas Furnace - Maintenance_A_Achievable Economic UCT Potential | F3 | Industrial | Industrial - WA | Existing | Space Heating | Natural Gas | Gas Furnace - Maintenance | A | Integrated Unit Winter Peak Savings (kW) | Achievable Economic UCT Potential | 0 | 0 | 0 | 0 | 0 | 0 | 0 | 0 | 0 | 0 | 0 | 0 | 0 | 0 | 0 | 0 | 0 | 0 | 0 | 0 | 0 | 0 | 0 | 0 | 0 | 0 | 0
F4_Industrial_Industrial - WA_Existing_Space Heating_Natural Gas_Gas Furnace - Maintenance_A_Achievable Economic UCT Potential | F4 | Industrial | Industrial - WA | Existing | Space Heating | Natural Gas | Gas Furnace - Maintenance | A | Incremental Energy Savings (MWh or mTherms) | Achievable Economic UCT Potential | 0 | 0 | 0.018191 | 0.012423 | 0.0083701 | 0 | 0 | 0 | 0 | 0 | 0 | 0 | 0 | 0 | 0 | 0 | 0 | 0 | 0 | 0 | 0 | 0 | 0 | 0 | 0 | 0 | 0
F5_Industrial_Industrial - WA_Existing_Space Heating_Natural Gas_Gas Furnace - Maintenance_A_Achievable Economic UCT Potential | F5 | Industrial | Industrial - WA | Existing | Space Heating | Natural Gas | Gas Furnace - Maintenance | A | Incremental Summer Peak Savings (MW) | Achievable Economic UCT Potential | 0 | 0 | 0 | 0 | 0 | 0 | 0 | 0 | 0 | 0 | 0 | 0 | 0 | 0 | 0 | 0 | 0 | 0 | 0 | 0 | 0 | 0 | 0 | 0 | 0 | 0 | 0
F6_Industrial_Industrial - WA_Existing_Space Heating_Natural Gas_Gas Furnace - Maintenance_A_Achievable Economic UCT Potential | F6 | Industrial | Industrial - WA | Existing | Space Heating | Natural Gas | Gas Furnace - Maintenance | A | Incremental Winter Peak Savings (MW) | Achievable Economic UCT Potential | 0 | 0 | 0 | 0 | 0 | 0 | 0 | 0 | 0 | 0 | 0 | 0 | 0 | 0 | 0 | 0 | 0 | 0 | 0 | 0 | 0 | 0 | 0 | 0 | 0 | 0 | 0
F7_Industrial_Industrial - WA_Existing_Space Heating_Natural Gas_Gas Furnace - Maintenance_A_Achievable Economic UCT Potential | F7 | Industrial | Industrial - WA | Existing | Space Heating | Natural Gas | Gas Furnace - Maintenance | A | Cumulative Energy Savings (MWh or mTherms) | Achievable Economic UCT Potential | 0 | 0 | 0.018191 | 0.030457 | 0.038534 | 0.038121 | 0.037665 | 0.037225 | 0.036745 | 0.036225 | 0.035667 | 0.035078 | 0.034473 | 0.033863 | 0.033257 | 0.032668 | 0.032106 | 0.031646 | 0.031225 | 0.030855 | 0.030527 | 0.030231 | 0.029998 | 0.029776 | 0.029564 | 0.029361 | 0.029164
F8_Industrial_Industrial - WA_Existing_Space Heating_Natural Gas_Gas Furnace - Maintenance_A_Achievable Economic UCT Potential | F8 | Industrial | Industrial - WA | Existing | Space Heating | Natural Gas | Gas Furnace - Maintenance | A | Cumulative Summer Peak Savings (MW) | Achievable Economic UCT Potential | 0 | 0 | 0 | 0 | 0 | 0 | 0 | 0 | 0 | 0 | 0 | 0 | 0 | 0 | 0 | 0 | 0 | 0 | 0 | 0 | 0 | 0 | 0 | 0 | 0 | 0 | 0
F9_Industrial_Industrial - WA_Existing_Space Heating_Natural Gas_Gas Furnace - Maintenance_A_Achievable Economic UCT Potential | F9 | Industrial | Industrial - WA | Existing | Space Heating | Natural Gas | Gas Furnace - Maintenance | A | Cumulative Winter Peak Savings (MW) | Achievable Economic UCT Potential | 0 | 0 | 0 | 0 | 0 | 0 | 0 | 0 | 0 | 0 | 0 | 0 | 0 | 0 | 0 | 0 | 0 | 0 | 0 | 0 | 0 | 0 | 0 | 0 | 0 | 0 | 0
F10_Industrial_Industrial - WA_Existing_Space Heating_Natural Gas_Gas Furnace - Maintenance_A_Achievable Economic UCT Potential | F10 | Industrial | Industrial - WA | Existing | Space Heating | Natural Gas | Gas Furnace - Maintenance | A | Purchases (Incremental) | Achievable Economic UCT Potential | 0 | 0 | 26.1911 | 18.0414 | 12.2741 | 0 | 0 | 0 | 0 | 0 | 0 | 0 | 0 | 0 | 0 | 0 | 0 | 0 | 0 | 0 | 0 | 0 | 0 | 0 | 0 | 0 | 0
F11_Industrial_Industrial - WA_Existing_Space Heating_Natural Gas_Gas Furnace - Maintenance_A_Achievable Economic UCT Potential | F11 | Industrial | Industrial - WA | Existing | Space Heating | Natural Gas | Gas Furnace - Maintenance | A | Purchases (Cumulative) | Achievable Economic UCT Potential | 0 | 0 | 26.1911 | 44.2325 | 56.5067 | 56.5067 | 56.5067 | 56.5067 | 56.5067 | 56.5067 | 56.5067 | 56.5067 | 56.5067 | 56.5067 | 56.5067 | 56.5067 | 56.5067 | 56.5067 | 56.5067 | 56.5067 | 56.5067 | 56.5067 | 56.5067 | 56.5067 | 56.5067 | 56.5067 | 56.5067
F1_Industrial_Industrial - WA_Existing_Space Heating_Natural Gas_Gas Furnace - Tube Inserts_A_Achievable Economic UCT Potential | F1 | Industrial | Industrial - WA | Existing | Space Heating | Natural Gas | Gas Furnace - Tube Inserts | A | Integrated Unit Energy Savings (kWh or therms) | Achievable Economic UCT Potential | 0 | 0 | 0 | 0 | 0 | 0 | 0 | 0 | 0 | 0 | 0 | 0 | 0 | 0 | 0 | 0 | 0 | 0 | 0 | 0 | 0 | 0 | 0 | 0 | 0 | 0 | 0
F2_Industrial_Industrial - WA_Existing_Space Heating_Natural Gas_Gas Furnace - Tube Inserts_A_Achievable Economic UCT Potential | F2 | Industrial | Industrial - WA | Existing | Space Heating | Natural Gas | Gas Furnace - Tube Inserts | A | Integrated Unit Summer Peak Savings (kW) | Achievable Economic UCT Potential | 0 | 0 | 0 | 0 | 0 | 0 | 0 | 0 | 0 | 0 | 0 | 0 | 0 | 0 | 0 | 0 | 0 | 0 | 0 | 0 | 0 | 0 | 0 | 0 | 0 | 0 | 0
F3_Industrial_Industrial - WA_Existing_Space Heating_Natural Gas_Gas Furnace - Tube Inserts_A_Achievable Economic UCT Potential | F3 | Industrial | Industrial - WA | Existing | Space Heating | Natural Gas | Gas Furnace - Tube Inserts | A | Integrated Unit Winter Peak Savings (kW) | Achievable Economic UCT Potential | 0 | 0 | 0 | 0 | 0 | 0 | 0 | 0 | 0 | 0 | 0 | 0 | 0 | 0 | 0 | 0 | 0 | 0 | 0 | 0 | 0 | 0 | 0 | 0 | 0 | 0 | 0
F4_Industrial_Industrial - WA_Existing_Space Heating_Natural Gas_Gas Furnace - Tube Inserts_A_Achievable Economic UCT Potential | F4 | Industrial | Industrial - WA | Existing | Space Heating | Natural Gas | Gas Furnace - Tube Inserts | A | Incremental Energy Savings (MWh or mTherms) | Achievable Economic UCT Potential | 0 | 0 | 0 | 0 | 0 | 0 | 0 | 0 | 0 | 0 | 0 | 0 | 0 | 0 | 0 | 0 | 0 | 0 | 0 | 0 | 0 | 0 | 0 | 0 | 0 | 0 | 0
F5_Industrial_Industrial - WA_Existing_Space Heating_Natural Gas_Gas Furnace - Tube Inserts_A_Achievable Economic UCT Potential | F5 | Industrial | Industrial - WA | Existing | Space Heating | Natural Gas | Gas Furnace - Tube Inserts | A | Incremental Summer Peak Savings (MW) | Achievable Economic UCT Potential | 0 | 0 | 0 | 0 | 0 | 0 | 0 | 0 | 0 | 0 | 0 | 0 | 0 | 0 | 0 | 0 | 0 | 0 | 0 | 0 | 0 | 0 | 0 | 0 | 0 | 0 | 0
F6_Industrial_Industrial - WA_Existing_Space Heating_Natural Gas_Gas Furnace - Tube Inserts_A_Achievable Economic UCT Potential | F6 | Industrial | Industrial - WA | Existing | Space Heating | Natural Gas | Gas Furnace - Tube Inserts | A | Incremental Winter Peak Savings (MW) | Achievable Economic UCT Potential | 0 | 0 | 0 | 0 | 0 | 0 | 0 | 0 | 0 | 0 | 0 | 0 | 0 | 0 | 0 | 0 | 0 | 0 | 0 | 0 | 0 | 0 | 0 | 0 | 0 | 0 | 0
F7_Industrial_Industrial - WA_Existing_Space Heating_Natural Gas_Gas Furnace - Tube Inserts_A_Achievable Economic UCT Potential | F7 | Industrial | Industrial - WA | Existing | Space Heating | Natural Gas | Gas Furnace - Tube Inserts | A | Cumulative Energy Savings (MWh or mTherms) | Achievable Economic UCT Potential | 0 | 0 | 0 | 0 | 0 | 0 | 0 | 0 | 0 | 0 | 0 | 0 | 0 | 0 | 0 | 0 | 0 | 0 | 0 | 0 | 0 | 0 | 0 | 0 | 0 | 0 | 0
F8_Industrial_Industrial - WA_Existing_Space Heating_Natural Gas_Gas Furnace - Tube Inserts_A_Achievable Economic UCT Potential | F8 | Industrial | Industrial - WA | Existing | Space Heating | Natural Gas | Gas Furnace - Tube Inserts | A | Cumulative Summer Peak Savings (MW) | Achievable Economic UCT Potential | 0 | 0 | 0 | 0 | 0 | 0 | 0 | 0 | 0 | 0 | 0 | 0 | 0 | 0 | 0 | 0 | 0 | 0 | 0 | 0 | 0 | 0 | 0 | 0 | 0 | 0 | 0
F9_Industrial_Industrial - WA_Existing_Space Heating_Natural Gas_Gas Furnace - Tube Inserts_A_Achievable Economic UCT Potential | F9 | Industrial | Industrial - WA | Existing | Space Heating | Natural Gas | Gas Furnace - Tube Inserts | A | Cumulative Winter Peak Savings (MW) | Achievable Economic UCT Potential | 0 | 0 | 0 | 0 | 0 | 0 | 0 | 0 | 0 | 0 | 0 | 0 | 0 | 0 | 0 | 0 | 0 | 0 | 0 | 0 | 0 | 0 | 0 | 0 | 0 | 0 | 0
F10_Industrial_Industrial - WA_Existing_Space Heating_Natural Gas_Gas Furnace - Tube Inserts_A_Achievable Economic UCT Potential | F10 | Industrial | Industrial - WA | Existing | Space Heating | Natural Gas | Gas Furnace - Tube Inserts | A | Purchases (Incremental) | Achievable Economic UCT Potential | 0 | 0 | 0 | 0 | 0 | 0 | 0 | 0 | 0 | 0 | 0 | 0 | 0 | 0 | 0 | 0 | 0 | 0 | 0 | 0 | 0 | 0 | 0 | 0 | 0 | 0 | 0
F11_Industrial_Industrial - WA_Existing_Space Heating_Natural Gas_Gas Furnace - Tube Inserts_A_Achievable Economic UCT Potential | F11 | Industrial | Industrial - WA | Existing | Space Heating | Natural Gas | Gas Furnace - Tube Inserts | A | Purchases (Cumulative) | Achievable Economic UCT Potential | 0 | 0 | 0 | 0 | 0 | 0 | 0 | 0 | 0 | 0 | 0 | 0 | 0 | 0 | 0 | 0 | 0 | 0 | 0 | 0 | 0 | 0 | 0 | 0 | 0 | 0 | 0
F1_Industrial_Industrial - WA_Existing_Space Heating_Natural Gas_Gas Boiler - Burner Control Optimization_A_Achievable Economic UCT Potential | F1 | Industrial | Industrial - WA | Existing | Space Heating | Natural Gas | Gas Boiler - Burner Control Optimization | A | Integrated Unit Energy Savings (kWh or therms) | Achievable Economic UCT Potential | 0 | 0 | 0.33493 | 0.33262 | 0.33026 | 0.32786 | 0.32541 | 0.32342 | 0.32142 | 0.31942 | 0.31743 | 0.31548 | 0.31358 | 0.31174 | 0.30996 | 0.30822 | 0.30652 | 0.3055 | 0.30455 | 0.30366 | 0.30282 | 0.30204 | 0.30132 | 0.30064 | 0.29999 | 0.29936 | 0.29874
F2_Industrial_Industrial - WA_Existing_Space Heating_Natural Gas_Gas Boiler - Burner Control Optimization_A_Achievable Economic UCT Potential | F2 | Industrial | Industrial - WA | Existing | Space Heating | Natural Gas | Gas Boiler - Burner Control Optimization | A | Integrated Unit Summer Peak Savings (kW) | Achievable Economic UCT Potential | 0 | 0 | 0 | 0 | 0 | 0 | 0 | 0 | 0 | 0 | 0 | 0 | 0 | 0 | 0 | 0 | 0 | 0 | 0 | 0 | 0 | 0 | 0 | 0 | 0 | 0 | 0
F3_Industrial_Industrial - WA_Existing_Space Heating_Natural Gas_Gas Boiler - Burner Control Optimization_A_Achievable Economic UCT Potential | F3 | Industrial | Industrial - WA | Existing | Space Heating | Natural Gas | Gas Boiler - Burner Control Optimization | A | Integrated Unit Winter Peak Savings (kW) | Achievable Economic UCT Potential | 0 | 0 | 0 | 0 | 0 | 0 | 0 | 0 | 0 | 0 | 0 | 0 | 0 | 0 | 0 | 0 | 0 | 0 | 0 | 0 | 0 | 0 | 0 | 0 | 0 | 0 | 0
F4_Industrial_Industrial - WA_Existing_Space Heating_Natural Gas_Gas Boiler - Burner Control Optimization_A_Achievable Economic UCT Potential | F4 | Industrial | Industrial - WA | Existing | Space Heating | Natural Gas | Gas Boiler - Burner Control Optimization | A | Incremental Energy Savings (MWh or mTherms) | Achievable Economic UCT Potential | 0 | 0 | 0.0028009 | 0.004297 | 0.008386 | 0.014317 | 0.021724 | 0.029707 | 0.036927 | 0.042075 | 0.044254 | 0.043223 | 0.039408 | 0.033688 | 0.027109 | 0.020605 | 0.014839 | 0.010174 | 0.006645 | 0.0041436 | 0 | 0 | 0 | 0 | 0 | 0 | 0
F5_Industrial_Industrial - WA_Existing_Space Heating_Natural Gas_Gas Boiler - Burner Control Optimization_A_Achievable Economic UCT Potential | F5 | Industrial | Industrial - WA | Existing | Space Heating | Natural Gas | Gas Boiler - Burner Control Optimization | A | Incremental Summer Peak Savings (MW) | Achievable Economic UCT Potential | 0 | 0 | 0 | 0 | 0 | 0 | 0 | 0 | 0 | 0 | 0 | 0 | 0 | 0 | 0 | 0 | 0 | 0 | 0 | 0 | 0 | 0 | 0 | 0 | 0 | 0 | 0
F6_Industrial_Industrial - WA_Existing_Space Heating_Natural Gas_Gas Boiler - Burner Control Optimization_A_Achievable Economic UCT Potential | F6 | Industrial | Industrial - WA | Existing | Space Heating | Natural Gas | Gas Boiler - Burner Control Optimization | A | Incremental Winter Peak Savings (MW) | Achievable Economic UCT Potential | 0 | 0 | 0 | 0 | 0 | 0 | 0 | 0 | 0 | 0 | 0 | 0 | 0 | 0 | 0 | 0 | 0 | 0 | 0 | 0 | 0 | 0 | 0 | 0 | 0 | 0 | 0
F7_Industrial_Industrial - WA_Existing_Space Heating_Natural Gas_Gas Boiler - Burner Control Optimization_A_Achievable Economic UCT Potential | F7 | Industrial | Industrial - WA | Existing | Space Heating | Natural Gas | Gas Boiler - Burner Control Optimization | A | Cumulative Energy Savings (MWh or mTherms) | Achievable Economic UCT Potential | 0 | 0 | 0.0028009 | 0.0070786 | 0.015414 | 0.02962 | 0.051122 | 0.080517 | 0.11695 | 0.15829 | 0.20156 | 0.24355 | 0.28149 | 0.31353 | 0.33884 | 0.35754 | 0.37041 | 0.37936 | 0.38482 | 0.38784 | 0.38677 | 0.38577 | 0.38484 | 0.38397 | 0.38315 | 0.38234 | 0.38155
F8_Industrial_Industrial - WA_Existing_Space Heating_Natural Gas_Gas Boiler - Burner Control Optimization_A_Achievable Economic UCT Potential | F8 | Industrial | Industrial - WA | Existing | Space Heating | Natural Gas | Gas Boiler - Burner Control Optimization | A | Cumulative Summer Peak Savings (MW) | Achievable Economic UCT Potential | 0 | 0 | 0 | 0 | 0 | 0 | 0 | 0 | 0 | 0 | 0 | 0 | 0 | 0 | 0 | 0 | 0 | 0 | 0 | 0 | 0 | 0 | 0 | 0 | 0 | 0 | 0
F9_Industrial_Industrial - WA_Existing_Space Heating_Natural Gas_Gas Boiler - Burner Control Optimization_A_Achievable Economic UCT Potential | F9 | Industrial | Industrial - WA | Existing | Space Heating | Natural Gas | Gas Boiler - Burner Control Optimization | A | Cumulative Winter Peak Savings (MW) | Achievable Economic UCT Potential | 0 | 0 | 0 | 0 | 0 | 0 | 0 | 0 | 0 | 0 | 0 | 0 | 0 | 0 | 0 | 0 | 0 | 0 | 0 | 0 | 0 | 0 | 0 | 0 | 0 | 0 | 0
F10_Industrial_Industrial - WA_Existing_Space Heating_Natural Gas_Gas Boiler - Burner Control Optimization_A_Achievable Economic UCT Potential | F10 | Industrial | Industrial - WA | Existing | Space Heating | Natural Gas | Gas Boiler - Burner Control Optimization | A | Purchases (Incremental) | Achievable Economic UCT Potential | 0 | 0 | 8.3627 | 12.9188 | 25.3921 | 43.67 | 66.7599 | 91.8524 | 114.8875 | 131.7245 | 139.4113 | 137.0077 | 125.6691 | 108.0646 | 87.46 | 66.8516 | 48.4098 | 33.3026 | 21.8189 | 13.6454 | 0 | 0 | 0 | 0 | 0 | 0 | 0
F11_Industrial_Industrial - WA_Existing_Space Heating_Natural Gas_Gas Boiler - Burner Control Optimization_A_Achievable Economic UCT Potential | F11 | Industrial | Industrial - WA | Existing | Space Heating | Natural Gas | Gas Boiler - Burner Control Optimization | A | Purchases (Cumulative) | Achievable Economic UCT Potential | 0 | 0 | 8.3627 | 21.2815 | 46.6736 | 90.3436 | 157.1036 | 248.956 | 363.8435 | 495.568 | 634.9794 | 771.9871 | 897.6562 | 1005.7209 | 1093.1809 | 1160.0325 | 1208.4423 | 1241.7449 | 1263.5638 | 1277.2092 | 1277.2092 | 1277.2092 | 1277.2092 | 1277.2092 | 1277.2092 | 1277.2092 | 1277.2092
F1_Industrial_Industrial - WA_Existing_Space Heating_Natural Gas_Gas Boiler - High Turndown Burner_A_Achievable Economic UCT Potential | F1 | Industrial | Industrial - WA | Existing | Space Heating | Natural Gas | Gas Boiler - High Turndown Burner | A | Integrated Unit Energy Savings (kWh or therms) | Achievable Economic UCT Potential | 0 | 0 | 1.1554 | 1.1478 | 1.1401 | 1.1322 | 1.1242 | 1.1177 | 1.1111 | 1.1045 | 1.0979 | 1.0913 | 1.0849 | 1.0787 | 1.0727 | 1.0668 | 1.061 | 1.0576 | 1.0544 | 1.0514 | 1.0485 | 1.0459 | 1.0435 | 1.0412 | 1.0391 | 1.037 | 1.0349
F2_Industrial_Industrial - WA_Existing_Space Heating_Natural Gas_Gas Boiler - High Turndown Burner_A_Achievable Economic UCT Potential | F2 | Industrial | Industrial - WA | Existing | Space Heating | Natural Gas | Gas Boiler - High Turndown Burner | A | Integrated Unit Summer Peak Savings (kW) | Achievable Economic UCT Potential | 0 | 0 | 0 | 0 | 0 | 0 | 0 | 0 | 0 | 0 | 0 | 0 | 0 | 0 | 0 | 0 | 0 | 0 | 0 | 0 | 0 | 0 | 0 | 0 | 0 | 0 | 0
F3_Industrial_Industrial - WA_Existing_Space Heating_Natural Gas_Gas Boiler - High Turndown Burner_A_Achievable Economic UCT Potential | F3 | Industrial | Industrial - WA | Existing | Space Heating | Natural Gas | Gas Boiler - High Turndown Burner | A | Integrated Unit Winter Peak Savings (kW) | Achievable Economic UCT Potential | 0 | 0 | 0 | 0 | 0 | 0 | 0 | 0 | 0 | 0 | 0 | 0 | 0 | 0 | 0 | 0 | 0 | 0 | 0 | 0 | 0 | 0 | 0 | 0 | 0 | 0 | 0
F4_Industrial_Industrial - WA_Existing_Space Heating_Natural Gas_Gas Boiler - High Turndown Burner_A_Achievable Economic UCT Potential | F4 | Industrial | Industrial - WA | Existing | Space Heating | Natural Gas | Gas Boiler - High Turndown Burner | A | Incremental Energy Savings (MWh or mTherms) | Achievable Economic UCT Potential | 0 | 0 | 0.059696 | 0.058282 | 0.056892 | 0.055525 | 0.054181 | 0.047647 | 0.03724 | 0.029103 | 0.022744 | 0.017775 | 0.013893 | 0.01086 | 0.0084905 | 0.0066387 | 0.0051911 | 0 | 0 | 0 | 0 | 0 | 0 | 0 | 0 | 0 | 0
F5_Industrial_Industrial - WA_Existing_Space Heating_Natural Gas_Gas Boiler - High Turndown Burner_A_Achievable Economic UCT Potential | F5 | Industrial | Industrial - WA | Existing | Space Heating | Natural Gas | Gas Boiler - High Turndown Burner | A | Incremental Summer Peak Savings (MW) | Achievable Economic UCT Potential | 0 | 0 | 0 | 0 | 0 | 0 | 0 | 0 | 0 | 0 | 0 | 0 | 0 | 0 | 0 | 0 | 0 | 0 | 0 | 0 | 0 | 0 | 0 | 0 | 0 | 0 | 0
F6_Industrial_Industrial - WA_Existing_Space Heating_Natural Gas_Gas Boiler - High Turndown Burner_A_Achievable Economic UCT Potential | F6 | Industrial | Industrial - WA | Existing | Space Heating | Natural Gas | Gas Boiler - High Turndown Burner | A | Incremental Winter Peak Savings (MW) | Achievable Economic UCT Potential | 0 | 0 | 0 | 0 | 0 | 0 | 0 | 0 | 0 | 0 | 0 | 0 | 0 | 0 | 0 | 0 | 0 | 0 | 0 | 0 | 0 | 0 | 0 | 0 | 0 | 0 | 0
F7_Industrial_Industrial - WA_Existing_Space Heating_Natural Gas_Gas Boiler - High Turndown Burner_A_Achievable Economic UCT Potential | F7 | Industrial | Industrial - WA | Existing | Space Heating | Natural Gas | Gas Boiler - High Turndown Burner | A | Cumulative Energy Savings (MWh or mTherms) | Achievable Economic UCT Potential | 0 | 0 | 0.059696 | 0.11759 | 0.17369 | 0.22802 | 0.28058 | 0.32661 | 0.36193 | 0.38887 | 0.40928 | 0.42462 | 0.43602 | 0.44439 | 0.45039 | 0.45456 | 0.45729 | 0.45581 | 0.45443 | 0.45313 | 0.45191 | 0.45078 | 0.44973 | 0.44875 | 0.44782 | 0.44691 | 0.44603
F8_Industrial_Industrial - WA_Existing_Space Heating_Natural Gas_Gas Boiler - High Turndown Burner_A_Achievable Economic UCT Potential | F8 | Industrial | Industrial - WA | Existing | Space Heating | Natural Gas | Gas Boiler - High Turndown Burner | A | Cumulative Summer Peak Savings (MW) | Achievable Economic UCT Potential | 0 | 0 | 0 | 0 | 0 | 0 | 0 | 0 | 0 | 0 | 0 | 0 | 0 | 0 | 0 | 0 | 0 | 0 | 0 | 0 | 0 | 0 | 0 | 0 | 0 | 0 | 0
F9_Industrial_Industrial - WA_Existing_Space Heating_Natural Gas_Gas Boiler - High Turndown Burner_A_Achievable Economic UCT Potential | F9 | Industrial | Industrial - WA | Existing | Space Heating | Natural Gas | Gas Boiler - High Turndown Burner | A | Cumulative Winter Peak Savings (MW) | Achievable Economic UCT Potential | 0 | 0 | 0 | 0 | 0 | 0 | 0 | 0 | 0 | 0 | 0 | 0 | 0 | 0 | 0 | 0 | 0 | 0 | 0 | 0 | 0 | 0 | 0 | 0 | 0 | 0 | 0
F10_Industrial_Industrial - WA_Existing_Space Heating_Natural Gas_Gas Boiler - High Turndown Burner_A_Achievable Economic UCT Potential | F10 | Industrial | Industrial - WA | Existing | Space Heating | Natural Gas | Gas Boiler - High Turndown Burner | A | Purchases (Incremental) | Achievable Economic UCT Potential | 0 | 0 | 51.6688 | 50.778 | 49.9025 | 49.0421 | 48.1965 | 42.629 | 33.5152 | 26.3499 | 20.7165 | 16.2874 | 12.8053 | 10.0676 | 7.9152 | 6.223 | 4.8926 | 0 | 0 | 0 | 0 | 0 | 0 | 0 | 0 | 0 | 0
F11_Industrial_Industrial - WA_Existing_Space Heating_Natural Gas_Gas Boiler - High Turndown Burner_A_Achievable Economic UCT Potential | F11 | Industrial | Industrial - WA | Existing | Space Heating | Natural Gas | Gas Boiler - High Turndown Burner | A | Purchases (Cumulative) | Achievable Economic UCT Potential | 0 | 0 | 51.6688 | 102.4467 | 152.3492 | 201.3913 | 249.5878 | 292.2168 | 325.732 | 352.0819 | 372.7984 | 389.0858 | 401.8911 | 411.9587 | 419.8739 | 426.0969 | 430.9895 | 430.9895 | 430.9895 | 430.9895 | 430.9895 | 430.9895 | 430.9895 | 430.9895 | 430.9895 | 430.9895 | 430.9895
F1_Industrial_Industrial - WA_Existing_Space Heating_Natural Gas_Gas Boiler - Hot Water Reset_A_Achievable Economic UCT Potential | F1 | Industrial | Industrial - WA | Existing | Space Heating | Natural Gas | Gas Boiler - Hot Water Reset | A | Integrated Unit Energy Savings (kWh or therms) | Achievable Economic UCT Potential | 0 | 0 | 1233.1335 | 1225.9139 | 1218.6298 | 1211.2764 | 1203.8487 | 1198.2212 | 1192.5692 | 1186.8799 | 1181.163 | 1175.4292 | 1169.6974 | 1163.9824 | 1158.3039 | 1152.6822 | 1147.1366 | 1143.7191 | 1140.5534 | 1137.5931 | 1134.8448 | 1132.315 | 1129.9874 | 1127.8377 | 1125.8166 | 1123.861 | 1121.9631
F2_Industrial_Industrial - WA_Existing_Space Heating_Natural Gas_Gas Boiler - Hot Water Reset_A_Achievable Economic UCT Potential | F2 | Industrial | Industrial - WA | Existing | Space Heating | Natural Gas | Gas Boiler - Hot Water Reset | A | Integrated Unit Summer Peak Savings (kW) | Achievable Economic UCT Potential | 0 | 0 | 0 | 0 | 0 | 0 | 0 | 0 | 0 | 0 | 0 | 0 | 0 | 0 | 0 | 0 | 0 | 0 | 0 | 0 | 0 | 0 | 0 | 0 | 0 | 0 | 0
F3_Industrial_Industrial - WA_Existing_Space Heating_Natural Gas_Gas Boiler - Hot Water Reset_A_Achievable Economic UCT Potential | F3 | Industrial | Industrial - WA | Existing | Space Heating | Natural Gas | Gas Boiler - Hot Water Reset | A | Integrated Unit Winter Peak Savings (kW) | Achievable Economic UCT Potential | 0 | 0 | 0 | 0 | 0 | 0 | 0 | 0 | 0 | 0 | 0 | 0 | 0 | 0 | 0 | 0 | 0 | 0 | 0 | 0 | 0 | 0 | 0 | 0 | 0 | 0 | 0
F4_Industrial_Industrial - WA_Existing_Space Heating_Natural Gas_Gas Boiler - Hot Water Reset_A_Achievable Economic UCT Potential | F4 | Industrial | Industrial - WA | Existing | Space Heating | Natural Gas | Gas Boiler - Hot Water Reset | A | Incremental Energy Savings (MWh or mTherms) | Achievable Economic UCT Potential | 0 | 0 | 0.050098 | 0.060098 | 0.071845 | 0.081468 | 0.090762 | 0.1038 | 0.11137 | 0.11128 | 0.10256 | 0.086222 | 0.065252 | 0.042233 | 0.023982 | 0.011293 | 0.0046728 | 0.0016649 | 0.00050967 | 0.00010889 | 1.7547e-05 | 2.0653e-06 | 0 | 0 | 0 | 0 | 0
F5_Industrial_Industrial - WA_Existing_Space Heating_Natural Gas_Gas Boiler - Hot Water Reset_A_Achievable Economic UCT Potential | F5 | Industrial | Industrial - WA | Existing | Space Heating | Natural Gas | Gas Boiler - Hot Water Reset | A | Incremental Summer Peak Savings (MW) | Achievable Economic UCT Potential | 0 | 0 | 0 | 0 | 0 | 0 | 0 | 0 | 0 | 0 | 0 | 0 | 0 | 0 | 0 | 0 | 0 | 0 | 0 | 0 | 0 | 0 | 0 | 0 | 0 | 0 | 0
F6_Industrial_Industrial - WA_Existing_Space Heating_Natural Gas_Gas Boiler - Hot Water Reset_A_Achievable Economic UCT Potential | F6 | Industrial | Industrial - WA | Existing | Space Heating | Natural Gas | Gas Boiler - Hot Water Reset | A | Incremental Winter Peak Savings (MW) | Achievable Economic UCT Potential | 0 | 0 | 0 | 0 | 0 | 0 | 0 | 0 | 0 | 0 | 0 | 0 | 0 | 0 | 0 | 0 | 0 | 0 | 0 | 0 | 0 | 0 | 0 | 0 | 0 | 0 | 0
F7_Industrial_Industrial - WA_Existing_Space Heating_Natural Gas_Gas Boiler - Hot Water Reset_A_Achievable Economic UCT Potential | F7 | Industrial | Industrial - WA | Existing | Space Heating | Natural Gas | Gas Boiler - Hot Water Reset | A | Cumulative Energy Savings (MWh or mTherms) | Achievable Economic UCT Potential | 0 | 0 | 0.050098 | 0.1099 | 0.18109 | 0.26147 | 0.35063 | 0.45278 | 0.56202 | 0.67062 | 0.76996 | 0.85244 | 0.91354 | 0.95131 | 0.97065 | 0.97723 | 0.9772 | 0.97596 | 0.97376 | 0.97135 | 0.96902 | 0.96686 | 0.96487 | 0.96304 | 0.96131 | 0.95964 | 0.95802
F8_Industrial_Industrial - WA_Existing_Space Heating_Natural Gas_Gas Boiler - Hot Water Reset_A_Achievable Economic UCT Potential | F8 | Industrial | Industrial - WA | Existing | Space Heating | Natural Gas | Gas Boiler - Hot Water Reset | A | Cumulative Summer Peak Savings (MW) | Achievable Economic UCT Potential | 0 | 0 | 0 | 0 | 0 | 0 | 0 | 0 | 0 | 0 | 0 | 0 | 0 | 0 | 0 | 0 | 0 | 0 | 0 | 0 | 0 | 0 | 0 | 0 | 0 | 0 | 0
F9_Industrial_Industrial - WA_Existing_Space Heating_Natural Gas_Gas Boiler - Hot Water Reset_A_Achievable Economic UCT Potential | F9 | Industrial | Industrial - WA | Existing | Space Heating | Natural Gas | Gas Boiler - Hot Water Reset | A | Cumulative Winter Peak Savings (MW) | Achievable Economic UCT Potential | 0 | 0 | 0 | 0 | 0 | 0 | 0 | 0 | 0 | 0 | 0 | 0 | 0 | 0 | 0 | 0 | 0 | 0 | 0 | 0 | 0 | 0 | 0 | 0 | 0 | 0 | 0
F10_Industrial_Industrial - WA_Existing_Space Heating_Natural Gas_Gas Boiler - Hot Water Reset_A_Achievable Economic UCT Potential | F10 | Industrial | Industrial - WA | Existing | Space Heating | Natural Gas | Gas Boiler - Hot Water Reset | A | Purchases (Incremental) | Achievable Economic UCT Potential | 0 | 0 | 0.040627 | 0.049023 | 0.058955 | 0.067258 | 0.075394 | 0.086624 | 0.09339 | 0.093759 | 0.086834 | 0.073354 | 0.055786 | 0.036284 | 0.020705 | 0.009797 | 0.0040734 | 0.0014557 | 0.00044686 | 9.5716e-05 | 1.5462e-05 | 1.8239e-06 | 0 | 0 | 0 | 0 | 0
F11_Industrial_Industrial - WA_Existing_Space Heating_Natural Gas_Gas Boiler - Hot Water Reset_A_Achievable Economic UCT Potential | F11 | Industrial | Industrial - WA | Existing | Space Heating | Natural Gas | Gas Boiler - Hot Water Reset | A | Purchases (Cumulative) | Achievable Economic UCT Potential | 0 | 0 | 0.040627 | 0.089649 | 0.1486 | 0.21586 | 0.29126 | 0.37788 | 0.47127 | 0.56503 | 0.65186 | 0.72522 | 0.781 | 0.81729 | 0.83799 | 0.84779 | 0.85186 | 0.85332 | 0.85376 | 0.85386 | 0.85388 | 0.85388 | 0.85388 | 0.85388 | 0.85388 | 0.85388 | 0.85388
F1_Industrial_Industrial - WA_Existing_Space Heating_Natural Gas_Gas Boiler - Insulate Hot Water Lines_A_Achievable Economic UCT Potential | F1 | Industrial | Industrial - WA | Existing | Space Heating | Natural Gas | Gas Boiler - Insulate Hot Water Lines | A | Integrated Unit Energy Savings (kWh or therms) | Achievable Economic UCT Potential | 0 | 0 | 5.2114 | 5.1742 | 5.1352 | 5.0942 | 5.0507 | 5.012 | 4.9704 | 4.926 | 4.8789 | 4.8298 | 4.7796 | 4.7293 | 4.6798 | 4.6324 | 4.5878 | 4.5562 | 4.5286 | 4.5048 | 4.4846 | 4.4667 | 4.452 | 4.4379 | 4.4243 | 4.4108 | 4.3975
F2_Industrial_Industrial - WA_Existing_Space Heating_Natural Gas_Gas Boiler - Insulate Hot Water Lines_A_Achievable Economic UCT Potential | F2 | Industrial | Industrial - WA | Existing | Space Heating | Natural Gas | Gas Boiler - Insulate Hot Water Lines | A | Integrated Unit Summer Peak Savings (kW) | Achievable Economic UCT Potential | 0 | 0 | 0 | 0 | 0 | 0 | 0 | 0 | 0 | 0 | 0 | 0 | 0 | 0 | 0 | 0 | 0 | 0 | 0 | 0 | 0 | 0 | 0 | 0 | 0 | 0 | 0
F3_Industrial_Industrial - WA_Existing_Space Heating_Natural Gas_Gas Boiler - Insulate Hot Water Lines_A_Achievable Economic UCT Potential | F3 | Industrial | Industrial - WA | Existing | Space Heating | Natural Gas | Gas Boiler - Insulate Hot Water Lines | A | Integrated Unit Winter Peak Savings (kW) | Achievable Economic UCT Potential | 0 | 0 | 0 | 0 | 0 | 0 | 0 | 0 | 0 | 0 | 0 | 0 | 0 | 0 | 0 | 0 | 0 | 0 | 0 | 0 | 0 | 0 | 0 | 0 | 0 | 0 | 0
F4_Industrial_Industrial - WA_Existing_Space Heating_Natural Gas_Gas Boiler - Insulate Hot Water Lines_A_Achievable Economic UCT Potential | F4 | Industrial | Industrial - WA | Existing | Space Heating | Natural Gas | Gas Boiler - Insulate Hot Water Lines | A | Incremental Energy Savings (MWh or mTherms) | Achievable Economic UCT Potential | 0 | 0 | 0.035033 | 0.034183 | 0.033341 | 0.032505 | 0.031671 | 0.030886 | 0.030102 | 0.029319 | 0.028538 | 0.027764 | 0.027001 | 0 | 0 | 0 | 0 | 0 | 0 | 0 | 0 | 0 | 0 | 0 | 0 | 0 | 0
F5_Industrial_Industrial - WA_Existing_Space Heating_Natural Gas_Gas Boiler - Insulate Hot Water Lines_A_Achievable Economic UCT Potential | F5 | Industrial | Industrial - WA | Existing | Space Heating | Natural Gas | Gas Boiler - Insulate Hot Water Lines | A | Incremental Summer Peak Savings (MW) | Achievable Economic UCT Potential | 0 | 0 | 0 | 0 | 0 | 0 | 0 | 0 | 0 | 0 | 0 | 0 | 0 | 0 | 0 | 0 | 0 | 0 | 0 | 0 | 0 | 0 | 0 | 0 | 0 | 0 | 0
F6_Industrial_Industrial - WA_Existing_Space Heating_Natural Gas_Gas Boiler - Insulate Hot Water Lines_A_Achievable Economic UCT Potential | F6 | Industrial | Industrial - WA | Existing | Space Heating | Natural Gas | Gas Boiler - Insulate Hot Water Lines | A | Incremental Winter Peak Savings (MW) | Achievable Economic UCT Potential | 0 | 0 | 0 | 0 | 0 | 0 | 0 | 0 | 0 | 0 | 0 | 0 | 0 | 0 | 0 | 0 | 0 | 0 | 0 | 0 | 0 | 0 | 0 | 0 | 0 | 0 | 0
F7_Industrial_Industrial - WA_Existing_Space Heating_Natural Gas_Gas Boiler - Insulate Hot Water Lines_A_Achievable Economic UCT Potential | F7 | Industrial | Industrial - WA | Existing | Space Heating | Natural Gas | Gas Boiler - Insulate Hot Water Lines | A | Cumulative Energy Savings (MWh or mTherms) | Achievable Economic UCT Potential | 0 | 0 | 0.035033 | 0.068966 | 0.10179 | 0.13348 | 0.16401 | 0.19364 | 0.22214 | 0.24947 | 0.27562 | 0.30061 | 0.32449 | 0.32107 | 0.31772 | 0.31449 | 0.31146 | 0.30932 | 0.30745 | 0.30584 | 0.30446 | 0.30324 | 0.30225 | 0.30129 | 0.30037 | 0.29945 | 0.29855
F8_Industrial_Industrial - WA_Existing_Space Heating_Natural Gas_Gas Boiler - Insulate Hot Water Lines_A_Achievable Economic UCT Potential | F8 | Industrial | Industrial - WA | Existing | Space Heating | Natural Gas | Gas Boiler - Insulate Hot Water Lines | A | Cumulative Summer Peak Savings (MW) | Achievable Economic UCT Potential | 0 | 0 | 0 | 0 | 0 | 0 | 0 | 0 | 0 | 0 | 0 | 0 | 0 | 0 | 0 | 0 | 0 | 0 | 0 | 0 | 0 | 0 | 0 | 0 | 0 | 0 | 0
F9_Industrial_Industrial - WA_Existing_Space Heating_Natural Gas_Gas Boiler - Insulate Hot Water Lines_A_Achievable Economic UCT Potential | F9 | Industrial | Industrial - WA | Existing | Space Heating | Natural Gas | Gas Boiler - Insulate Hot Water Lines | A | Cumulative Winter Peak Savings (MW) | Achievable Economic UCT Potential | 0 | 0 | 0 | 0 | 0 | 0 | 0 | 0 | 0 | 0 | 0 | 0 | 0 | 0 | 0 | 0 | 0 | 0 | 0 | 0 | 0 | 0 | 0 | 0 | 0 | 0 | 0
F10_Industrial_Industrial - WA_Existing_Space Heating_Natural Gas_Gas Boiler - Insulate Hot Water Lines_A_Achievable Economic UCT Potential | F10 | Industrial | Industrial - WA | Existing | Space Heating | Natural Gas | Gas Boiler - Insulate Hot Water Lines | A | Purchases (Incremental) | Achievable Economic UCT Potential | 0 | 0 | 6.7224 | 6.6065 | 6.4926 | 6.3807 | 6.2706 | 6.1625 | 6.0563 | 5.9519 | 5.8492 | 5.7484 | 5.6493 | 0 | 0 | 0 | 0 | 0 | 0 | 0 | 0 | 0 | 0 | 0 | 0 | 0 | 0
F11_Industrial_Industrial - WA_Existing_Space Heating_Natural Gas_Gas Boiler - Insulate Hot Water Lines_A_Achievable Economic UCT Potential | F11 | Industrial | Industrial - WA | Existing | Space Heating | Natural Gas | Gas Boiler - Insulate Hot Water Lines | A | Purchases (Cumulative) | Achievable Economic UCT Potential | 0 | 0 | 6.7224 | 13.3289 | 19.8215 | 26.2021 | 32.4728 | 38.6353 | 44.6916 | 50.6434 | 56.4927 | 62.2411 | 67.8903 | 67.8903 | 67.8903 | 67.8903 | 67.8903 | 67.8903 | 67.8903 | 67.8903 | 67.8903 | 67.8903 | 67.8903 | 67.8903 | 67.8903 | 67.8903 | 67.8903
F1_Industrial_Industrial - WA_Existing_Space Heating_Natural Gas_Gas Boiler - Insulate Steam Lines/Condensate Tank_A_Achievable Economic UCT Potential | F1 | Industrial | Industrial - WA | Existing | Space Heating | Natural Gas | Gas Boiler - Insulate Steam Lines/Condensate Tank | A | Integrated Unit Energy Savings (kWh or therms) | Achievable Economic UCT Potential | 0 | 0 | 7.7908 | 7.7423 | 7.6927 | 7.6421 | 7.5905 | 7.5494 | 7.5076 | 7.4654 | 7.4233 | 7.3818 | 7.3413 | 7.3021 | 7.2642 | 7.2272 | 7.1911 | 7.1685 | 7.1475 | 7.1278 | 7.1094 | 7.0924 | 7.0767 | 7.062 | 7.0482 | 7.0347 | 7.0216
F2_Industrial_Industrial - WA_Existing_Space Heating_Natural Gas_Gas Boiler - Insulate Steam Lines/Condensate Tank_A_Achievable Economic UCT Potential | F2 | Industrial | Industrial - WA | Existing | Space Heating | Natural Gas | Gas Boiler - Insulate Steam Lines/Condensate Tank | A | Integrated Unit Summer Peak Savings (kW) | Achievable Economic UCT Potential | 0 | 0 | 0 | 0 | 0 | 0 | 0 | 0 | 0 | 0 | 0 | 0 | 0 | 0 | 0 | 0 | 0 | 0 | 0 | 0 | 0 | 0 | 0 | 0 | 0 | 0 | 0
F3_Industrial_Industrial - WA_Existing_Space Heating_Natural Gas_Gas Boiler - Insulate Steam Lines/Condensate Tank_A_Achievable Economic UCT Potential | F3 | Industrial | Industrial - WA | Existing | Space Heating | Natural Gas | Gas Boiler - Insulate Steam Lines/Condensate Tank | A | Integrated Unit Winter Peak Savings (kW) | Achievable Economic UCT Potential | 0 | 0 | 0 | 0 | 0 | 0 | 0 | 0 | 0 | 0 | 0 | 0 | 0 | 0 | 0 | 0 | 0 | 0 | 0 | 0 | 0 | 0 | 0 | 0 | 0 | 0 | 0
F4_Industrial_Industrial - WA_Existing_Space Heating_Natural Gas_Gas Boiler - Insulate Steam Lines/Condensate Tank_A_Achievable Economic UCT Potential | F4 | Industrial | Industrial - WA | Existing | Space Heating | Natural Gas | Gas Boiler - Insulate Steam Lines/Condensate Tank | A | Incremental Energy Savings (MWh or mTherms) | Achievable Economic UCT Potential | 0 | 0 | 0.052373 | 0.051149 | 0.049946 | 0.048762 | 0.047597 | 0.046524 | 0.045468 | 0.044433 | 0.043421 | 0.042434 | 0.041473 | 0.040541 | 0.039634 | 0.038753 | 0.037894 | 0 | 0 | 0 | 0 | 0 | 0 | 0 | 0 | 0 | 0
F5_Industrial_Industrial - WA_Existing_Space Heating_Natural Gas_Gas Boiler - Insulate Steam Lines/Condensate Tank_A_Achievable Economic UCT Potential | F5 | Industrial | Industrial - WA | Existing | Space Heating | Natural Gas | Gas Boiler - Insulate Steam Lines/Condensate Tank | A | Incremental Summer Peak Savings (MW) | Achievable Economic UCT Potential | 0 | 0 | 0 | 0 | 0 | 0 | 0 | 0 | 0 | 0 | 0 | 0 | 0 | 0 | 0 | 0 | 0 | 0 | 0 | 0 | 0 | 0 | 0 | 0 | 0 | 0 | 0
F6_Industrial_Industrial - WA_Existing_Space Heating_Natural Gas_Gas Boiler - Insulate Steam Lines/Condensate Tank_A_Achievable Economic UCT Potential | F6 | Industrial | Industrial - WA | Existing | Space Heating | Natural Gas | Gas Boiler - Insulate Steam Lines/Condensate Tank | A | Incremental Winter Peak Savings (MW) | Achievable Economic UCT Potential | 0 | 0 | 0 | 0 | 0 | 0 | 0 | 0 | 0 | 0 | 0 | 0 | 0 | 0 | 0 | 0 | 0 | 0 | 0 | 0 | 0 | 0 | 0 | 0 | 0 | 0 | 0
F7_Industrial_Industrial - WA_Existing_Space Heating_Natural Gas_Gas Boiler - Insulate Steam Lines/Condensate Tank_A_Achievable Economic UCT Potential | F7 | Industrial | Industrial - WA | Existing | Space Heating | Natural Gas | Gas Boiler - Insulate Steam Lines/Condensate Tank | A | Cumulative Energy Savings (MWh or mTherms) | Achievable Economic UCT Potential | 0 | 0 | 0.052373 | 0.1032 | 0.15248 | 0.20024 | 0.24648 | 0.29167 | 0.33553 | 0.37807 | 0.41936 | 0.45945 | 0.49841 | 0.53629 | 0.57313 | 0.60897 | 0.64382 | 0.64179 | 0.63992 | 0.63815 | 0.63651 | 0.63499 | 0.63358 | 0.63226 | 0.63102 | 0.62982 | 0.62864
F8_Industrial_Industrial - WA_Existing_Space Heating_Natural Gas_Gas Boiler - Insulate Steam Lines/Condensate Tank_A_Achievable Economic UCT Potential | F8 | Industrial | Industrial - WA | Existing | Space Heating | Natural Gas | Gas Boiler - Insulate Steam Lines/Condensate Tank | A | Cumulative Summer Peak Savings (MW) | Achievable Economic UCT Potential | 0 | 0 | 0 | 0 | 0 | 0 | 0 | 0 | 0 | 0 | 0 | 0 | 0 | 0 | 0 | 0 | 0 | 0 | 0 | 0 | 0 | 0 | 0 | 0 | 0 | 0 | 0
F9_Industrial_Industrial - WA_Existing_Space Heating_Natural Gas_Gas Boiler - Insulate Steam Lines/Condensate Tank_A_Achievable Economic UCT Potential | F9 | Industrial | Industrial - WA | Existing | Space Heating | Natural Gas | Gas Boiler - Insulate Steam Lines/Condensate Tank | A | Cumulative Winter Peak Savings (MW) | Achievable Economic UCT Potential | 0 | 0 | 0 | 0 | 0 | 0 | 0 | 0 | 0 | 0 | 0 | 0 | 0 | 0 | 0 | 0 | 0 | 0 | 0 | 0 | 0 | 0 | 0 | 0 | 0 | 0 | 0
F10_Industrial_Industrial - WA_Existing_Space Heating_Natural Gas_Gas Boiler - Insulate Steam Lines/Condensate Tank_A_Achievable Economic UCT Potential | F10 | Industrial | Industrial - WA | Existing | Space Heating | Natural Gas | Gas Boiler - Insulate Steam Lines/Condensate Tank | A | Purchases (Incremental) | Achievable Economic UCT Potential | 0 | 0 | 6.7224 | 6.6065 | 6.4926 | 6.3807 | 6.2706 | 6.1625 | 6.0563 | 5.9519 | 5.8492 | 5.7484 | 5.6493 | 5.5519 | 5.4562 | 5.3621 | 5.2696 | 0 | 0 | 0 | 0 | 0 | 0 | 0 | 0 | 0 | 0
F11_Industrial_Industrial - WA_Existing_Space Heating_Natural Gas_Gas Boiler - Insulate Steam Lines/Condensate Tank_A_Achievable Economic UCT Potential | F11 | Industrial | Industrial - WA | Existing | Space Heating | Natural Gas | Gas Boiler - Insulate Steam Lines/Condensate Tank | A | Purchases (Cumulative) | Achievable Economic UCT Potential | 0 | 0 | 6.7224 | 13.3289 | 19.8215 | 26.2021 | 32.4728 | 38.6353 | 44.6916 | 50.6434 | 56.4927 | 62.2411 | 67.8903 | 73.4422 | 78.8984 | 84.2605 | 89.5301 | 89.5301 | 89.5301 | 89.5301 | 89.5301 | 89.5301 | 89.5301 | 89.5301 | 89.5301 | 89.5301 | 89.5301
F1_Industrial_Industrial - WA_Existing_Space Heating_Natural Gas_Gas Boiler - Stack Economizer_A_Achievable Economic UCT Potential | F1 | Industrial | Industrial - WA | Existing | Space Heating | Natural Gas | Gas Boiler - Stack Economizer | A | Integrated Unit Energy Savings (kWh or therms) | Achievable Economic UCT Potential | 0 | 0 | 1.1071 | 1.0976 | 1.0876 | 1.077 | 1.0657 | 1.0552 | 1.0438 | 1.0316 | 1.0185 | 1.0047 | 0.99061 | 0.97655 | 0.96269 | 0.94939 | 0.93698 | 0.92758 | 0.91938 | 0.91234 | 0.9063 | 0.90093 | 0.89713 | 0.89344 | 0.88983 | 0.88625 | 0.88269
F2_Industrial_Industrial - WA_Existing_Space Heating_Natural Gas_Gas Boiler - Stack Economizer_A_Achievable Economic UCT Potential | F2 | Industrial | Industrial - WA | Existing | Space Heating | Natural Gas | Gas Boiler - Stack Economizer | A | Integrated Unit Summer Peak Savings (kW) | Achievable Economic UCT Potential | 0 | 0 | 0 | 0 | 0 | 0 | 0 | 0 | 0 | 0 | 0 | 0 | 0 | 0 | 0 | 0 | 0 | 0 | 0 | 0 | 0 | 0 | 0 | 0 | 0 | 0 | 0
F3_Industrial_Industrial - WA_Existing_Space Heating_Natural Gas_Gas Boiler - Stack Economizer_A_Achievable Economic UCT Potential | F3 | Industrial | Industrial - WA | Existing | Space Heating | Natural Gas | Gas Boiler - Stack Economizer | A | Integrated Unit Winter Peak Savings (kW) | Achievable Economic UCT Potential | 0 | 0 | 0 | 0 | 0 | 0 | 0 | 0 | 0 | 0 | 0 | 0 | 0 | 0 | 0 | 0 | 0 | 0 | 0 | 0 | 0 | 0 | 0 | 0 | 0 | 0 | 0
F4_Industrial_Industrial - WA_Existing_Space Heating_Natural Gas_Gas Boiler - Stack Economizer_A_Achievable Economic UCT Potential | F4 | Industrial | Industrial - WA | Existing | Space Heating | Natural Gas | Gas Boiler - Stack Economizer | A | Incremental Energy Savings (MWh or mTherms) | Achievable Economic UCT Potential | 0 | 0 | 0.091524 | 0.089174 | 0.08684 | 0.084512 | 0.082181 | 0.07197 | 0.055975 | 0.043492 | 0.03376 | 0.026183 | 0.020296 | 0.01573 | 0.012192 | 0.0094529 | 0.0073348 | 0 | 0 | 0 | 0 | 0 | 0 | 0 | 0 | 0 | 0
F5_Industrial_Industrial - WA_Existing_Space Heating_Natural Gas_Gas Boiler - Stack Economizer_A_Achievable Economic UCT Potential | F5 | Industrial | Industrial - WA | Existing | Space Heating | Natural Gas | Gas Boiler - Stack Economizer | A | Incremental Summer Peak Savings (MW) | Achievable Economic UCT Potential | 0 | 0 | 0 | 0 | 0 | 0 | 0 | 0 | 0 | 0 | 0 | 0 | 0 | 0 | 0 | 0 | 0 | 0 | 0 | 0 | 0 | 0 | 0 | 0 | 0 | 0 | 0
F6_Industrial_Industrial - WA_Existing_Space Heating_Natural Gas_Gas Boiler - Stack Economizer_A_Achievable Economic UCT Potential | F6 | Industrial | Industrial - WA | Existing | Space Heating | Natural Gas | Gas Boiler - Stack Economizer | A | Incremental Winter Peak Savings (MW) | Achievable Economic UCT Potential | 0 | 0 | 0 | 0 | 0 | 0 | 0 | 0 | 0 | 0 | 0 | 0 | 0 | 0 | 0 | 0 | 0 | 0 | 0 | 0 | 0 | 0 | 0 | 0 | 0 | 0 | 0
F7_Industrial_Industrial - WA_Existing_Space Heating_Natural Gas_Gas Boiler - Stack Economizer_A_Achievable Economic UCT Potential | F7 | Industrial | Industrial - WA | Existing | Space Heating | Natural Gas | Gas Boiler - Stack Economizer | A | Cumulative Energy Savings (MWh or mTherms) | Achievable Economic UCT Potential | 0 | 0 | 0.091524 | 0.17991 | 0.26512 | 0.34705 | 0.42558 | 0.49335 | 0.54402 | 0.58113 | 0.60751 | 0.62548 | 0.63699 | 0.64368 | 0.64673 | 0.64725 | 0.64612 | 0.63964 | 0.63399 | 0.62914 | 0.62497 | 0.62127 | 0.61864 | 0.6161 | 0.61361 | 0.61114 | 0.60869
F8_Industrial_Industrial - WA_Existing_Space Heating_Natural Gas_Gas Boiler - Stack Economizer_A_Achievable Economic UCT Potential | F8 | Industrial | Industrial - WA | Existing | Space Heating | Natural Gas | Gas Boiler - Stack Economizer | A | Cumulative Summer Peak Savings (MW) | Achievable Economic UCT Potential | 0 | 0 | 0 | 0 | 0 | 0 | 0 | 0 | 0 | 0 | 0 | 0 | 0 | 0 | 0 | 0 | 0 | 0 | 0 | 0 | 0 | 0 | 0 | 0 | 0 | 0 | 0
F9_Industrial_Industrial - WA_Existing_Space Heating_Natural Gas_Gas Boiler - Stack Economizer_A_Achievable Economic UCT Potential | F9 | Industrial | Industrial - WA | Existing | Space Heating | Natural Gas | Gas Boiler - Stack Economizer | A | Cumulative Winter Peak Savings (MW) | Achievable Economic UCT Potential | 0 | 0 | 0 | 0 | 0 | 0 | 0 | 0 | 0 | 0 | 0 | 0 | 0 | 0 | 0 | 0 | 0 | 0 | 0 | 0 | 0 | 0 | 0 | 0 | 0 | 0 | 0
F10_Industrial_Industrial - WA_Existing_Space Heating_Natural Gas_Gas Boiler - Stack Economizer_A_Achievable Economic UCT Potential | F10 | Industrial | Industrial - WA | Existing | Space Heating | Natural Gas | Gas Boiler - Stack Economizer | A | Purchases (Incremental) | Achievable Economic UCT Potential | 0 | 0 | 82.6701 | 81.2447 | 79.8439 | 78.4673 | 77.1144 | 68.2064 | 53.6243 | 42.1598 | 33.1463 | 26.0599 | 20.4885 | 16.1082 | 12.6644 | 9.9568 | 7.8281 | 0 | 0 | 0 | 0 | 0 | 0 | 0 | 0 | 0 | 0
F11_Industrial_Industrial - WA_Existing_Space Heating_Natural Gas_Gas Boiler - Stack Economizer_A_Achievable Economic UCT Potential | F11 | Industrial | Industrial - WA | Existing | Space Heating | Natural Gas | Gas Boiler - Stack Economizer | A | Purchases (Cumulative) | Achievable Economic UCT Potential | 0 | 0 | 82.6701 | 163.9148 | 243.7587 | 322.2261 | 399.3405 | 467.5469 | 521.1712 | 563.3311 | 596.4774 | 622.5373 | 643.0258 | 659.1339 | 671.7983 | 681.7551 | 689.5832 | 689.5832 | 689.5832 | 689.5832 | 689.5832 | 689.5832 | 689.5832 | 689.5832 | 689.5832 | 689.5832 | 689.5832
F1_Industrial_Industrial - WA_Existing_Space Heating_Natural Gas_Gas Boiler - Steam Trap Replacement_A_Achievable Economic UCT Potential | F1 | Industrial | Industrial - WA | Existing | Space Heating | Natural Gas | Gas Boiler - Steam Trap Replacement | A | Integrated Unit Energy Savings (kWh or therms) | Achievable Economic UCT Potential | 0 | 0 | 34911.6657 | 34821.1306 | 34730.1947 | 34638.831 | 34547.0159 | 34454.9373 | 34362.9877 | 34271.525 | 34180.8712 | 34091.3128 | 34003.1029 | 33916.4636 | 33831.589 | 33748.6485 | 33667.7888 | 33592.5106 | 33523.3104 | 33460.4618 | 33404.1785 | 33354.6687 | 33311.4786 | 33273.9062 | 33240.5139 | 33209.4594 | 33180.5185
F2_Industrial_Industrial - WA_Existing_Space Heating_Natural Gas_Gas Boiler - Steam Trap Replacement_A_Achievable Economic UCT Potential | F2 | Industrial | Industrial - WA | Existing | Space Heating | Natural Gas | Gas Boiler - Steam Trap Replacement | A | Integrated Unit Summer Peak Savings (kW) | Achievable Economic UCT Potential | 0 | 0 | 0 | 0 | 0 | 0 | 0 | 0 | 0 | 0 | 0 | 0 | 0 | 0 | 0 | 0 | 0 | 0 | 0 | 0 | 0 | 0 | 0 | 0 | 0 | 0 | 0
F3_Industrial_Industrial - WA_Existing_Space Heating_Natural Gas_Gas Boiler - Steam Trap Replacement_A_Achievable Economic UCT Potential | F3 | Industrial | Industrial - WA | Existing | Space Heating | Natural Gas | Gas Boiler - Steam Trap Replacement | A | Integrated Unit Winter Peak Savings (kW) | Achievable Economic UCT Potential | 0 | 0 | 0 | 0 | 0 | 0 | 0 | 0 | 0 | 0 | 0 | 0 | 0 | 0 | 0 | 0 | 0 | 0 | 0 | 0 | 0 | 0 | 0 | 0 | 0 | 0 | 0
F4_Industrial_Industrial - WA_Existing_Space Heating_Natural Gas_Gas Boiler - Steam Trap Replacement_A_Achievable Economic UCT Potential | F4 | Industrial | Industrial - WA | Existing | Space Heating | Natural Gas | Gas Boiler - Steam Trap Replacement | A | Incremental Energy Savings (MWh or mTherms) | Achievable Economic UCT Potential | 0 | 0 | 0.0031315 | 0.0030696 | 0.0030088 | 0.0029491 | 0.0028906 | 0.0028332 | 0 | 0 | 0 | 0 | 0 | 0 | 0 | 0 | 0 | 0 | 0 | 0 | 0 | 0 | 0 | 0 | 0 | 0 | 0
F5_Industrial_Industrial - WA_Existing_Space Heating_Natural Gas_Gas Boiler - Steam Trap Replacement_A_Achievable Economic UCT Potential | F5 | Industrial | Industrial - WA | Existing | Space Heating | Natural Gas | Gas Boiler - Steam Trap Replacement | A | Incremental Summer Peak Savings (MW) | Achievable Economic UCT Potential | 0 | 0 | 0 | 0 | 0 | 0 | 0 | 0 | 0 | 0 | 0 | 0 | 0 | 0 | 0 | 0 | 0 | 0 | 0 | 0 | 0 | 0 | 0 | 0 | 0 | 0 | 0
F6_Industrial_Industrial - WA_Existing_Space Heating_Natural Gas_Gas Boiler - Steam Trap Replacement_A_Achievable Economic UCT Potential | F6 | Industrial | Industrial - WA | Existing | Space Heating | Natural Gas | Gas Boiler - Steam Trap Replacement | A | Incremental Winter Peak Savings (MW) | Achievable Economic UCT Potential | 0 | 0 | 0 | 0 | 0 | 0 | 0 | 0 | 0 | 0 | 0 | 0 | 0 | 0 | 0 | 0 | 0 | 0 | 0 | 0 | 0 | 0 | 0 | 0 | 0 | 0 | 0
F7_Industrial_Industrial - WA_Existing_Space Heating_Natural Gas_Gas Boiler - Steam Trap Replacement_A_Achievable Economic UCT Potential | F7 | Industrial | Industrial - WA | Existing | Space Heating | Natural Gas | Gas Boiler - Steam Trap Replacement | A | Cumulative Energy Savings (MWh or mTherms) | Achievable Economic UCT Potential | 0 | 0 | 0.0031315 | 0.006193 | 0.0091856 | 0.012111 | 0.014969 | 0.017762 | 0.017715 | 0.017668 | 0.017621 | 0.017575 | 0.017529 | 0.017485 | 0.017441 | 0.017398 | 0.017356 | 0.017318 | 0.017282 | 0.01725 | 0.017221 | 0.017195 | 0.017173 | 0.017153 | 0.017136 | 0.01712 | 0.017105
F8_Industrial_Industrial - WA_Existing_Space Heating_Natural Gas_Gas Boiler - Steam Trap Replacement_A_Achievable Economic UCT Potential | F8 | Industrial | Industrial - WA | Existing | Space Heating | Natural Gas | Gas Boiler - Steam Trap Replacement | A | Cumulative Summer Peak Savings (MW) | Achievable Economic UCT Potential | 0 | 0 | 0 | 0 | 0 | 0 | 0 | 0 | 0 | 0 | 0 | 0 | 0 | 0 | 0 | 0 | 0 | 0 | 0 | 0 | 0 | 0 | 0 | 0 | 0 | 0 | 0
F9_Industrial_Industrial - WA_Existing_Space Heating_Natural Gas_Gas Boiler - Steam Trap Replacement_A_Achievable Economic UCT Potential | F9 | Industrial | Industrial - WA | Existing | Space Heating | Natural Gas | Gas Boiler - Steam Trap Replacement | A | Cumulative Winter Peak Savings (MW) | Achievable Economic UCT Potential | 0 | 0 | 0 | 0 | 0 | 0 | 0 | 0 | 0 | 0 | 0 | 0 | 0 | 0 | 0 | 0 | 0 | 0 | 0 | 0 | 0 | 0 | 0 | 0 | 0 | 0 | 0
F10_Industrial_Industrial - WA_Existing_Space Heating_Natural Gas_Gas Boiler - Steam Trap Replacement_A_Achievable Economic UCT Potential | F10 | Industrial | Industrial - WA | Existing | Space Heating | Natural Gas | Gas Boiler - Steam Trap Replacement | A | Purchases (Incremental) | Achievable Economic UCT Potential | 0 | 0 | 8.9699e-05 | 8.8152e-05 | 8.6632e-05 | 8.5139e-05 | 8.3671e-05 | 8.2228e-05 | 0 | 0 | 0 | 0 | 0 | 0 | 0 | 0 | 0 | 0 | 0 | 0 | 0 | 0 | 0 | 0 | 0 | 0 | 0
F11_Industrial_Industrial - WA_Existing_Space Heating_Natural Gas_Gas Boiler - Steam Trap Replacement_A_Achievable Economic UCT Potential | F11 | Industrial | Industrial - WA | Existing | Space Heating | Natural Gas | Gas Boiler - Steam Trap Replacement | A | Purchases (Cumulative) | Achievable Economic UCT Potential | 0 | 0 | 8.9699e-05 | 0.00017785 | 0.00026448 | 0.00034962 | 0.00043329 | 0.00051552 | 0.00051552 | 0.00051552 | 0.00051552 | 0.00051552 | 0.00051552 | 0.00051552 | 0.00051552 | 0.00051552 | 0.00051552 | 0.00051552 | 0.00051552 | 0.00051552 | 0.00051552 | 0.00051552 | 0.00051552 | 0.00051552 | 0.00051552 | 0.00051552 | 0.00051552
F1_Industrial_Industrial - WA_Existing_Process_Natural Gas_Process Boiler - Hot Water Reset_A_Achievable Economic UCT Potential | F1 | Industrial | Industrial - WA | Existing | Process | Natural Gas | Process Boiler - Hot Water Reset | A | Integrated Unit Energy Savings (kWh or therms) | Achievable Economic UCT Potential | 0 | 0 | 8443.6125 | 8443.4572 | 8443.2992 | 8443.1385 | 8442.9749 | 8442.8085 | 8442.7917 | 8442.7747 | 8442.7573 | 8442.7396 | 8442.7216 | 8442.7033 | 8442.6847 | 8442.6657 | 8442.6464 | 8442.6268 | 8442.6069 | 8442.5865 | 8442.5659 | 8442.5448 | 8442.5234 | 8442.5016 | 8442.4795 | 8442.4569 | 8442.434
F2_Industrial_Industrial - WA_Existing_Process_Natural Gas_Process Boiler - Hot Water Reset_A_Achievable Economic UCT Potential | F2 | Industrial | Industrial - WA | Existing | Process | Natural Gas | Process Boiler - Hot Water Reset | A | Integrated Unit Summer Peak Savings (kW) | Achievable Economic UCT Potential | 0 | 0 | 0 | 0 | 0 | 0 | 0 | 0 | 0 | 0 | 0 | 0 | 0 | 0 | 0 | 0 | 0 | 0 | 0 | 0 | 0 | 0 | 0 | 0 | 0 | 0 | 0
F3_Industrial_Industrial - WA_Existing_Process_Natural Gas_Process Boiler - Hot Water Reset_A_Achievable Economic UCT Potential | F3 | Industrial | Industrial - WA | Existing | Process | Natural Gas | Process Boiler - Hot Water Reset | A | Integrated Unit Winter Peak Savings (kW) | Achievable Economic UCT Potential | 0 | 0 | 0 | 0 | 0 | 0 | 0 | 0 | 0 | 0 | 0 | 0 | 0 | 0 | 0 | 0 | 0 | 0 | 0 | 0 | 0 | 0 | 0 | 0 | 0 | 0 | 0
F4_Industrial_Industrial - WA_Existing_Process_Natural Gas_Process Boiler - Hot Water Reset_A_Achievable Economic UCT Potential | F4 | Industrial | Industrial - WA | Existing | Process | Natural Gas | Process Boiler - Hot Water Reset | A | Incremental Energy Savings (MWh or mTherms) | Achievable Economic UCT Potential | 0 | 0 | 0.66546 | 0.80298 | 0.96565 | 1.1016 | 1.2348 | 1.4188 | 1.5296 | 1.5356 | 1.4222 | 1.2014 | 0.91367 | 0.59426 | 0.3391 | 0.16046 | 0.066715 | 0.023842 | 0.0073186 | 0.0015676 | 0.00025323 | 2.9872e-05 | 0 | 0 | 0 | 0 | 0
F5_Industrial_Industrial - WA_Existing_Process_Natural Gas_Process Boiler - Hot Water Reset_A_Achievable Economic UCT Potential | F5 | Industrial | Industrial - WA | Existing | Process | Natural Gas | Process Boiler - Hot Water Reset | A | Incremental Summer Peak Savings (MW) | Achievable Economic UCT Potential | 0 | 0 | 0 | 0 | 0 | 0 | 0 | 0 | 0 | 0 | 0 | 0 | 0 | 0 | 0 | 0 | 0 | 0 | 0 | 0 | 0 | 0 | 0 | 0 | 0 | 0 | 0
F6_Industrial_Industrial - WA_Existing_Process_Natural Gas_Process Boiler - Hot Water Reset_A_Achievable Economic UCT Potential | F6 | Industrial | Industrial - WA | Existing | Process | Natural Gas | Process Boiler - Hot Water Reset | A | Incremental Winter Peak Savings (MW) | Achievable Economic UCT Potential | 0 | 0 | 0 | 0 | 0 | 0 | 0 | 0 | 0 | 0 | 0 | 0 | 0 | 0 | 0 | 0 | 0 | 0 | 0 | 0 | 0 | 0 | 0 | 0 | 0 | 0 | 0
F7_Industrial_Industrial - WA_Existing_Process_Natural Gas_Process Boiler - Hot Water Reset_A_Achievable Economic UCT Potential | F7 | Industrial | Industrial - WA | Existing | Process | Natural Gas | Process Boiler - Hot Water Reset | A | Cumulative Energy Savings (MWh or mTherms) | Achievable Economic UCT Potential | 0 | 0 | 0.66546 | 1.4684 | 2.434 | 3.5356 | 4.7704 | 6.1891 | 7.7186 | 9.2542 | 10.6764 | 11.8778 | 12.7914 | 13.3857 | 13.7247 | 13.8852 | 13.9518 | 13.9756 | 13.9829 | 13.9845 | 13.9847 | 13.9847 | 13.9846 | 13.9846 | 13.9846 | 13.9845 | 13.9845
F8_Industrial_Industrial - WA_Existing_Process_Natural Gas_Process Boiler - Hot Water Reset_A_Achievable Economic UCT Potential | F8 | Industrial | Industrial - WA | Existing | Process | Natural Gas | Process Boiler - Hot Water Reset | A | Cumulative Summer Peak Savings (MW) | Achievable Economic UCT Potential | 0 | 0 | 0 | 0 | 0 | 0 | 0 | 0 | 0 | 0 | 0 | 0 | 0 | 0 | 0 | 0 | 0 | 0 | 0 | 0 | 0 | 0 | 0 | 0 | 0 | 0 | 0
F9_Industrial_Industrial - WA_Existing_Process_Natural Gas_Process Boiler - Hot Water Reset_A_Achievable Economic UCT Potential | F9 | Industrial | Industrial - WA | Existing | Process | Natural Gas | Process Boiler - Hot Water Reset | A | Cumulative Winter Peak Savings (MW) | Achievable Economic UCT Potential | 0 | 0 | 0 | 0 | 0 | 0 | 0 | 0 | 0 | 0 | 0 | 0 | 0 | 0 | 0 | 0 | 0 | 0 | 0 | 0 | 0 | 0 | 0 | 0 | 0 | 0 | 0
F10_Industrial_Industrial - WA_Existing_Process_Natural Gas_Process Boiler - Hot Water Reset_A_Achievable Economic UCT Potential | F10 | Industrial | Industrial - WA | Existing | Process | Natural Gas | Process Boiler - Hot Water Reset | A | Purchases (Incremental) | Achievable Economic UCT Potential | 0 | 0 | 0.078812 | 0.0951 | 0.11437 | 0.13047 | 0.14626 | 0.16804 | 0.18117 | 0.18189 | 0.16845 | 0.1423 | 0.10822 | 0.070387 | 0.040165 | 0.019005 | 0.0079021 | 0.002824 | 0.00086687 | 0.00018568 | 2.9994e-05 | 3.5383e-06 | 0 | 0 | 0 | 0 | 0
F11_Industrial_Industrial - WA_Existing_Process_Natural Gas_Process Boiler - Hot Water Reset_A_Achievable Economic UCT Potential | F11 | Industrial | Industrial - WA | Existing | Process | Natural Gas | Process Boiler - Hot Water Reset | A | Purchases (Cumulative) | Achievable Economic UCT Potential | 0 | 0 | 0.078812 | 0.17391 | 0.28828 | 0.41876 | 0.56501 | 0.73306 | 0.91423 | 1.0961 | 1.2646 | 1.4069 | 1.5151 | 1.5855 | 1.6256 | 1.6446 | 1.6525 | 1.6554 | 1.6562 | 1.6564 | 1.6564 | 1.6565 | 1.6565 | 1.6565 | 1.6565 | 1.6565 | 1.6565
F1_Industrial_Industrial - WA_Existing_Process_Natural Gas_Process Boiler - Burner Control Optimization_A_Achievable Economic UCT Potential | F1 | Industrial | Industrial - WA | Existing | Process | Natural Gas | Process Boiler - Burner Control Optimization | A | Integrated Unit Energy Savings (kWh or therms) | Achievable Economic UCT Potential | 0 | 0 | 2.2942 | 2.2927 | 2.2909 | 2.2889 | 2.2867 | 2.2843 | 2.2817 | 2.279 | 2.2764 | 2.274 | 2.2718 | 2.27 | 2.2684 | 2.2671 | 2.2658 | 2.2653 | 2.2647 | 2.2642 | 2.2636 | 2.2631 | 2.2625 | 2.2619 | 2.2613 | 2.2607 | 2.2601
F2_Industrial_Industrial - WA_Existing_Process_Natural Gas_Process Boiler - Burner Control Optimization_A_Achievable Economic UCT Potential | F2 | Industrial | Industrial - WA | Existing | Process | Natural Gas | Process Boiler - Burner Control Optimization | A | Integrated Unit Summer Peak Savings (kW) | Achievable Economic UCT Potential | 0 | 0 | 0 | 0 | 0 | 0 | 0 | 0 | 0 | 0 | 0 | 0 | 0 | 0 | 0 | 0 | 0 | 0 | 0 | 0 | 0 | 0 | 0 | 0 | 0 | 0 | 0
F3_Industrial_Industrial - WA_Existing_Process_Natural Gas_Process Boiler - Burner Control Optimization_A_Achievable Economic UCT Potential | F3 | Industrial | Industrial - WA | Existing | Process | Natural Gas | Process Boiler - Burner Control Optimization | A | Integrated Unit Winter Peak Savings (kW) | Achievable Economic UCT Potential | 0 | 0 | 0 | 0 | 0 | 0 | 0 | 0 | 0 | 0 | 0 | 0 | 0 | 0 | 0 | 0 | 0 | 0 | 0 | 0 | 0 | 0 | 0 | 0 | 0 | 0 | 0
F4_Industrial_Industrial - WA_Existing_Process_Natural Gas_Process Boiler - Burner Control Optimization_A_Achievable Economic UCT Potential | F4 | Industrial | Industrial - WA | Existing | Process | Natural Gas | Process Boiler - Burner Control Optimization | A | Incremental Energy Savings (MWh or mTherms) | Achievable Economic UCT Potential | 0 | 0 | 0.03722 | 0.057457 | 0.11285 | 0.19391 | 0.29615 | 0.40703 | 0.50853 | 0.58237 | 0.61565 | 0.60439 | 0.55384 | 0.47588 | 0.38488 | 0.29401 | 0.21278 | 0.14635 | 0.095858 | 0.059935 | 0 | 0 | 0 | 0 | 0 | 0 | 0
F5_Industrial_Industrial - WA_Existing_Process_Natural Gas_Process Boiler - Burner Control Optimization_A_Achievable Economic UCT Potential | F5 | Industrial | Industrial - WA | Existing | Process | Natural Gas | Process Boiler - Burner Control Optimization | A | Incremental Summer Peak Savings (MW) | Achievable Economic UCT Potential | 0 | 0 | 0 | 0 | 0 | 0 | 0 | 0 | 0 | 0 | 0 | 0 | 0 | 0 | 0 | 0 | 0 | 0 | 0 | 0 | 0 | 0 | 0 | 0 | 0 | 0 | 0
F6_Industrial_Industrial - WA_Existing_Process_Natural Gas_Process Boiler - Burner Control Optimization_A_Achievable Economic UCT Potential | F6 | Industrial | Industrial - WA | Existing | Process | Natural Gas | Process Boiler - Burner Control Optimization | A | Incremental Winter Peak Savings (MW) | Achievable Economic UCT Potential | 0 | 0 | 0 | 0 | 0 | 0 | 0 | 0 | 0 | 0 | 0 | 0 | 0 | 0 | 0 | 0 | 0 | 0 | 0 | 0 | 0 | 0 | 0 | 0 | 0 | 0 | 0
F7_Industrial_Industrial - WA_Existing_Process_Natural Gas_Process Boiler - Burner Control Optimization_A_Achievable Economic UCT Potential | F7 | Industrial | Industrial - WA | Existing | Process | Natural Gas | Process Boiler - Burner Control Optimization | A | Cumulative Energy Savings (MWh or mTherms) | Achievable Economic UCT Potential | 0 | 0 | 0.03722 | 0.094651 | 0.20742 | 0.40115 | 0.69692 | 1.1032 | 1.6105 | 2.191 | 2.8041 | 3.4055 | 3.9561 | 4.4288 | 4.8107 | 5.1018 | 5.3117 | 5.4567 | 5.5513 | 5.6099 | 5.6085 | 5.6071 | 5.6057 | 5.6043 | 5.6028 | 5.6013 | 5.5998
F8_Industrial_Industrial - WA_Existing_Process_Natural Gas_Process Boiler - Burner Control Optimization_A_Achievable Economic UCT Potential | F8 | Industrial | Industrial - WA | Existing | Process | Natural Gas | Process Boiler - Burner Control Optimization | A | Cumulative Summer Peak Savings (MW) | Achievable Economic UCT Potential | 0 | 0 | 0 | 0 | 0 | 0 | 0 | 0 | 0 | 0 | 0 | 0 | 0 | 0 | 0 | 0 | 0 | 0 | 0 | 0 | 0 | 0 | 0 | 0 | 0 | 0 | 0
F9_Industrial_Industrial - WA_Existing_Process_Natural Gas_Process Boiler - Burner Control Optimization_A_Achievable Economic UCT Potential | F9 | Industrial | Industrial - WA | Existing | Process | Natural Gas | Process Boiler - Burner Control Optimization | A | Cumulative Winter Peak Savings (MW) | Achievable Economic UCT Potential | 0 | 0 | 0 | 0 | 0 | 0 | 0 | 0 | 0 | 0 | 0 | 0 | 0 | 0 | 0 | 0 | 0 | 0 | 0 | 0 | 0 | 0 | 0 | 0 | 0 | 0 | 0
F10_Industrial_Industrial - WA_Existing_Process_Natural Gas_Process Boiler - Burner Control Optimization_A_Achievable Economic UCT Potential | F10 | Industrial | Industrial - WA | Existing | Process | Natural Gas | Process Boiler - Burner Control Optimization | A | Purchases (Incremental) | Achievable Economic UCT Potential | 0 | 0 | 16.223 | 25.0614 | 49.2586 | 84.7163 | 129.5088 | 178.1862 | 222.8724 | 255.5348 | 270.4466 | 265.7838 | 243.7879 | 209.6365 | 169.6653 | 129.6867 | 93.911 | 64.6043 | 42.327 | 26.4709 | 0 | 0 | 0 | 0 | 0 | 0 | 0
F11_Industrial_Industrial - WA_Existing_Process_Natural Gas_Process Boiler - Burner Control Optimization_A_Achievable Economic UCT Potential | F11 | Industrial | Industrial - WA | Existing | Process | Natural Gas | Process Boiler - Burner Control Optimization | A | Purchases (Cumulative) | Achievable Economic UCT Potential | 0 | 0 | 16.223 | 41.2844 | 90.543 | 175.2593 | 304.7681 | 482.9543 | 705.8268 | 961.3615 | 1231.8082 | 1497.5919 | 1741.3798 | 1951.0164 | 2120.6816 | 2250.3683 | 2344.2794 | 2408.8837 | 2451.2106 | 2477.6816 | 2477.6816 | 2477.6816 | 2477.6816 | 2477.6816 | 2477.6816 | 2477.6816 | 2477.6816
F1_Industrial_Industrial - WA_Existing_Process_Natural Gas_Process Boiler - Insulate Hot Water Lines_A_Achievable Economic UCT Potential | F1 | Industrial | Industrial - WA | Existing | Process | Natural Gas | Process Boiler - Insulate Hot Water Lines | A | Integrated Unit Energy Savings (kWh or therms) | Achievable Economic UCT Potential | 0 | 0 | 35.7013 | 35.6758 | 35.6461 | 35.6121 | 35.5731 | 35.5281 | 35.4787 | 35.4265 | 35.3742 | 35.3245 | 35.2797 | 35.2411 | 35.2081 | 35.1796 | 35.1538 | 35.1404 | 35.1281 | 35.1164 | 35.1058 | 35.0951 | 35.0841 | 35.0729 | 35.0616 | 35.05 | 35.0383
F2_Industrial_Industrial - WA_Existing_Process_Natural Gas_Process Boiler - Insulate Hot Water Lines_A_Achievable Economic UCT Potential | F2 | Industrial | Industrial - WA | Existing | Process | Natural Gas | Process Boiler - Insulate Hot Water Lines | A | Integrated Unit Summer Peak Savings (kW) | Achievable Economic UCT Potential | 0 | 0 | 0 | 0 | 0 | 0 | 0 | 0 | 0 | 0 | 0 | 0 | 0 | 0 | 0 | 0 | 0 | 0 | 0 | 0 | 0 | 0 | 0 | 0 | 0 | 0 | 0
F3_Industrial_Industrial - WA_Existing_Process_Natural Gas_Process Boiler - Insulate Hot Water Lines_A_Achievable Economic UCT Potential | F3 | Industrial | Industrial - WA | Existing | Process | Natural Gas | Process Boiler - Insulate Hot Water Lines | A | Integrated Unit Winter Peak Savings (kW) | Achievable Economic UCT Potential | 0 | 0 | 0 | 0 | 0 | 0 | 0 | 0 | 0 | 0 | 0 | 0 | 0 | 0 | 0 | 0 | 0 | 0 | 0 | 0 | 0 | 0 | 0 | 0 | 0 | 0 | 0
F4_Industrial_Industrial - WA_Existing_Process_Natural Gas_Process Boiler - Insulate Hot Water Lines_A_Achievable Economic UCT Potential | F4 | Industrial | Industrial - WA | Existing | Process | Natural Gas | Process Boiler - Insulate Hot Water Lines | A | Incremental Energy Savings (MWh or mTherms) | Achievable Economic UCT Potential | 0 | 0 | 0.46558 | 0.45722 | 0.44897 | 0.4408 | 0.43273 | 0.42473 | 0.41683 | 0.40904 | 0.40139 | 0.39392 | 0.38664 | 0 | 0 | 0 | 0 | 0 | 0 | 0 | 0 | 0 | 0 | 0 | 0 | 0 | 0
F5_Industrial_Industrial - WA_Existing_Process_Natural Gas_Process Boiler - Insulate Hot Water Lines_A_Achievable Economic UCT Potential | F5 | Industrial | Industrial - WA | Existing | Process | Natural Gas | Process Boiler - Insulate Hot Water Lines | A | Incremental Summer Peak Savings (MW) | Achievable Economic UCT Potential | 0 | 0 | 0 | 0 | 0 | 0 | 0 | 0 | 0 | 0 | 0 | 0 | 0 | 0 | 0 | 0 | 0 | 0 | 0 | 0 | 0 | 0 | 0 | 0 | 0 | 0 | 0
F6_Industrial_Industrial - WA_Existing_Process_Natural Gas_Process Boiler - Insulate Hot Water Lines_A_Achievable Economic UCT Potential | F6 | Industrial | Industrial - WA | Existing | Process | Natural Gas | Process Boiler - Insulate Hot Water Lines | A | Incremental Winter Peak Savings (MW) | Achievable Economic UCT Potential | 0 | 0 | 0 | 0 | 0 | 0 | 0 | 0 | 0 | 0 | 0 | 0 | 0 | 0 | 0 | 0 | 0 | 0 | 0 | 0 | 0 | 0 | 0 | 0 | 0 | 0 | 0
F7_Industrial_Industrial - WA_Existing_Process_Natural Gas_Process Boiler - Insulate Hot Water Lines_A_Achievable Economic UCT Potential | F7 | Industrial | Industrial - WA | Existing | Process | Natural Gas | Process Boiler - Insulate Hot Water Lines | A | Cumulative Energy Savings (MWh or mTherms) | Achievable Economic UCT Potential | 0 | 0 | 0.46558 | 0.92247 | 1.3707 | 1.8102 | 2.2409 | 2.6628 | 3.0759 | 3.4804 | 3.8767 | 4.2652 | 4.6464 | 4.6413 | 4.637 | 4.6332 | 4.6298 | 4.6281 | 4.6264 | 4.6249 | 4.6235 | 4.6221 | 4.6206 | 4.6192 | 4.6177 | 4.6162 | 4.6146
F8_Industrial_Industrial - WA_Existing_Process_Natural Gas_Process Boiler - Insulate Hot Water Lines_A_Achievable Economic UCT Potential | F8 | Industrial | Industrial - WA | Existing | Process | Natural Gas | Process Boiler - Insulate Hot Water Lines | A | Cumulative Summer Peak Savings (MW) | Achievable Economic UCT Potential | 0 | 0 | 0 | 0 | 0 | 0 | 0 | 0 | 0 | 0 | 0 | 0 | 0 | 0 | 0 | 0 | 0 | 0 | 0 | 0 | 0 | 0 | 0 | 0 | 0 | 0 | 0
F9_Industrial_Industrial - WA_Existing_Process_Natural Gas_Process Boiler - Insulate Hot Water Lines_A_Achievable Economic UCT Potential | F9 | Industrial | Industrial - WA | Existing | Process | Natural Gas | Process Boiler - Insulate Hot Water Lines | A | Cumulative Winter Peak Savings (MW) | Achievable Economic UCT Potential | 0 | 0 | 0 | 0 | 0 | 0 | 0 | 0 | 0 | 0 | 0 | 0 | 0 | 0 | 0 | 0 | 0 | 0 | 0 | 0 | 0 | 0 | 0 | 0 | 0 | 0 | 0
F10_Industrial_Industrial - WA_Existing_Process_Natural Gas_Process Boiler - Insulate Hot Water Lines_A_Achievable Economic UCT Potential | F10 | Industrial | Industrial - WA | Existing | Process | Natural Gas | Process Boiler - Insulate Hot Water Lines | A | Purchases (Incremental) | Achievable Economic UCT Potential | 0 | 0 | 13.0409 | 12.8161 | 12.5951 | 12.3779 | 12.1645 | 11.9548 | 11.7487 | 11.5461 | 11.347 | 11.1514 | 10.9591 | 0 | 0 | 0 | 0 | 0 | 0 | 0 | 0 | 0 | 0 | 0 | 0 | 0 | 0
F11_Industrial_Industrial - WA_Existing_Process_Natural Gas_Process Boiler - Insulate Hot Water Lines_A_Achievable Economic UCT Potential | F11 | Industrial | Industrial - WA | Existing | Process | Natural Gas | Process Boiler - Insulate Hot Water Lines | A | Purchases (Cumulative) | Achievable Economic UCT Potential | 0 | 0 | 13.0409 | 25.857 | 38.4521 | 50.83 | 62.9945 | 74.9493 | 86.698 | 98.2441 | 109.5912 | 120.7426 | 131.7017 | 131.7017 | 131.7017 | 131.7017 | 131.7017 | 131.7017 | 131.7017 | 131.7017 | 131.7017 | 131.7017 | 131.7017 | 131.7017 | 131.7017 | 131.7017 | 131.7017
F1_Industrial_Industrial - WA_Existing_Process_Natural Gas_Process Boiler - Insulate Steam Lines/Condensate Tank_A_Achievable Economic UCT Potential | F1 | Industrial | Industrial - WA | Existing | Process | Natural Gas | Process Boiler - Insulate Steam Lines/Condensate Tank | A | Integrated Unit Energy Savings (kWh or therms) | Achievable Economic UCT Potential | 0 | 0 | 53.3464 | 53.3261 | 53.3013 | 53.2722 | 53.2389 | 53.1998 | 53.1574 | 53.1135 | 53.0711 | 53.0333 | 53.0023 | 52.9792 | 52.9628 | 52.9511 | 52.9419 | 52.9338 | 52.926 | 52.9183 | 52.9105 | 52.9026 | 52.8945 | 52.8863 | 52.8779 | 52.8694 | 52.8608
F2_Industrial_Industrial - WA_Existing_Process_Natural Gas_Process Boiler - Insulate Steam Lines/Condensate Tank_A_Achievable Economic UCT Potential | F2 | Industrial | Industrial - WA | Existing | Process | Natural Gas | Process Boiler - Insulate Steam Lines/Condensate Tank | A | Integrated Unit Summer Peak Savings (kW) | Achievable Economic UCT Potential | 0 | 0 | 0 | 0 | 0 | 0 | 0 | 0 | 0 | 0 | 0 | 0 | 0 | 0 | 0 | 0 | 0 | 0 | 0 | 0 | 0 | 0 | 0 | 0 | 0 | 0 | 0
F3_Industrial_Industrial - WA_Existing_Process_Natural Gas_Process Boiler - Insulate Steam Lines/Condensate Tank_A_Achievable Economic UCT Potential | F3 | Industrial | Industrial - WA | Existing | Process | Natural Gas | Process Boiler - Insulate Steam Lines/Condensate Tank | A | Integrated Unit Winter Peak Savings (kW) | Achievable Economic UCT Potential | 0 | 0 | 0 | 0 | 0 | 0 | 0 | 0 | 0 | 0 | 0 | 0 | 0 | 0 | 0 | 0 | 0 | 0 | 0 | 0 | 0 | 0 | 0 | 0 | 0 | 0 | 0
F4_Industrial_Industrial - WA_Existing_Process_Natural Gas_Process Boiler - Insulate Steam Lines/Condensate Tank_A_Achievable Economic UCT Potential | F4 | Industrial | Industrial - WA | Existing | Process | Natural Gas | Process Boiler - Insulate Steam Lines/Condensate Tank | A | Incremental Energy Savings (MWh or mTherms) | Achievable Economic UCT Potential | 0 | 0 | 0.69569 | 0.68343 | 0.67133 | 0.6594 | 0.64763 | 0.63599 | 0.62453 | 0.61325 | 0.6022 | 0.5914 | 0.58086 | 0.5706 | 0.56058 | 0.5508 | 0.54121 | 0 | 0 | 0 | 0 | 0 | 0 | 0 | 0 | 0 | 0
F5_Industrial_Industrial - WA_Existing_Process_Natural Gas_Process Boiler - Insulate Steam Lines/Condensate Tank_A_Achievable Economic UCT Potential | F5 | Industrial | Industrial - WA | Existing | Process | Natural Gas | Process Boiler - Insulate Steam Lines/Condensate Tank | A | Incremental Summer Peak Savings (MW) | Achievable Economic UCT Potential | 0 | 0 | 0 | 0 | 0 | 0 | 0 | 0 | 0 | 0 | 0 | 0 | 0 | 0 | 0 | 0 | 0 | 0 | 0 | 0 | 0 | 0 | 0 | 0 | 0 | 0 | 0
F6_Industrial_Industrial - WA_Existing_Process_Natural Gas_Process Boiler - Insulate Steam Lines/Condensate Tank_A_Achievable Economic UCT Potential | F6 | Industrial | Industrial - WA | Existing | Process | Natural Gas | Process Boiler - Insulate Steam Lines/Condensate Tank | A | Incremental Winter Peak Savings (MW) | Achievable Economic UCT Potential | 0 | 0 | 0 | 0 | 0 | 0 | 0 | 0 | 0 | 0 | 0 | 0 | 0 | 0 | 0 | 0 | 0 | 0 | 0 | 0 | 0 | 0 | 0 | 0 | 0 | 0 | 0
F7_Industrial_Industrial - WA_Existing_Process_Natural Gas_Process Boiler - Insulate Steam Lines/Condensate Tank_A_Achievable Economic UCT Potential | F7 | Industrial | Industrial - WA | Existing | Process | Natural Gas | Process Boiler - Insulate Steam Lines/Condensate Tank | A | Cumulative Energy Savings (MWh or mTherms) | Achievable Economic UCT Potential | 0 | 0 | 0.69569 | 1.3789 | 2.0495 | 2.7078 | 3.3538 | 3.9873 | 4.6086 | 5.2181 | 5.8161 | 6.4034 | 6.9805 | 7.548 | 8.1063 | 8.6553 | 9.195 | 9.1936 | 9.1922 | 9.1909 | 9.1896 | 9.1882 | 9.1868 | 9.1853 | 9.1839 | 9.1824 | 9.1809
F8_Industrial_Industrial - WA_Existing_Process_Natural Gas_Process Boiler - Insulate Steam Lines/Condensate Tank_A_Achievable Economic UCT Potential | F8 | Industrial | Industrial - WA | Existing | Process | Natural Gas | Process Boiler - Insulate Steam Lines/Condensate Tank | A | Cumulative Summer Peak Savings (MW) | Achievable Economic UCT Potential | 0 | 0 | 0 | 0 | 0 | 0 | 0 | 0 | 0 | 0 | 0 | 0 | 0 | 0 | 0 | 0 | 0 | 0 | 0 | 0 | 0 | 0 | 0 | 0 | 0 | 0 | 0
F9_Industrial_Industrial - WA_Existing_Process_Natural Gas_Process Boiler - Insulate Steam Lines/Condensate Tank_A_Achievable Economic UCT Potential | F9 | Industrial | Industrial - WA | Existing | Process | Natural Gas | Process Boiler - Insulate Steam Lines/Condensate Tank | A | Cumulative Winter Peak Savings (MW) | Achievable Economic UCT Potential | 0 | 0 | 0 | 0 | 0 | 0 | 0 | 0 | 0 | 0 | 0 | 0 | 0 | 0 | 0 | 0 | 0 | 0 | 0 | 0 | 0 | 0 | 0 | 0 | 0 | 0 | 0
F10_Industrial_Industrial - WA_Existing_Process_Natural Gas_Process Boiler - Insulate Steam Lines/Condensate Tank_A_Achievable Economic UCT Potential | F10 | Industrial | Industrial - WA | Existing | Process | Natural Gas | Process Boiler - Insulate Steam Lines/Condensate Tank | A | Purchases (Incremental) | Achievable Economic UCT Potential | 0 | 0 | 13.0409 | 12.8161 | 12.5951 | 12.3779 | 12.1645 | 11.9548 | 11.7487 | 11.5461 | 11.347 | 11.1514 | 10.9591 | 10.7702 | 10.5845 | 10.402 | 10.2227 | 0 | 0 | 0 | 0 | 0 | 0 | 0 | 0 | 0 | 0
F11_Industrial_Industrial - WA_Existing_Process_Natural Gas_Process Boiler - Insulate Steam Lines/Condensate Tank_A_Achievable Economic UCT Potential | F11 | Industrial | Industrial - WA | Existing | Process | Natural Gas | Process Boiler - Insulate Steam Lines/Condensate Tank | A | Purchases (Cumulative) | Achievable Economic UCT Potential | 0 | 0 | 13.0409 | 25.857 | 38.4521 | 50.83 | 62.9945 | 74.9493 | 86.698 | 98.2441 | 109.5912 | 120.7426 | 131.7017 | 142.4719 | 153.0564 | 163.4584 | 173.6811 | 173.6811 | 173.6811 | 173.6811 | 173.6811 | 173.6811 | 173.6811 | 173.6811 | 173.6811 | 173.6811 | 173.6811
F1_Industrial_Industrial - WA_Existing_Process_Natural Gas_Process Boiler - Stack Economizer_A_Achievable Economic UCT Potential | F1 | Industrial | Industrial - WA | Existing | Process | Natural Gas | Process Boiler - Stack Economizer | A | Integrated Unit Energy Savings (kWh or therms) | Achievable Economic UCT Potential | 0 | 0 | 7.5918 | 7.5839 | 7.5753 | 7.5664 | 7.5565 | 7.5452 | 7.5329 | 7.5201 | 7.5072 | 7.4948 | 7.4834 | 7.4748 | 7.4675 | 7.461 | 7.4552 | 7.4519 | 7.4489 | 7.446 | 7.4433 | 7.4406 | 7.4378 | 7.435 | 7.4322 | 7.4293 | 7.4263
F2_Industrial_Industrial - WA_Existing_Process_Natural Gas_Process Boiler - Stack Economizer_A_Achievable Economic UCT Potential | F2 | Industrial | Industrial - WA | Existing | Process | Natural Gas | Process Boiler - Stack Economizer | A | Integrated Unit Summer Peak Savings (kW) | Achievable Economic UCT Potential | 0 | 0 | 0 | 0 | 0 | 0 | 0 | 0 | 0 | 0 | 0 | 0 | 0 | 0 | 0 | 0 | 0 | 0 | 0 | 0 | 0 | 0 | 0 | 0 | 0 | 0 | 0
F3_Industrial_Industrial - WA_Existing_Process_Natural Gas_Process Boiler - Stack Economizer_A_Achievable Economic UCT Potential | F3 | Industrial | Industrial - WA | Existing | Process | Natural Gas | Process Boiler - Stack Economizer | A | Integrated Unit Winter Peak Savings (kW) | Achievable Economic UCT Potential | 0 | 0 | 0 | 0 | 0 | 0 | 0 | 0 | 0 | 0 | 0 | 0 | 0 | 0 | 0 | 0 | 0 | 0 | 0 | 0 | 0 | 0 | 0 | 0 | 0 | 0 | 0
F4_Industrial_Industrial - WA_Existing_Process_Natural Gas_Process Boiler - Stack Economizer_A_Achievable Economic UCT Potential | F4 | Industrial | Industrial - WA | Existing | Process | Natural Gas | Process Boiler - Stack Economizer | A | Incremental Energy Savings (MWh or mTherms) | Achievable Economic UCT Potential | 0 | 0 | 1.2175 | 1.1953 | 1.1734 | 1.1518 | 1.1304 | 0.99834 | 0.78363 | 0.61504 | 0.48272 | 0.37889 | 0.29744 | 0.23358 | 0.18346 | 0.14411 | 0.11321 | 0 | 0 | 0 | 0 | 0 | 0 | 0 | 0 | 0 | 0
F5_Industrial_Industrial - WA_Existing_Process_Natural Gas_Process Boiler - Stack Economizer_A_Achievable Economic UCT Potential | F5 | Industrial | Industrial - WA | Existing | Process | Natural Gas | Process Boiler - Stack Economizer | A | Incremental Summer Peak Savings (MW) | Achievable Economic UCT Potential | 0 | 0 | 0 | 0 | 0 | 0 | 0 | 0 | 0 | 0 | 0 | 0 | 0 | 0 | 0 | 0 | 0 | 0 | 0 | 0 | 0 | 0 | 0 | 0 | 0 | 0 | 0
F6_Industrial_Industrial - WA_Existing_Process_Natural Gas_Process Boiler - Stack Economizer_A_Achievable Economic UCT Potential | F6 | Industrial | Industrial - WA | Existing | Process | Natural Gas | Process Boiler - Stack Economizer | A | Incremental Winter Peak Savings (MW) | Achievable Economic UCT Potential | 0 | 0 | 0 | 0 | 0 | 0 | 0 | 0 | 0 | 0 | 0 | 0 | 0 | 0 | 0 | 0 | 0 | 0 | 0 | 0 | 0 | 0 | 0 | 0 | 0 | 0 | 0
F7_Industrial_Industrial - WA_Existing_Process_Natural Gas_Process Boiler - Stack Economizer_A_Achievable Economic UCT Potential | F7 | Industrial | Industrial - WA | Existing | Process | Natural Gas | Process Boiler - Stack Economizer | A | Cumulative Energy Savings (MWh or mTherms) | Achievable Economic UCT Potential | 0 | 0 | 1.2175 | 2.4115 | 3.5822 | 4.7297 | 5.8539 | 6.8435 | 7.616 | 8.2181 | 8.6867 | 9.0512 | 9.3349 | 9.5578 | 9.7319 | 9.8676 | 9.973 | 9.9687 | 9.9646 | 9.9608 | 9.9572 | 9.9536 | 9.9499 | 9.9461 | 9.9423 | 9.9384 | 9.9344
F8_Industrial_Industrial - WA_Existing_Process_Natural Gas_Process Boiler - Stack Economizer_A_Achievable Economic UCT Potential | F8 | Industrial | Industrial - WA | Existing | Process | Natural Gas | Process Boiler - Stack Economizer | A | Cumulative Summer Peak Savings (MW) | Achievable Economic UCT Potential | 0 | 0 | 0 | 0 | 0 | 0 | 0 | 0 | 0 | 0 | 0 | 0 | 0 | 0 | 0 | 0 | 0 | 0 | 0 | 0 | 0 | 0 | 0 | 0 | 0 | 0 | 0
F9_Industrial_Industrial - WA_Existing_Process_Natural Gas_Process Boiler - Stack Economizer_A_Achievable Economic UCT Potential | F9 | Industrial | Industrial - WA | Existing | Process | Natural Gas | Process Boiler - Stack Economizer | A | Cumulative Winter Peak Savings (MW) | Achievable Economic UCT Potential | 0 | 0 | 0 | 0 | 0 | 0 | 0 | 0 | 0 | 0 | 0 | 0 | 0 | 0 | 0 | 0 | 0 | 0 | 0 | 0 | 0 | 0 | 0 | 0 | 0 | 0 | 0
F10_Industrial_Industrial - WA_Existing_Process_Natural Gas_Process Boiler - Stack Economizer_A_Achievable Economic UCT Potential | F10 | Industrial | Industrial - WA | Existing | Process | Natural Gas | Process Boiler - Stack Economizer | A | Purchases (Incremental) | Achievable Economic UCT Potential | 0 | 0 | 160.3732 | 157.6081 | 154.8907 | 152.2202 | 149.5957 | 132.3148 | 104.0268 | 81.7866 | 64.3012 | 50.5541 | 39.7459 | 31.2485 | 24.5678 | 19.3154 | 15.1859 | 0 | 0 | 0 | 0 | 0 | 0 | 0 | 0 | 0 | 0
F11_Industrial_Industrial - WA_Existing_Process_Natural Gas_Process Boiler - Stack Economizer_A_Achievable Economic UCT Potential | F11 | Industrial | Industrial - WA | Existing | Process | Natural Gas | Process Boiler - Stack Economizer | A | Purchases (Cumulative) | Achievable Economic UCT Potential | 0 | 0 | 160.3732 | 317.9813 | 472.8721 | 625.0923 | 774.688 | 907.0028 | 1011.0297 | 1092.8163 | 1157.1175 | 1207.6716 | 1247.4175 | 1278.666 | 1303.2338 | 1322.5492 | 1337.7351 | 1337.7351 | 1337.7351 | 1337.7351 | 1337.7351 | 1337.7351 | 1337.7351 | 1337.7351 | 1337.7351 | 1337.7351 | 1337.7351
F1_Industrial_Industrial - WA_Existing_Process_Natural Gas_Process Boiler - Steam Trap Replacement_A_Achievable Economic UCT Potential | F1 | Industrial | Industrial - WA | Existing | Process | Natural Gas | Process Boiler - Steam Trap Replacement | A | Integrated Unit Energy Savings (kWh or therms) | Achievable Economic UCT Potential | 0 | 0 | 238288.3345 | 238288.3345 | 238288.3345 | 238288.3345 | 238288.3345 | 238288.3345 | 238288.3345 | 238288.3345 | 238288.3345 | 238288.3345 | 238288.3345 | 238288.3345 | 238288.3345 | 238288.3345 | 238288.3345 | 238288.3345 | 238288.3345 | 238288.3345 | 238288.3345 | 238288.3345 | 238288.3345 | 238288.3345 | 238288.3345 | 238288.3345 | 238288.3345
F2_Industrial_Industrial - WA_Existing_Process_Natural Gas_Process Boiler - Steam Trap Replacement_A_Achievable Economic UCT Potential | F2 | Industrial | Industrial - WA | Existing | Process | Natural Gas | Process Boiler - Steam Trap Replacement | A | Integrated Unit Summer Peak Savings (kW) | Achievable Economic UCT Potential | 0 | 0 | 0 | 0 | 0 | 0 | 0 | 0 | 0 | 0 | 0 | 0 | 0 | 0 | 0 | 0 | 0 | 0 | 0 | 0 | 0 | 0 | 0 | 0 | 0 | 0 | 0
F3_Industrial_Industrial - WA_Existing_Process_Natural Gas_Process Boiler - Steam Trap Replacement_A_Achievable Economic UCT Potential | F3 | Industrial | Industrial - WA | Existing | Process | Natural Gas | Process Boiler - Steam Trap Replacement | A | Integrated Unit Winter Peak Savings (kW) | Achievable Economic UCT Potential | 0 | 0 | 0 | 0 | 0 | 0 | 0 | 0 | 0 | 0 | 0 | 0 | 0 | 0 | 0 | 0 | 0 | 0 | 0 | 0 | 0 | 0 | 0 | 0 | 0 | 0 | 0
F4_Industrial_Industrial - WA_Existing_Process_Natural Gas_Process Boiler - Steam Trap Replacement_A_Achievable Economic UCT Potential | F4 | Industrial | Industrial - WA | Existing | Process | Natural Gas | Process Boiler - Steam Trap Replacement | A | Incremental Energy Savings (MWh or mTherms) | Achievable Economic UCT Potential | 0 | 0 | 0.041464 | 0.040749 | 0.040047 | 0.039356 | 0.038678 | 0.038011 | 0 | 0 | 0 | 0 | 0 | 0 | 0 | 0 | 0 | 0 | 0 | 0 | 0 | 0 | 0 | 0 | 0 | 0 | 0
F5_Industrial_Industrial - WA_Existing_Process_Natural Gas_Process Boiler - Steam Trap Replacement_A_Achievable Economic UCT Potential | F5 | Industrial | Industrial - WA | Existing | Process | Natural Gas | Process Boiler - Steam Trap Replacement | A | Incremental Summer Peak Savings (MW) | Achievable Economic UCT Potential | 0 | 0 | 0 | 0 | 0 | 0 | 0 | 0 | 0 | 0 | 0 | 0 | 0 | 0 | 0 | 0 | 0 | 0 | 0 | 0 | 0 | 0 | 0 | 0 | 0 | 0 | 0
F6_Industrial_Industrial - WA_Existing_Process_Natural Gas_Process Boiler - Steam Trap Replacement_A_Achievable Economic UCT Potential | F6 | Industrial | Industrial - WA | Existing | Process | Natural Gas | Process Boiler - Steam Trap Replacement | A | Incremental Winter Peak Savings (MW) | Achievable Economic UCT Potential | 0 | 0 | 0 | 0 | 0 | 0 | 0 | 0 | 0 | 0 | 0 | 0 | 0 | 0 | 0 | 0 | 0 | 0 | 0 | 0 | 0 | 0 | 0 | 0 | 0 | 0 | 0
F7_Industrial_Industrial - WA_Existing_Process_Natural Gas_Process Boiler - Steam Trap Replacement_A_Achievable Economic UCT Potential | F7 | Industrial | Industrial - WA | Existing | Process | Natural Gas | Process Boiler - Steam Trap Replacement | A | Cumulative Energy Savings (MWh or mTherms) | Achievable Economic UCT Potential | 0 | 0 | 0.041464 | 0.082213 | 0.12226 | 0.16162 | 0.20029 | 0.2383 | 0.2383 | 0.2383 | 0.2383 | 0.2383 | 0.2383 | 0.2383 | 0.2383 | 0.2383 | 0.2383 | 0.2383 | 0.2383 | 0.2383 | 0.2383 | 0.2383 | 0.2383 | 0.2383 | 0.2383 | 0.2383 | 0.2383
F8_Industrial_Industrial - WA_Existing_Process_Natural Gas_Process Boiler - Steam Trap Replacement_A_Achievable Economic UCT Potential | F8 | Industrial | Industrial - WA | Existing | Process | Natural Gas | Process Boiler - Steam Trap Replacement | A | Cumulative Summer Peak Savings (MW) | Achievable Economic UCT Potential | 0 | 0 | 0 | 0 | 0 | 0 | 0 | 0 | 0 | 0 | 0 | 0 | 0 | 0 | 0 | 0 | 0 | 0 | 0 | 0 | 0 | 0 | 0 | 0 | 0 | 0 | 0
F9_Industrial_Industrial - WA_Existing_Process_Natural Gas_Process Boiler - Steam Trap Replacement_A_Achievable Economic UCT Potential | F9 | Industrial | Industrial - WA | Existing | Process | Natural Gas | Process Boiler - Steam Trap Replacement | A | Cumulative Winter Peak Savings (MW) | Achievable Economic UCT Potential | 0 | 0 | 0 | 0 | 0 | 0 | 0 | 0 | 0 | 0 | 0 | 0 | 0 | 0 | 0 | 0 | 0 | 0 | 0 | 0 | 0 | 0 | 0 | 0 | 0 | 0 | 0
F10_Industrial_Industrial - WA_Existing_Process_Natural Gas_Process Boiler - Steam Trap Replacement_A_Achievable Economic UCT Potential | F10 | Industrial | Industrial - WA | Existing | Process | Natural Gas | Process Boiler - Steam Trap Replacement | A | Purchases (Incremental) | Achievable Economic UCT Potential | 0 | 0 | 0.00017401 | 0.00017101 | 0.00016806 | 0.00016516 | 0.00016231 | 0.00015952 | 0 | 0 | 0 | 0 | 0 | 0 | 0 | 0 | 0 | 0 | 0 | 0 | 0 | 0 | 0 | 0 | 0 | 0 | 0
F11_Industrial_Industrial - WA_Existing_Process_Natural Gas_Process Boiler - Steam Trap Replacement_A_Achievable Economic UCT Potential | F11 | Industrial | Industrial - WA | Existing | Process | Natural Gas | Process Boiler - Steam Trap Replacement | A | Purchases (Cumulative) | Achievable Economic UCT Potential | 0 | 0 | 0.00017401 | 0.00034502 | 0.00051308 | 0.00067824 | 0.00084055 | 0.0010001 | 0.0010001 | 0.0010001 | 0.0010001 | 0.0010001 | 0.0010001 | 0.0010001 | 0.0010001 | 0.0010001 | 0.0010001 | 0.0010001 | 0.0010001 | 0.0010001 | 0.0010001 | 0.0010001 | 0.0010001 | 0.0010001 | 0.0010001 | 0.0010001 | 0.0010001
F1_Industrial_Industrial - WA_Existing_Process_Natural Gas_Process Boiler - Maintenance_A_Achievable Economic UCT Potential | F1 | Industrial | Industrial - WA | Existing | Process | Natural Gas | Process Boiler - Maintenance | A | Integrated Unit Energy Savings (kWh or therms) | Achievable Economic UCT Potential | 0 | 0 | 4.7457 | 4.7413 | 4.7364 | 4.7308 | 4.7246 | 4.7176 | 4.71 | 4.702 | 4.6939 | 4.6862 | 4.6791 | 4.6738 | 4.6692 | 4.6653 | 4.6616 | 4.6596 | 4.6578 | 4.656 | 4.6544 | 4.6527 | 4.651 | 4.6493 | 4.6476 | 4.6458 | 4.644
F2_Industrial_Industrial - WA_Existing_Process_Natural Gas_Process Boiler - Maintenance_A_Achievable Economic UCT Potential | F2 | Industrial | Industrial - WA | Existing | Process | Natural Gas | Process Boiler - Maintenance | A | Integrated Unit Summer Peak Savings (kW) | Achievable Economic UCT Potential | 0 | 0 | 0 | 0 | 0 | 0 | 0 | 0 | 0 | 0 | 0 | 0 | 0 | 0 | 0 | 0 | 0 | 0 | 0 | 0 | 0 | 0 | 0 | 0 | 0 | 0 | 0
F3_Industrial_Industrial - WA_Existing_Process_Natural Gas_Process Boiler - Maintenance_A_Achievable Economic UCT Potential | F3 | Industrial | Industrial - WA | Existing | Process | Natural Gas | Process Boiler - Maintenance | A | Integrated Unit Winter Peak Savings (kW) | Achievable Economic UCT Potential | 0 | 0 | 0 | 0 | 0 | 0 | 0 | 0 | 0 | 0 | 0 | 0 | 0 | 0 | 0 | 0 | 0 | 0 | 0 | 0 | 0 | 0 | 0 | 0 | 0 | 0 | 0
F4_Industrial_Industrial - WA_Existing_Process_Natural Gas_Process Boiler - Maintenance_A_Achievable Economic UCT Potential | F4 | Industrial | Industrial - WA | Existing | Process | Natural Gas | Process Boiler - Maintenance | A | Incremental Energy Savings (MWh or mTherms) | Achievable Economic UCT Potential | 0 | 0 | 0.3848 | 0.26482 | 0.17998 | 0 | 0 | 0 | 0 | 0 | 0 | 0 | 0 | 0 | 0 | 0 | 0 | 0 | 0 | 0 | 0 | 0 | 0 | 0 | 0 | 0 | 0
F5_Industrial_Industrial - WA_Existing_Process_Natural Gas_Process Boiler - Maintenance_A_Achievable Economic UCT Potential | F5 | Industrial | Industrial - WA | Existing | Process | Natural Gas | Process Boiler - Maintenance | A | Incremental Summer Peak Savings (MW) | Achievable Economic UCT Potential | 0 | 0 | 0 | 0 | 0 | 0 | 0 | 0 | 0 | 0 | 0 | 0 | 0 | 0 | 0 | 0 | 0 | 0 | 0 | 0 | 0 | 0 | 0 | 0 | 0 | 0 | 0
F6_Industrial_Industrial - WA_Existing_Process_Natural Gas_Process Boiler - Maintenance_A_Achievable Economic UCT Potential | F6 | Industrial | Industrial - WA | Existing | Process | Natural Gas | Process Boiler - Maintenance | A | Incremental Winter Peak Savings (MW) | Achievable Economic UCT Potential | 0 | 0 | 0 | 0 | 0 | 0 | 0 | 0 | 0 | 0 | 0 | 0 | 0 | 0 | 0 | 0 | 0 | 0 | 0 | 0 | 0 | 0 | 0 | 0 | 0 | 0 | 0
F7_Industrial_Industrial - WA_Existing_Process_Natural Gas_Process Boiler - Maintenance_A_Achievable Economic UCT Potential | F7 | Industrial | Industrial - WA | Existing | Process | Natural Gas | Process Boiler - Maintenance | A | Cumulative Energy Savings (MWh or mTherms) | Achievable Economic UCT Potential | 0 | 0 | 0.3848 | 0.64927 | 0.82857 | 0.8276 | 0.82652 | 0.82529 | 0.82396 | 0.82255 | 0.82115 | 0.8198 | 0.81856 | 0.81763 | 0.81683 | 0.81613 | 0.8155 | 0.81515 | 0.81482 | 0.81451 | 0.81423 | 0.81394 | 0.81364 | 0.81334 | 0.81304 | 0.81273 | 0.81241
F8_Industrial_Industrial - WA_Existing_Process_Natural Gas_Process Boiler - Maintenance_A_Achievable Economic UCT Potential | F8 | Industrial | Industrial - WA | Existing | Process | Natural Gas | Process Boiler - Maintenance | A | Cumulative Summer Peak Savings (MW) | Achievable Economic UCT Potential | 0 | 0 | 0 | 0 | 0 | 0 | 0 | 0 | 0 | 0 | 0 | 0 | 0 | 0 | 0 | 0 | 0 | 0 | 0 | 0 | 0 | 0 | 0 | 0 | 0 | 0 | 0
F9_Industrial_Industrial - WA_Existing_Process_Natural Gas_Process Boiler - Maintenance_A_Achievable Economic UCT Potential | F9 | Industrial | Industrial - WA | Existing | Process | Natural Gas | Process Boiler - Maintenance | A | Cumulative Winter Peak Savings (MW) | Achievable Economic UCT Potential | 0 | 0 | 0 | 0 | 0 | 0 | 0 | 0 | 0 | 0 | 0 | 0 | 0 | 0 | 0 | 0 | 0 | 0 | 0 | 0 | 0 | 0 | 0 | 0 | 0 | 0 | 0
F10_Industrial_Industrial - WA_Existing_Process_Natural Gas_Process Boiler - Maintenance_A_Achievable Economic UCT Potential | F10 | Industrial | Industrial - WA | Existing | Process | Natural Gas | Process Boiler - Maintenance | A | Purchases (Incremental) | Achievable Economic UCT Potential | 0 | 0 | 81.0847 | 55.854 | 37.9993 | 0 | 0 | 0 | 0 | 0 | 0 | 0 | 0 | 0 | 0 | 0 | 0 | 0 | 0 | 0 | 0 | 0 | 0 | 0 | 0 | 0 | 0
F11_Industrial_Industrial - WA_Existing_Process_Natural Gas_Process Boiler - Maintenance_A_Achievable Economic UCT Potential | F11 | Industrial | Industrial - WA | Existing | Process | Natural Gas | Process Boiler - Maintenance | A | Purchases (Cumulative) | Achievable Economic UCT Potential | 0 | 0 | 81.0847 | 136.9387 | 174.938 | 174.938 | 174.938 | 174.938 | 174.938 | 174.938 | 174.938 | 174.938 | 174.938 | 174.938 | 174.938 | 174.938 | 174.938 | 174.938 | 174.938 | 174.938 | 174.938 | 174.938 | 174.938 | 174.938 | 174.938 | 174.938 | 174.938
F1_Industrial_Industrial - WA_Existing_Process_Natural Gas_Process - Heat Recovery_A_Achievable Economic UCT Potential | F1 | Industrial | Industrial - WA | Existing | Process | Natural Gas | Process - Heat Recovery | A | Integrated Unit Energy Savings (kWh or therms) | Achievable Economic UCT Potential | 0 | 0 | 0.70841 | 0.70729 | 0.7061 | 0.70488 | 0.70355 | 0.70213 | 0.70068 | 0.69922 | 0.6978 | 0.69646 | 0.69523 | 0.69429 | 0.69347 | 0.69275 | 0.6921 | 0.69173 | 0.69138 | 0.69104 | 0.69072 | 0.69039 | 0.69006 | 0.68972 | 0.68938 | 0.68903 | 0.68867
F2_Industrial_Industrial - WA_Existing_Process_Natural Gas_Process - Heat Recovery_A_Achievable Economic UCT Potential | F2 | Industrial | Industrial - WA | Existing | Process | Natural Gas | Process - Heat Recovery | A | Integrated Unit Summer Peak Savings (kW) | Achievable Economic UCT Potential | 0 | 0 | 0 | 0 | 0 | 0 | 0 | 0 | 0 | 0 | 0 | 0 | 0 | 0 | 0 | 0 | 0 | 0 | 0 | 0 | 0 | 0 | 0 | 0 | 0 | 0 | 0
F3_Industrial_Industrial - WA_Existing_Process_Natural Gas_Process - Heat Recovery_A_Achievable Economic UCT Potential | F3 | Industrial | Industrial - WA | Existing | Process | Natural Gas | Process - Heat Recovery | A | Integrated Unit Winter Peak Savings (kW) | Achievable Economic UCT Potential | 0 | 0 | 0 | 0 | 0 | 0 | 0 | 0 | 0 | 0 | 0 | 0 | 0 | 0 | 0 | 0 | 0 | 0 | 0 | 0 | 0 | 0 | 0 | 0 | 0 | 0 | 0
F4_Industrial_Industrial - WA_Existing_Process_Natural Gas_Process - Heat Recovery_A_Achievable Economic UCT Potential | F4 | Industrial | Industrial - WA | Existing | Process | Natural Gas | Process - Heat Recovery | A | Incremental Energy Savings (MWh or mTherms) | Achievable Economic UCT Potential | 0 | 0 | 13.1464 | 12.8993 | 12.6556 | 12.4158 | 12.1787 | 11.9446 | 11.7144 | 11.4885 | 11.2674 | 11.0519 | 10.8423 | 10.6409 | 10.4451 | 10.2543 | 10.068 | 9.8891 | 9.7137 | 9.5415 | 9.3727 | 9.2067 | 0 | 0 | 0 | 0 | 0
F5_Industrial_Industrial - WA_Existing_Process_Natural Gas_Process - Heat Recovery_A_Achievable Economic UCT Potential | F5 | Industrial | Industrial - WA | Existing | Process | Natural Gas | Process - Heat Recovery | A | Incremental Summer Peak Savings (MW) | Achievable Economic UCT Potential | 0 | 0 | 0 | 0 | 0 | 0 | 0 | 0 | 0 | 0 | 0 | 0 | 0 | 0 | 0 | 0 | 0 | 0 | 0 | 0 | 0 | 0 | 0 | 0 | 0 | 0 | 0
F6_Industrial_Industrial - WA_Existing_Process_Natural Gas_Process - Heat Recovery_A_Achievable Economic UCT Potential | F6 | Industrial | Industrial - WA | Existing | Process | Natural Gas | Process - Heat Recovery | A | Incremental Winter Peak Savings (MW) | Achievable Economic UCT Potential | 0 | 0 | 0 | 0 | 0 | 0 | 0 | 0 | 0 | 0 | 0 | 0 | 0 | 0 | 0 | 0 | 0 | 0 | 0 | 0 | 0 | 0 | 0 | 0 | 0 | 0 | 0
F7_Industrial_Industrial - WA_Existing_Process_Natural Gas_Process - Heat Recovery_A_Achievable Economic UCT Potential | F7 | Industrial | Industrial - WA | Existing | Process | Natural Gas | Process - Heat Recovery | A | Cumulative Energy Savings (MWh or mTherms) | Achievable Economic UCT Potential | 0 | 0 | 13.1464 | 26.0249 | 38.6368 | 50.9856 | 63.0681 | 74.8852 | 86.4451 | 97.7538 | 108.8224 | 119.6651 | 130.297 | 140.7611 | 151.0403 | 161.1378 | 171.0533 | 180.851 | 190.4731 | 199.921 | 209.2009 | 218.3089 | 218.204 | 218.0974 | 217.9889 | 217.8786 | 217.7664
F8_Industrial_Industrial - WA_Existing_Process_Natural Gas_Process - Heat Recovery_A_Achievable Economic UCT Potential | F8 | Industrial | Industrial - WA | Existing | Process | Natural Gas | Process - Heat Recovery | A | Cumulative Summer Peak Savings (MW) | Achievable Economic UCT Potential | 0 | 0 | 0 | 0 | 0 | 0 | 0 | 0 | 0 | 0 | 0 | 0 | 0 | 0 | 0 | 0 | 0 | 0 | 0 | 0 | 0 | 0 | 0 | 0 | 0 | 0 | 0
F9_Industrial_Industrial - WA_Existing_Process_Natural Gas_Process - Heat Recovery_A_Achievable Economic UCT Potential | F9 | Industrial | Industrial - WA | Existing | Process | Natural Gas | Process - Heat Recovery | A | Cumulative Winter Peak Savings (MW) | Achievable Economic UCT Potential | 0 | 0 | 0 | 0 | 0 | 0 | 0 | 0 | 0 | 0 | 0 | 0 | 0 | 0 | 0 | 0 | 0 | 0 | 0 | 0 | 0 | 0 | 0 | 0 | 0 | 0 | 0
F10_Industrial_Industrial - WA_Existing_Process_Natural Gas_Process - Heat Recovery_A_Achievable Economic UCT Potential | F10 | Industrial | Industrial - WA | Existing | Process | Natural Gas | Process - Heat Recovery | A | Purchases (Incremental) | Achievable Economic UCT Potential | 0 | 0 | 18557.5369 | 18237.5794 | 17923.1383 | 17614.1187 | 17310.427 | 17011.9714 | 16718.6615 | 16430.4087 | 16147.1258 | 15868.7271 | 15595.1284 | 15326.2468 | 15062.0012 | 14802.3115 | 14547.0993 | 14296.2872 | 14049.7995 | 13807.5616 | 13569.5002 | 13335.5433 | 0 | 0 | 0 | 0 | 0
F11_Industrial_Industrial - WA_Existing_Process_Natural Gas_Process - Heat Recovery_A_Achievable Economic UCT Potential | F11 | Industrial | Industrial - WA | Existing | Process | Natural Gas | Process - Heat Recovery | A | Purchases (Cumulative) | Achievable Economic UCT Potential | 0 | 0 | 18557.5369 | 36795.1162 | 54718.2546 | 72332.3733 | 89642.8003 | 106654.7717 | 123373.4332 | 139803.8419 | 155950.9677 | 171819.6948 | 187414.8232 | 202741.07 | 217803.0712 | 232605.3827 | 247152.482 | 261448.7692 | 275498.5687 | 289306.1303 | 302875.6304 | 316211.1737 | 316211.1737 | 316211.1737 | 316211.1737 | 316211.1737 | 316211.1737
F1_Industrial_Industrial - WA_Existing_Space Heating_Natural Gas_Strategic Energy Management_A_Achievable Economic UCT Potential | F1 | Industrial | Industrial - WA | Existing | Space Heating | Natural Gas | Strategic Energy Management | A | Integrated Unit Energy Savings (kWh or therms) | Achievable Economic UCT Potential | 0 | 0 | 0.033441 | 0.033149 | 0.032839 | 0.032509 | 0.032151 | 0.031814 | 0.031452 | 0.031061 | 0.030643 | 0.030203 | 0.029752 | 0.0293 | 0.028854 | 0.028423 | 0.028018 | 0.027704 | 0.027424 | 0.027181 | 0.02697 | 0.026781 | 0.02664 | 0.026505 | 0.026374 | 0.026245 | 0.026118
F2_Industrial_Industrial - WA_Existing_Space Heating_Natural Gas_Strategic Energy Management_A_Achievable Economic UCT Potential | F2 | Industrial | Industrial - WA | Existing | Space Heating | Natural Gas | Strategic Energy Management | A | Integrated Unit Summer Peak Savings (kW) | Achievable Economic UCT Potential | 0 | 0 | 0 | 0 | 0 | 0 | 0 | 0 | 0 | 0 | 0 | 0 | 0 | 0 | 0 | 0 | 0 | 0 | 0 | 0 | 0 | 0 | 0 | 0 | 0 | 0 | 0
F3_Industrial_Industrial - WA_Existing_Space Heating_Natural Gas_Strategic Energy Management_A_Achievable Economic UCT Potential | F3 | Industrial | Industrial - WA | Existing | Space Heating | Natural Gas | Strategic Energy Management | A | Integrated Unit Winter Peak Savings (kW) | Achievable Economic UCT Potential | 0 | 0 | 0 | 0 | 0 | 0 | 0 | 0 | 0 | 0 | 0 | 0 | 0 | 0 | 0 | 0 | 0 | 0 | 0 | 0 | 0 | 0 | 0 | 0 | 0 | 0 | 0
F4_Industrial_Industrial - WA_Existing_Space Heating_Natural Gas_Strategic Energy Management_A_Achievable Economic UCT Potential | F4 | Industrial | Industrial - WA | Existing | Space Heating | Natural Gas | Strategic Energy Management | A | Incremental Energy Savings (MWh or mTherms) | Achievable Economic UCT Potential | 0 | 0 | 0 | 0 | 0 | 0 | 0 | 0 | 0 | 0 | 0 | 0 | 0 | 0 | 0 | 0 | 0 | 0 | 0 | 0 | 0 | 0 | 0 | 0 | 0 | 0 | 0
F5_Industrial_Industrial - WA_Existing_Space Heating_Natural Gas_Strategic Energy Management_A_Achievable Economic UCT Potential | F5 | Industrial | Industrial - WA | Existing | Space Heating | Natural Gas | Strategic Energy Management | A | Incremental Summer Peak Savings (MW) | Achievable Economic UCT Potential | 0 | 0 | 0 | 0 | 0 | 0 | 0 | 0 | 0 | 0 | 0 | 0 | 0 | 0 | 0 | 0 | 0 | 0 | 0 | 0 | 0 | 0 | 0 | 0 | 0 | 0 | 0
F6_Industrial_Industrial - WA_Existing_Space Heating_Natural Gas_Strategic Energy Management_A_Achievable Economic UCT Potential | F6 | Industrial | Industrial - WA | Existing | Space Heating | Natural Gas | Strategic Energy Management | A | Incremental Winter Peak Savings (MW) | Achievable Economic UCT Potential | 0 | 0 | 0 | 0 | 0 | 0 | 0 | 0 | 0 | 0 | 0 | 0 | 0 | 0 | 0 | 0 | 0 | 0 | 0 | 0 | 0 | 0 | 0 | 0 | 0 | 0 | 0
F7_Industrial_Industrial - WA_Existing_Space Heating_Natural Gas_Strategic Energy Management_A_Achievable Economic UCT Potential | F7 | Industrial | Industrial - WA | Existing | Space Heating | Natural Gas | Strategic Energy Management | A | Cumulative Energy Savings (MWh or mTherms) | Achievable Economic UCT Potential | 0 | 0 | 0 | 0 | 0 | 0 | 0 | 0 | 0 | 0 | 0 | 0 | 0 | 0 | 0 | 0 | 0 | 0 | 0 | 0 | 0 | 0 | 0 | 0 | 0 | 0 | 0
F8_Industrial_Industrial - WA_Existing_Space Heating_Natural Gas_Strategic Energy Management_A_Achievable Economic UCT Potential | F8 | Industrial | Industrial - WA | Existing | Space Heating | Natural Gas | Strategic Energy Management | A | Cumulative Summer Peak Savings (MW) | Achievable Economic UCT Potential | 0 | 0 | 0 | 0 | 0 | 0 | 0 | 0 | 0 | 0 | 0 | 0 | 0 | 0 | 0 | 0 | 0 | 0 | 0 | 0 | 0 | 0 | 0 | 0 | 0 | 0 | 0
F9_Industrial_Industrial - WA_Existing_Space Heating_Natural Gas_Strategic Energy Management_A_Achievable Economic UCT Potential | F9 | Industrial | Industrial - WA | Existing | Space Heating | Natural Gas | Strategic Energy Management | A | Cumulative Winter Peak Savings (MW) | Achievable Economic UCT Potential | 0 | 0 | 0 | 0 | 0 | 0 | 0 | 0 | 0 | 0 | 0 | 0 | 0 | 0 | 0 | 0 | 0 | 0 | 0 | 0 | 0 | 0 | 0 | 0 | 0 | 0 | 0
F10_Industrial_Industrial - WA_Existing_Space Heating_Natural Gas_Strategic Energy Management_A_Achievable Economic UCT Potential | F10 | Industrial | Industrial - WA | Existing | Space Heating | Natural Gas | Strategic Energy Management | A | Purchases (Incremental) | Achievable Economic UCT Potential | 0 | 0 | 0 | 0 | 0 | 0 | 0 | 0 | 0 | 0 | 0 | 0 | 0 | 0 | 0 | 0 | 0 | 0 | 0 | 0 | 0 | 0 | 0 | 0 | 0 | 0 | 0
F11_Industrial_Industrial - WA_Existing_Space Heating_Natural Gas_Strategic Energy Management_A_Achievable Economic UCT Potential | F11 | Industrial | Industrial - WA | Existing | Space Heating | Natural Gas | Strategic Energy Management | A | Purchases (Cumulative) | Achievable Economic UCT Potential | 0 | 0 | 0 | 0 | 0 | 0 | 0 | 0 | 0 | 0 | 0 | 0 | 0 | 0 | 0 | 0 | 0 | 0 | 0 | 0 | 0 | 0 | 0 | 0 | 0 | 0 | 0
F1_Industrial_Industrial - WA_Existing_Process_Natural Gas_Strategic Energy Management_A_Achievable Economic UCT Potential | F1 | Industrial | Industrial - WA | Existing | Process | Natural Gas | Strategic Energy Management | A | Integrated Unit Energy Savings (kWh or therms) | Achievable Economic UCT Potential | 0 | 0 | 0.11472 | 0.11387 | 0.11299 | 0.1121 | 0.11119 | 0.11025 | 0.10929 | 0.10833 | 0.10736 | 0.10639 | 0.10543 | 0.1045 | 0.10358 | 0.10266 | 0.10174 | 0.10085 | 0.099941 | 0.099024 | 0.098095 | 0.097151 | 0.096836 | 0.096516 | 0.096191 | 0.09586 | 0.095523
F2_Industrial_Industrial - WA_Existing_Process_Natural Gas_Strategic Energy Management_A_Achievable Economic UCT Potential | F2 | Industrial | Industrial - WA | Existing | Process | Natural Gas | Strategic Energy Management | A | Integrated Unit Summer Peak Savings (kW) | Achievable Economic UCT Potential | 0 | 0 | 0 | 0 | 0 | 0 | 0 | 0 | 0 | 0 | 0 | 0 | 0 | 0 | 0 | 0 | 0 | 0 | 0 | 0 | 0 | 0 | 0 | 0 | 0 | 0 | 0
F3_Industrial_Industrial - WA_Existing_Process_Natural Gas_Strategic Energy Management_A_Achievable Economic UCT Potential | F3 | Industrial | Industrial - WA | Existing | Process | Natural Gas | Strategic Energy Management | A | Integrated Unit Winter Peak Savings (kW) | Achievable Economic UCT Potential | 0 | 0 | 0 | 0 | 0 | 0 | 0 | 0 | 0 | 0 | 0 | 0 | 0 | 0 | 0 | 0 | 0 | 0 | 0 | 0 | 0 | 0 | 0 | 0 | 0 | 0 | 0
F4_Industrial_Industrial - WA_Existing_Process_Natural Gas_Strategic Energy Management_A_Achievable Economic UCT Potential | F4 | Industrial | Industrial - WA | Existing | Process | Natural Gas | Strategic Energy Management | A | Incremental Energy Savings (MWh or mTherms) | Achievable Economic UCT Potential | 0 | 0 | 0 | 0 | 0 | 0 | 0 | 0 | 0 | 0 | 0 | 0 | 0 | 0 | 0 | 0 | 0 | 0 | 0 | 0 | 0 | 0 | 0 | 0 | 0 | 0 | 0
F5_Industrial_Industrial - WA_Existing_Process_Natural Gas_Strategic Energy Management_A_Achievable Economic UCT Potential | F5 | Industrial | Industrial - WA | Existing | Process | Natural Gas | Strategic Energy Management | A | Incremental Summer Peak Savings (MW) | Achievable Economic UCT Potential | 0 | 0 | 0 | 0 | 0 | 0 | 0 | 0 | 0 | 0 | 0 | 0 | 0 | 0 | 0 | 0 | 0 | 0 | 0 | 0 | 0 | 0 | 0 | 0 | 0 | 0 | 0
F6_Industrial_Industrial - WA_Existing_Process_Natural Gas_Strategic Energy Management_A_Achievable Economic UCT Potential | F6 | Industrial | Industrial - WA | Existing | Process | Natural Gas | Strategic Energy Management | A | Incremental Winter Peak Savings (MW) | Achievable Economic UCT Potential | 0 | 0 | 0 | 0 | 0 | 0 | 0 | 0 | 0 | 0 | 0 | 0 | 0 | 0 | 0 | 0 | 0 | 0 | 0 | 0 | 0 | 0 | 0 | 0 | 0 | 0 | 0
F7_Industrial_Industrial - WA_Existing_Process_Natural Gas_Strategic Energy Management_A_Achievable Economic UCT Potential | F7 | Industrial | Industrial - WA | Existing | Process | Natural Gas | Strategic Energy Management | A | Cumulative Energy Savings (MWh or mTherms) | Achievable Economic UCT Potential | 0 | 0 | 0 | 0 | 0 | 0 | 0 | 0 | 0 | 0 | 0 | 0 | 0 | 0 | 0 | 0 | 0 | 0 | 0 | 0 | 0 | 0 | 0 | 0 | 0 | 0 | 0
F8_Industrial_Industrial - WA_Existing_Process_Natural Gas_Strategic Energy Management_A_Achievable Economic UCT Potential | F8 | Industrial | Industrial - WA | Existing | Process | Natural Gas | Strategic Energy Management | A | Cumulative Summer Peak Savings (MW) | Achievable Economic UCT Potential | 0 | 0 | 0 | 0 | 0 | 0 | 0 | 0 | 0 | 0 | 0 | 0 | 0 | 0 | 0 | 0 | 0 | 0 | 0 | 0 | 0 | 0 | 0 | 0 | 0 | 0 | 0
F9_Industrial_Industrial - WA_Existing_Process_Natural Gas_Strategic Energy Management_A_Achievable Economic UCT Potential | F9 | Industrial | Industrial - WA | Existing | Process | Natural Gas | Strategic Energy Management | A | Cumulative Winter Peak Savings (MW) | Achievable Economic UCT Potential | 0 | 0 | 0 | 0 | 0 | 0 | 0 | 0 | 0 | 0 | 0 | 0 | 0 | 0 | 0 | 0 | 0 | 0 | 0 | 0 | 0 | 0 | 0 | 0 | 0 | 0 | 0
F10_Industrial_Industrial - WA_Existing_Process_Natural Gas_Strategic Energy Management_A_Achievable Economic UCT Potential | F10 | Industrial | Industrial - WA | Existing | Process | Natural Gas | Strategic Energy Management | A | Purchases (Incremental) | Achievable Economic UCT Potential | 0 | 0 | 0 | 0 | 0 | 0 | 0 | 0 | 0 | 0 | 0 | 0 | 0 | 0 | 0 | 0 | 0 | 0 | 0 | 0 | 0 | 0 | 0 | 0 | 0 | 0 | 0
F11_Industrial_Industrial - WA_Existing_Process_Natural Gas_Strategic Energy Management_A_Achievable Economic UCT Potential | F11 | Industrial | Industrial - WA | Existing | Process | Natural Gas | Strategic Energy Management | A | Purchases (Cumulative) | Achievable Economic UCT Potential | 0 | 0 | 0 | 0 | 0 | 0 | 0 | 0 | 0 | 0 | 0 | 0 | 0 | 0 | 0 | 0 | 0 | 0 | 0 | 0 | 0 | 0 | 0 | 0 | 0 | 0 | 0
F1_Industrial_Industrial - WA_Existing_Miscellaneous_Natural Gas_Strategic Energy Management_A_Achievable Economic UCT Potential | F1 | Industrial | Industrial - WA | Existing | Miscellaneous | Natural Gas | Strategic Energy Management | A | Integrated Unit Energy Savings (kWh or therms) | Achievable Economic UCT Potential | 0 | 0 | 0.025233 | 0.025233 | 0.025233 | 0.025233 | 0.025233 | 0.025233 | 0.025233 | 0.025233 | 0.025233 | 0.025233 | 0.025233 | 0.025233 | 0.025233 | 0.025233 | 0.025233 | 0.025233 | 0.025233 | 0.025233 | 0.025233 | 0.025233 | 0.025233 | 0.025233 | 0.025233 | 0.025233 | 0.025233
F2_Industrial_Industrial - WA_Existing_Miscellaneous_Natural Gas_Strategic Energy Management_A_Achievable Economic UCT Potential | F2 | Industrial | Industrial - WA | Existing | Miscellaneous | Natural Gas | Strategic Energy Management | A | Integrated Unit Summer Peak Savings (kW) | Achievable Economic UCT Potential | 0 | 0 | 0 | 0 | 0 | 0 | 0 | 0 | 0 | 0 | 0 | 0 | 0 | 0 | 0 | 0 | 0 | 0 | 0 | 0 | 0 | 0 | 0 | 0 | 0 | 0 | 0
F3_Industrial_Industrial - WA_Existing_Miscellaneous_Natural Gas_Strategic Energy Management_A_Achievable Economic UCT Potential | F3 | Industrial | Industrial - WA | Existing | Miscellaneous | Natural Gas | Strategic Energy Management | A | Integrated Unit Winter Peak Savings (kW) | Achievable Economic UCT Potential | 0 | 0 | 0 | 0 | 0 | 0 | 0 | 0 | 0 | 0 | 0 | 0 | 0 | 0 | 0 | 0 | 0 | 0 | 0 | 0 | 0 | 0 | 0 | 0 | 0 | 0 | 0
F4_Industrial_Industrial - WA_Existing_Miscellaneous_Natural Gas_Strategic Energy Management_A_Achievable Economic UCT Potential | F4 | Industrial | Industrial - WA | Existing | Miscellaneous | Natural Gas | Strategic Energy Management | A | Incremental Energy Savings (MWh or mTherms) | Achievable Economic UCT Potential | 0 | 0 | 0 | 0 | 0 | 0 | 0 | 0 | 0 | 0 | 0 | 0 | 0 | 0 | 0 | 0 | 0 | 0 | 0 | 0 | 0 | 0 | 0 | 0 | 0 | 0 | 0
F5_Industrial_Industrial - WA_Existing_Miscellaneous_Natural Gas_Strategic Energy Management_A_Achievable Economic UCT Potential | F5 | Industrial | Industrial - WA | Existing | Miscellaneous | Natural Gas | Strategic Energy Management | A | Incremental Summer Peak Savings (MW) | Achievable Economic UCT Potential | 0 | 0 | 0 | 0 | 0 | 0 | 0 | 0 | 0 | 0 | 0 | 0 | 0 | 0 | 0 | 0 | 0 | 0 | 0 | 0 | 0 | 0 | 0 | 0 | 0 | 0 | 0
F6_Industrial_Industrial - WA_Existing_Miscellaneous_Natural Gas_Strategic Energy Management_A_Achievable Economic UCT Potential | F6 | Industrial | Industrial - WA | Existing | Miscellaneous | Natural Gas | Strategic Energy Management | A | Incremental Winter Peak Savings (MW) | Achievable Economic UCT Potential | 0 | 0 | 0 | 0 | 0 | 0 | 0 | 0 | 0 | 0 | 0 | 0 | 0 | 0 | 0 | 0 | 0 | 0 | 0 | 0 | 0 | 0 | 0 | 0 | 0 | 0 | 0
F7_Industrial_Industrial - WA_Existing_Miscellaneous_Natural Gas_Strategic Energy Management_A_Achievable Economic UCT Potential | F7 | Industrial | Industrial - WA | Existing | Miscellaneous | Natural Gas | Strategic Energy Management | A | Cumulative Energy Savings (MWh or mTherms) | Achievable Economic UCT Potential | 0 | 0 | 0 | 0 | 0 | 0 | 0 | 0 | 0 | 0 | 0 | 0 | 0 | 0 | 0 | 0 | 0 | 0 | 0 | 0 | 0 | 0 | 0 | 0 | 0 | 0 | 0
F8_Industrial_Industrial - WA_Existing_Miscellaneous_Natural Gas_Strategic Energy Management_A_Achievable Economic UCT Potential | F8 | Industrial | Industrial - WA | Existing | Miscellaneous | Natural Gas | Strategic Energy Management | A | Cumulative Summer Peak Savings (MW) | Achievable Economic UCT Potential | 0 | 0 | 0 | 0 | 0 | 0 | 0 | 0 | 0 | 0 | 0 | 0 | 0 | 0 | 0 | 0 | 0 | 0 | 0 | 0 | 0 | 0 | 0 | 0 | 0 | 0 | 0
F9_Industrial_Industrial - WA_Existing_Miscellaneous_Natural Gas_Strategic Energy Management_A_Achievable Economic UCT Potential | F9 | Industrial | Industrial - WA | Existing | Miscellaneous | Natural Gas | Strategic Energy Management | A | Cumulative Winter Peak Savings (MW) | Achievable Economic UCT Potential | 0 | 0 | 0 | 0 | 0 | 0 | 0 | 0 | 0 | 0 | 0 | 0 | 0 | 0 | 0 | 0 | 0 | 0 | 0 | 0 | 0 | 0 | 0 | 0 | 0 | 0 | 0
F10_Industrial_Industrial - WA_Existing_Miscellaneous_Natural Gas_Strategic Energy Management_A_Achievable Economic UCT Potential | F10 | Industrial | Industrial - WA | Existing | Miscellaneous | Natural Gas | Strategic Energy Management | A | Purchases (Incremental) | Achievable Economic UCT Potential | 0 | 0 | 0 | 0 | 0 | 0 | 0 | 0 | 0 | 0 | 0 | 0 | 0 | 0 | 0 | 0 | 0 | 0 | 0 | 0 | 0 | 0 | 0 | 0 | 0 | 0 | 0
F11_Industrial_Industrial - WA_Existing_Miscellaneous_Natural Gas_Strategic Energy Management_A_Achievable Economic UCT Potential | F11 | Industrial | Industrial - WA | Existing | Miscellaneous | Natural Gas | Strategic Energy Management | A | Purchases (Cumulative) | Achievable Economic UCT Potential | 0 | 0 | 0 | 0 | 0 | 0 | 0 | 0 | 0 | 0 | 0 | 0 | 0 | 0 | 0 | 0 | 0 | 0 | 0 | 0 | 0 | 0 | 0 | 0 | 0 | 0 | 0
F1_Industrial_Industrial - WA_Existing_Space Heating_Natural Gas_Retrocommissioning_A_Achievable Economic UCT Potential | F1 | Industrial | Industrial - WA | Existing | Space Heating | Natural Gas | Retrocommissioning | A | Integrated Unit Energy Savings (kWh or therms) | Achievable Economic UCT Potential | 0 | 0 | 0.041063 | 0.040704 | 0.040323 | 0.039918 | 0.039478 | 0.039065 | 0.03862 | 0.03814 | 0.037627 | 0.037086 | 0.036532 | 0.035978 | 0.03543 | 0.034901 | 0.034404 | 0.034018 | 0.033674 | 0.033376 | 0.033117 | 0.032884 | 0.032712 | 0.032546 | 0.032385 | 0.032226 | 0.032071
F2_Industrial_Industrial - WA_Existing_Space Heating_Natural Gas_Retrocommissioning_A_Achievable Economic UCT Potential | F2 | Industrial | Industrial - WA | Existing | Space Heating | Natural Gas | Retrocommissioning | A | Integrated Unit Summer Peak Savings (kW) | Achievable Economic UCT Potential | 0 | 0 | 0 | 0 | 0 | 0 | 0 | 0 | 0 | 0 | 0 | 0 | 0 | 0 | 0 | 0 | 0 | 0 | 0 | 0 | 0 | 0 | 0 | 0 | 0 | 0 | 0
F3_Industrial_Industrial - WA_Existing_Space Heating_Natural Gas_Retrocommissioning_A_Achievable Economic UCT Potential | F3 | Industrial | Industrial - WA | Existing | Space Heating | Natural Gas | Retrocommissioning | A | Integrated Unit Winter Peak Savings (kW) | Achievable Economic UCT Potential | 0 | 0 | 0 | 0 | 0 | 0 | 0 | 0 | 0 | 0 | 0 | 0 | 0 | 0 | 0 | 0 | 0 | 0 | 0 | 0 | 0 | 0 | 0 | 0 | 0 | 0 | 0
F4_Industrial_Industrial - WA_Existing_Space Heating_Natural Gas_Retrocommissioning_A_Achievable Economic UCT Potential | F4 | Industrial | Industrial - WA | Existing | Space Heating | Natural Gas | Retrocommissioning | A | Incremental Energy Savings (MWh or mTherms) | Achievable Economic UCT Potential | 0 | 0 | 0.072816 | 0.087098 | 0.10376 | 0.046401 | 0.045441 | 0.047179 | 0.04405 | 0.030574 | 0.00034366 | 0 | 0 | 0 | 0 | 0 | 0 | 0 | 0 | 0 | 0 | 0 | 0 | 0 | 0 | 0 | 0
F5_Industrial_Industrial - WA_Existing_Space Heating_Natural Gas_Retrocommissioning_A_Achievable Economic UCT Potential | F5 | Industrial | Industrial - WA | Existing | Space Heating | Natural Gas | Retrocommissioning | A | Incremental Summer Peak Savings (MW) | Achievable Economic UCT Potential | 0 | 0 | 0 | 0 | 0 | 0 | 0 | 0 | 0 | 0 | 0 | 0 | 0 | 0 | 0 | 0 | 0 | 0 | 0 | 0 | 0 | 0 | 0 | 0 | 0 | 0 | 0
F6_Industrial_Industrial - WA_Existing_Space Heating_Natural Gas_Retrocommissioning_A_Achievable Economic UCT Potential | F6 | Industrial | Industrial - WA | Existing | Space Heating | Natural Gas | Retrocommissioning | A | Incremental Winter Peak Savings (MW) | Achievable Economic UCT Potential | 0 | 0 | 0 | 0 | 0 | 0 | 0 | 0 | 0 | 0 | 0 | 0 | 0 | 0 | 0 | 0 | 0 | 0 | 0 | 0 | 0 | 0 | 0 | 0 | 0 | 0 | 0
F7_Industrial_Industrial - WA_Existing_Space Heating_Natural Gas_Retrocommissioning_A_Achievable Economic UCT Potential | F7 | Industrial | Industrial - WA | Existing | Space Heating | Natural Gas | Retrocommissioning | A | Cumulative Energy Savings (MWh or mTherms) | Achievable Economic UCT Potential | 0 | 0 | 0.072816 | 0.15928 | 0.26155 | 0.30532 | 0.3474 | 0.39094 | 0.43053 | 0.45576 | 0.44997 | 0.44351 | 0.43688 | 0.43026 | 0.4237 | 0.41738 | 0.41143 | 0.40681 | 0.4027 | 0.39914 | 0.39604 | 0.39326 | 0.3912 | 0.38921 | 0.38728 | 0.38539 | 0.38353
F8_Industrial_Industrial - WA_Existing_Space Heating_Natural Gas_Retrocommissioning_A_Achievable Economic UCT Potential | F8 | Industrial | Industrial - WA | Existing | Space Heating | Natural Gas | Retrocommissioning | A | Cumulative Summer Peak Savings (MW) | Achievable Economic UCT Potential | 0 | 0 | 0 | 0 | 0 | 0 | 0 | 0 | 0 | 0 | 0 | 0 | 0 | 0 | 0 | 0 | 0 | 0 | 0 | 0 | 0 | 0 | 0 | 0 | 0 | 0 | 0
F9_Industrial_Industrial - WA_Existing_Space Heating_Natural Gas_Retrocommissioning_A_Achievable Economic UCT Potential | F9 | Industrial | Industrial - WA | Existing | Space Heating | Natural Gas | Retrocommissioning | A | Cumulative Winter Peak Savings (MW) | Achievable Economic UCT Potential | 0 | 0 | 0 | 0 | 0 | 0 | 0 | 0 | 0 | 0 | 0 | 0 | 0 | 0 | 0 | 0 | 0 | 0 | 0 | 0 | 0 | 0 | 0 | 0 | 0 | 0 | 0
F10_Industrial_Industrial - WA_Existing_Space Heating_Natural Gas_Retrocommissioning_A_Achievable Economic UCT Potential | F10 | Industrial | Industrial - WA | Existing | Space Heating | Natural Gas | Retrocommissioning | A | Purchases (Incremental) | Achievable Economic UCT Potential | 0 | 0 | 1773.2757 | 2139.7602 | 2573.2947 | 1162.4107 | 1151.0289 | 1207.6999 | 1140.6095 | 801.6382 | 9.1334 | 0 | 0 | 0 | 0 | 0 | 0 | 0 | 0 | 0 | 0 | 0 | 0 | 0 | 0 | 0 | 0
F11_Industrial_Industrial - WA_Existing_Space Heating_Natural Gas_Retrocommissioning_A_Achievable Economic UCT Potential | F11 | Industrial | Industrial - WA | Existing | Space Heating | Natural Gas | Retrocommissioning | A | Purchases (Cumulative) | Achievable Economic UCT Potential | 0 | 0 | 1773.2757 | 3913.0359 | 6486.3306 | 7648.7413 | 8799.7702 | 10007.4701 | 11148.0796 | 11949.7178 | 11958.8512 | 11958.8512 | 11958.8512 | 11958.8512 | 11958.8512 | 11958.8512 | 11958.8512 | 11958.8512 | 11958.8512 | 11958.8512 | 11958.8512 | 11958.8512 | 11958.8512 | 11958.8512 | 11958.8512 | 11958.8512 | 11958.8512
F1_Industrial_Industrial - WA_Existing_Process_Natural Gas_Retrocommissioning_A_Achievable Economic UCT Potential | F1 | Industrial | Industrial - WA | Existing | Process | Natural Gas | Retrocommissioning | A | Integrated Unit Energy Savings (kWh or therms) | Achievable Economic UCT Potential | 0 | 0 | 0 | 0 | 0 | 0 | 0 | 0 | 0 | 0 | 0 | 0 | 0 | 0 | 0 | 0 | 0 | 0 | 0 | 0 | 0 | 0 | 0 | 0 | 0 | 0 | 0
F2_Industrial_Industrial - WA_Existing_Process_Natural Gas_Retrocommissioning_A_Achievable Economic UCT Potential | F2 | Industrial | Industrial - WA | Existing | Process | Natural Gas | Retrocommissioning | A | Integrated Unit Summer Peak Savings (kW) | Achievable Economic UCT Potential | 0 | 0 | 0 | 0 | 0 | 0 | 0 | 0 | 0 | 0 | 0 | 0 | 0 | 0 | 0 | 0 | 0 | 0 | 0 | 0 | 0 | 0 | 0 | 0 | 0 | 0 | 0
F3_Industrial_Industrial - WA_Existing_Process_Natural Gas_Retrocommissioning_A_Achievable Economic UCT Potential | F3 | Industrial | Industrial - WA | Existing | Process | Natural Gas | Retrocommissioning | A | Integrated Unit Winter Peak Savings (kW) | Achievable Economic UCT Potential | 0 | 0 | 0 | 0 | 0 | 0 | 0 | 0 | 0 | 0 | 0 | 0 | 0 | 0 | 0 | 0 | 0 | 0 | 0 | 0 | 0 | 0 | 0 | 0 | 0 | 0 | 0
F4_Industrial_Industrial - WA_Existing_Process_Natural Gas_Retrocommissioning_A_Achievable Economic UCT Potential | F4 | Industrial | Industrial - WA | Existing | Process | Natural Gas | Retrocommissioning | A | Incremental Energy Savings (MWh or mTherms) | Achievable Economic UCT Potential | 0 | 0 | 0 | 0 | 0 | 0 | 0 | 0 | 0 | 0 | 0 | 0 | 0 | 0 | 0 | 0 | 0 | 0 | 0 | 0 | 0 | 0 | 0 | 0 | 0 | 0 | 0
F5_Industrial_Industrial - WA_Existing_Process_Natural Gas_Retrocommissioning_A_Achievable Economic UCT Potential | F5 | Industrial | Industrial - WA | Existing | Process | Natural Gas | Retrocommissioning | A | Incremental Summer Peak Savings (MW) | Achievable Economic UCT Potential | 0 | 0 | 0 | 0 | 0 | 0 | 0 | 0 | 0 | 0 | 0 | 0 | 0 | 0 | 0 | 0 | 0 | 0 | 0 | 0 | 0 | 0 | 0 | 0 | 0 | 0 | 0
F6_Industrial_Industrial - WA_Existing_Process_Natural Gas_Retrocommissioning_A_Achievable Economic UCT Potential | F6 | Industrial | Industrial - WA | Existing | Process | Natural Gas | Retrocommissioning | A | Incremental Winter Peak Savings (MW) | Achievable Economic UCT Potential | 0 | 0 | 0 | 0 | 0 | 0 | 0 | 0 | 0 | 0 | 0 | 0 | 0 | 0 | 0 | 0 | 0 | 0 | 0 | 0 | 0 | 0 | 0 | 0 | 0 | 0 | 0
F7_Industrial_Industrial - WA_Existing_Process_Natural Gas_Retrocommissioning_A_Achievable Economic UCT Potential | F7 | Industrial | Industrial - WA | Existing | Process | Natural Gas | Retrocommissioning | A | Cumulative Energy Savings (MWh or mTherms) | Achievable Economic UCT Potential | 0 | 0 | 0 | 0 | 0 | 0 | 0 | 0 | 0 | 0 | 0 | 0 | 0 | 0 | 0 | 0 | 0 | 0 | 0 | 0 | 0 | 0 | 0 | 0 | 0 | 0 | 0
F8_Industrial_Industrial - WA_Existing_Process_Natural Gas_Retrocommissioning_A_Achievable Economic UCT Potential | F8 | Industrial | Industrial - WA | Existing | Process | Natural Gas | Retrocommissioning | A | Cumulative Summer Peak Savings (MW) | Achievable Economic UCT Potential | 0 | 0 | 0 | 0 | 0 | 0 | 0 | 0 | 0 | 0 | 0 | 0 | 0 | 0 | 0 | 0 | 0 | 0 | 0 | 0 | 0 | 0 | 0 | 0 | 0 | 0 | 0
F9_Industrial_Industrial - WA_Existing_Process_Natural Gas_Retrocommissioning_A_Achievable Economic UCT Potential | F9 | Industrial | Industrial - WA | Existing | Process | Natural Gas | Retrocommissioning | A | Cumulative Winter Peak Savings (MW) | Achievable Economic UCT Potential | 0 | 0 | 0 | 0 | 0 | 0 | 0 | 0 | 0 | 0 | 0 | 0 | 0 | 0 | 0 | 0 | 0 | 0 | 0 | 0 | 0 | 0 | 0 | 0 | 0 | 0 | 0
F10_Industrial_Industrial - WA_Existing_Process_Natural Gas_Retrocommissioning_A_Achievable Economic UCT Potential | F10 | Industrial | Industrial - WA | Existing | Process | Natural Gas | Retrocommissioning | A | Purchases (Incremental) | Achievable Economic UCT Potential | 0 | 0 | 7093.103 | 8559.0406 | 10293.1789 | 4649.6428 | 4604.1154 | 4830.7998 | 4562.4379 | 3206.5529 | 36.5336 | 0 | 0 | 0 | 0 | 0 | 0 | 0 | 0 | 0 | 0 | 0 | 0 | 0 | 0 | 0 | 0
F11_Industrial_Industrial - WA_Existing_Process_Natural Gas_Retrocommissioning_A_Achievable Economic UCT Potential | F11 | Industrial | Industrial - WA | Existing | Process | Natural Gas | Retrocommissioning | A | Purchases (Cumulative) | Achievable Economic UCT Potential | 0 | 0 | 7093.103 | 15652.1436 | 25945.3225 | 30594.9654 | 35199.0808 | 40029.8806 | 44592.3184 | 47798.8713 | 47835.4049 | 47835.4049 | 47835.4049 | 47835.4049 | 47835.4049 | 47835.4049 | 47835.4049 | 47835.4049 | 47835.4049 | 47835.4049 | 47835.4049 | 47835.4049 | 47835.4049 | 47835.4049 | 47835.4049 | 47835.4049 | 47835.4049
F1_Industrial_Industrial - WA_New_Space Heating_Natural Gas_Insulation - Ceiling_A_Achievable Economic UCT Potential | F1 | Industrial | Industrial - WA | New | Space Heating | Natural Gas | Insulation - Ceiling | A | Integrated Unit Energy Savings (kWh or therms) | Achievable Economic UCT Potential | 0 | 0 | 0.074665 | 0.073819 | 0.073289 | 0.072878 | 0.072538 | 0.072293 | 0.072096 | 0.071921 | 0.071752 | 0.071589 | 0.071433 | 0.071285 | 0.071146 | 0.071016 | 0.070896 | 0.070817 | 0.070748 | 0.070663 | 0.070563 | 0.070468 | 0.070438 | 0.070415 | 0.070397 | 0.070384 | 0.070374
F2_Industrial_Industrial - WA_New_Space Heating_Natural Gas_Insulation - Ceiling_A_Achievable Economic UCT Potential | F2 | Industrial | Industrial - WA | New | Space Heating | Natural Gas | Insulation - Ceiling | A | Integrated Unit Summer Peak Savings (kW) | Achievable Economic UCT Potential | 0 | 0 | 0 | 0 | 0 | 0 | 0 | 0 | 0 | 0 | 0 | 0 | 0 | 0 | 0 | 0 | 0 | 0 | 0 | 0 | 0 | 0 | 0 | 0 | 0 | 0 | 0
F3_Industrial_Industrial - WA_New_Space Heating_Natural Gas_Insulation - Ceiling_A_Achievable Economic UCT Potential | F3 | Industrial | Industrial - WA | New | Space Heating | Natural Gas | Insulation - Ceiling | A | Integrated Unit Winter Peak Savings (kW) | Achievable Economic UCT Potential | 0 | 0 | 0 | 0 | 0 | 0 | 0 | 0 | 0 | 0 | 0 | 0 | 0 | 0 | 0 | 0 | 0 | 0 | 0 | 0 | 0 | 0 | 0 | 0 | 0 | 0 | 0
F4_Industrial_Industrial - WA_New_Space Heating_Natural Gas_Insulation - Ceiling_A_Achievable Economic UCT Potential | F4 | Industrial | Industrial - WA | New | Space Heating | Natural Gas | Insulation - Ceiling | A | Incremental Energy Savings (MWh or mTherms) | Achievable Economic UCT Potential | 0 | 0 | 0 | 0 | 0 | 0 | 0 | 0 | 0 | 0 | 0 | 0 | 0 | 0 | 0 | 0 | 0 | 0 | 0 | 0 | 0 | 0 | 0 | 0 | 0 | 0 | 0
F5_Industrial_Industrial - WA_New_Space Heating_Natural Gas_Insulation - Ceiling_A_Achievable Economic UCT Potential | F5 | Industrial | Industrial - WA | New | Space Heating | Natural Gas | Insulation - Ceiling | A | Incremental Summer Peak Savings (MW) | Achievable Economic UCT Potential | 0 | 0 | 0 | 0 | 0 | 0 | 0 | 0 | 0 | 0 | 0 | 0 | 0 | 0 | 0 | 0 | 0 | 0 | 0 | 0 | 0 | 0 | 0 | 0 | 0 | 0 | 0
F6_Industrial_Industrial - WA_New_Space Heating_Natural Gas_Insulation - Ceiling_A_Achievable Economic UCT Potential | F6 | Industrial | Industrial - WA | New | Space Heating | Natural Gas | Insulation - Ceiling | A | Incremental Winter Peak Savings (MW) | Achievable Economic UCT Potential | 0 | 0 | 0 | 0 | 0 | 0 | 0 | 0 | 0 | 0 | 0 | 0 | 0 | 0 | 0 | 0 | 0 | 0 | 0 | 0 | 0 | 0 | 0 | 0 | 0 | 0 | 0
F7_Industrial_Industrial - WA_New_Space Heating_Natural Gas_Insulation - Ceiling_A_Achievable Economic UCT Potential | F7 | Industrial | Industrial - WA | New | Space Heating | Natural Gas | Insulation - Ceiling | A | Cumulative Energy Savings (MWh or mTherms) | Achievable Economic UCT Potential | 0 | 0 | 0 | 0 | 0 | 0 | 0 | 0 | 0 | 0 | 0 | 0 | 0 | 0 | 0 | 0 | 0 | 0 | 0 | 0 | 0 | 0 | 0 | 0 | 0 | 0 | 0
F8_Industrial_Industrial - WA_New_Space Heating_Natural Gas_Insulation - Ceiling_A_Achievable Economic UCT Potential | F8 | Industrial | Industrial - WA | New | Space Heating | Natural Gas | Insulation - Ceiling | A | Cumulative Summer Peak Savings (MW) | Achievable Economic UCT Potential | 0 | 0 | 0 | 0 | 0 | 0 | 0 | 0 | 0 | 0 | 0 | 0 | 0 | 0 | 0 | 0 | 0 | 0 | 0 | 0 | 0 | 0 | 0 | 0 | 0 | 0 | 0
F9_Industrial_Industrial - WA_New_Space Heating_Natural Gas_Insulation - Ceiling_A_Achievable Economic UCT Potential | F9 | Industrial | Industrial - WA | New | Space Heating | Natural Gas | Insulation - Ceiling | A | Cumulative Winter Peak Savings (MW) | Achievable Economic UCT Potential | 0 | 0 | 0 | 0 | 0 | 0 | 0 | 0 | 0 | 0 | 0 | 0 | 0 | 0 | 0 | 0 | 0 | 0 | 0 | 0 | 0 | 0 | 0 | 0 | 0 | 0 | 0
F10_Industrial_Industrial - WA_New_Space Heating_Natural Gas_Insulation - Ceiling_A_Achievable Economic UCT Potential | F10 | Industrial | Industrial - WA | New | Space Heating | Natural Gas | Insulation - Ceiling | A | Purchases (Incremental) | Achievable Economic UCT Potential | 0 | 0 | 0 | 0 | 0 | 0 | 0 | 0 | 0 | 0 | 0 | 0 | 0 | 0 | 0 | 0 | 0 | 0 | 0 | 0 | 0 | 0 | 0 | 0 | 0 | 0 | 0
F11_Industrial_Industrial - WA_New_Space Heating_Natural Gas_Insulation - Ceiling_A_Achievable Economic UCT Potential | F11 | Industrial | Industrial - WA | New | Space Heating | Natural Gas | Insulation - Ceiling | A | Purchases (Cumulative) | Achievable Economic UCT Potential | 0 | 0 | 0 | 0 | 0 | 0 | 0 | 0 | 0 | 0 | 0 | 0 | 0 | 0 | 0 | 0 | 0 | 0 | 0 | 0 | 0 | 0 | 0 | 0 | 0 | 0 | 0
F1_Industrial_Industrial - WA_New_Space Heating_Natural Gas_Insulation - Wall Cavity_A_Achievable Economic UCT Potential | F1 | Industrial | Industrial - WA | New | Space Heating | Natural Gas | Insulation - Wall Cavity | A | Integrated Unit Energy Savings (kWh or therms) | Achievable Economic UCT Potential | 0 | 0 | 0.10809 | 0.10686 | 0.1061 | 0.1055 | 0.10501 | 0.10465 | 0.10437 | 0.10412 | 0.10387 | 0.10363 | 0.10341 | 0.10319 | 0.10299 | 0.10281 | 0.10263 | 0.10252 | 0.10242 | 0.10229 | 0.10215 | 0.10201 | 0.10197 | 0.10193 | 0.10191 | 0.10189 | 0.10188
F2_Industrial_Industrial - WA_New_Space Heating_Natural Gas_Insulation - Wall Cavity_A_Achievable Economic UCT Potential | F2 | Industrial | Industrial - WA | New | Space Heating | Natural Gas | Insulation - Wall Cavity | A | Integrated Unit Summer Peak Savings (kW) | Achievable Economic UCT Potential | 0 | 0 | 0 | 0 | 0 | 0 | 0 | 0 | 0 | 0 | 0 | 0 | 0 | 0 | 0 | 0 | 0 | 0 | 0 | 0 | 0 | 0 | 0 | 0 | 0 | 0 | 0
F3_Industrial_Industrial - WA_New_Space Heating_Natural Gas_Insulation - Wall Cavity_A_Achievable Economic UCT Potential | F3 | Industrial | Industrial - WA | New | Space Heating | Natural Gas | Insulation - Wall Cavity | A | Integrated Unit Winter Peak Savings (kW) | Achievable Economic UCT Potential | 0 | 0 | 0 | 0 | 0 | 0 | 0 | 0 | 0 | 0 | 0 | 0 | 0 | 0 | 0 | 0 | 0 | 0 | 0 | 0 | 0 | 0 | 0 | 0 | 0 | 0 | 0
F4_Industrial_Industrial - WA_New_Space Heating_Natural Gas_Insulation - Wall Cavity_A_Achievable Economic UCT Potential | F4 | Industrial | Industrial - WA | New | Space Heating | Natural Gas | Insulation - Wall Cavity | A | Incremental Energy Savings (MWh or mTherms) | Achievable Economic UCT Potential | 0 | 0 | 0 | 0 | 0 | 0 | 0 | 0 | 0 | 0 | 0 | 0 | 0 | 0 | 0 | 0 | 0 | 0 | 0 | 0 | 0 | 0 | 0 | 0 | 0 | 0 | 0
F5_Industrial_Industrial - WA_New_Space Heating_Natural Gas_Insulation - Wall Cavity_A_Achievable Economic UCT Potential | F5 | Industrial | Industrial - WA | New | Space Heating | Natural Gas | Insulation - Wall Cavity | A | Incremental Summer Peak Savings (MW) | Achievable Economic UCT Potential | 0 | 0 | 0 | 0 | 0 | 0 | 0 | 0 | 0 | 0 | 0 | 0 | 0 | 0 | 0 | 0 | 0 | 0 | 0 | 0 | 0 | 0 | 0 | 0 | 0 | 0 | 0
F6_Industrial_Industrial - WA_New_Space Heating_Natural Gas_Insulation - Wall Cavity_A_Achievable Economic UCT Potential | F6 | Industrial | Industrial - WA | New | Space Heating | Natural Gas | Insulation - Wall Cavity | A | Incremental Winter Peak Savings (MW) | Achievable Economic UCT Potential | 0 | 0 | 0 | 0 | 0 | 0 | 0 | 0 | 0 | 0 | 0 | 0 | 0 | 0 | 0 | 0 | 0 | 0 | 0 | 0 | 0 | 0 | 0 | 0 | 0 | 0 | 0
F7_Industrial_Industrial - WA_New_Space Heating_Natural Gas_Insulation - Wall Cavity_A_Achievable Economic UCT Potential | F7 | Industrial | Industrial - WA | New | Space Heating | Natural Gas | Insulation - Wall Cavity | A | Cumulative Energy Savings (MWh or mTherms) | Achievable Economic UCT Potential | 0 | 0 | 0 | 0 | 0 | 0 | 0 | 0 | 0 | 0 | 0 | 0 | 0 | 0 | 0 | 0 | 0 | 0 | 0 | 0 | 0 | 0 | 0 | 0 | 0 | 0 | 0
F8_Industrial_Industrial - WA_New_Space Heating_Natural Gas_Insulation - Wall Cavity_A_Achievable Economic UCT Potential | F8 | Industrial | Industrial - WA | New | Space Heating | Natural Gas | Insulation - Wall Cavity | A | Cumulative Summer Peak Savings (MW) | Achievable Economic UCT Potential | 0 | 0 | 0 | 0 | 0 | 0 | 0 | 0 | 0 | 0 | 0 | 0 | 0 | 0 | 0 | 0 | 0 | 0 | 0 | 0 | 0 | 0 | 0 | 0 | 0 | 0 | 0
F9_Industrial_Industrial - WA_New_Space Heating_Natural Gas_Insulation - Wall Cavity_A_Achievable Economic UCT Potential | F9 | Industrial | Industrial - WA | New | Space Heating | Natural Gas | Insulation - Wall Cavity | A | Cumulative Winter Peak Savings (MW) | Achievable Economic UCT Potential | 0 | 0 | 0 | 0 | 0 | 0 | 0 | 0 | 0 | 0 | 0 | 0 | 0 | 0 | 0 | 0 | 0 | 0 | 0 | 0 | 0 | 0 | 0 | 0 | 0 | 0 | 0
F10_Industrial_Industrial - WA_New_Space Heating_Natural Gas_Insulation - Wall Cavity_A_Achievable Economic UCT Potential | F10 | Industrial | Industrial - WA | New | Space Heating | Natural Gas | Insulation - Wall Cavity | A | Purchases (Incremental) | Achievable Economic UCT Potential | 0 | 0 | 0 | 0 | 0 | 0 | 0 | 0 | 0 | 0 | 0 | 0 | 0 | 0 | 0 | 0 | 0 | 0 | 0 | 0 | 0 | 0 | 0 | 0 | 0 | 0 | 0
F11_Industrial_Industrial - WA_New_Space Heating_Natural Gas_Insulation - Wall Cavity_A_Achievable Economic UCT Potential | F11 | Industrial | Industrial - WA | New | Space Heating | Natural Gas | Insulation - Wall Cavity | A | Purchases (Cumulative) | Achievable Economic UCT Potential | 0 | 0 | 0 | 0 | 0 | 0 | 0 | 0 | 0 | 0 | 0 | 0 | 0 | 0 | 0 | 0 | 0 | 0 | 0 | 0 | 0 | 0 | 0 | 0 | 0 | 0 | 0
F1_Industrial_Industrial - WA_New_Space Heating_Natural Gas_Insulation - Ducting_A_Achievable Economic UCT Potential | F1 | Industrial | Industrial - WA | New | Space Heating | Natural Gas | Insulation - Ducting | A | Integrated Unit Energy Savings (kWh or therms) | Achievable Economic UCT Potential | 0 | 0 | 0.048108 | 0.046595 | 0.045773 | 0.045219 | 0.044833 | 0.044533 | 0.044287 | 0.044074 | 0.043879 | 0.043701 | 0.043537 | 0.043387 | 0.043249 | 0.043122 | 0.043006 | 0.042922 | 0.042847 | 0.042721 | 0.04256 | 0.042413 | 0.042316 | 0.042232 | 0.042159 | 0.042095 | 0.04204
F2_Industrial_Industrial - WA_New_Space Heating_Natural Gas_Insulation - Ducting_A_Achievable Economic UCT Potential | F2 | Industrial | Industrial - WA | New | Space Heating | Natural Gas | Insulation - Ducting | A | Integrated Unit Summer Peak Savings (kW) | Achievable Economic UCT Potential | 0 | 0 | 0 | 0 | 0 | 0 | 0 | 0 | 0 | 0 | 0 | 0 | 0 | 0 | 0 | 0 | 0 | 0 | 0 | 0 | 0 | 0 | 0 | 0 | 0 | 0 | 0
F3_Industrial_Industrial - WA_New_Space Heating_Natural Gas_Insulation - Ducting_A_Achievable Economic UCT Potential | F3 | Industrial | Industrial - WA | New | Space Heating | Natural Gas | Insulation - Ducting | A | Integrated Unit Winter Peak Savings (kW) | Achievable Economic UCT Potential | 0 | 0 | 0 | 0 | 0 | 0 | 0 | 0 | 0 | 0 | 0 | 0 | 0 | 0 | 0 | 0 | 0 | 0 | 0 | 0 | 0 | 0 | 0 | 0 | 0 | 0 | 0
F4_Industrial_Industrial - WA_New_Space Heating_Natural Gas_Insulation - Ducting_A_Achievable Economic UCT Potential | F4 | Industrial | Industrial - WA | New | Space Heating | Natural Gas | Insulation - Ducting | A | Incremental Energy Savings (MWh or mTherms) | Achievable Economic UCT Potential | 0 | 0 | 0 | 0 | 0 | 0 | 0 | 0 | 0 | 0 | 0 | 0 | 0 | 0 | 0 | 0 | 0 | 0 | 0 | 0 | 0 | 0 | 0 | 0 | 0 | 0 | 0
F5_Industrial_Industrial - WA_New_Space Heating_Natural Gas_Insulation - Ducting_A_Achievable Economic UCT Potential | F5 | Industrial | Industrial - WA | New | Space Heating | Natural Gas | Insulation - Ducting | A | Incremental Summer Peak Savings (MW) | Achievable Economic UCT Potential | 0 | 0 | 0 | 0 | 0 | 0 | 0 | 0 | 0 | 0 | 0 | 0 | 0 | 0 | 0 | 0 | 0 | 0 | 0 | 0 | 0 | 0 | 0 | 0 | 0 | 0 | 0
F6_Industrial_Industrial - WA_New_Space Heating_Natural Gas_Insulation - Ducting_A_Achievable Economic UCT Potential | F6 | Industrial | Industrial - WA | New | Space Heating | Natural Gas | Insulation - Ducting | A | Incremental Winter Peak Savings (MW) | Achievable Economic UCT Potential | 0 | 0 | 0 | 0 | 0 | 0 | 0 | 0 | 0 | 0 | 0 | 0 | 0 | 0 | 0 | 0 | 0 | 0 | 0 | 0 | 0 | 0 | 0 | 0 | 0 | 0 | 0
F7_Industrial_Industrial - WA_New_Space Heating_Natural Gas_Insulation - Ducting_A_Achievable Economic UCT Potential | F7 | Industrial | Industrial - WA | New | Space Heating | Natural Gas | Insulation - Ducting | A | Cumulative Energy Savings (MWh or mTherms) | Achievable Economic UCT Potential | 0 | 0 | 0 | 0 | 0 | 0 | 0 | 0 | 0 | 0 | 0 | 0 | 0 | 0 | 0 | 0 | 0 | 0 | 0 | 0 | 0 | 0 | 0 | 0 | 0 | 0 | 0
F8_Industrial_Industrial - WA_New_Space Heating_Natural Gas_Insulation - Ducting_A_Achievable Economic UCT Potential | F8 | Industrial | Industrial - WA | New | Space Heating | Natural Gas | Insulation - Ducting | A | Cumulative Summer Peak Savings (MW) | Achievable Economic UCT Potential | 0 | 0 | 0 | 0 | 0 | 0 | 0 | 0 | 0 | 0 | 0 | 0 | 0 | 0 | 0 | 0 | 0 | 0 | 0 | 0 | 0 | 0 | 0 | 0 | 0 | 0 | 0
F9_Industrial_Industrial - WA_New_Space Heating_Natural Gas_Insulation - Ducting_A_Achievable Economic UCT Potential | F9 | Industrial | Industrial - WA | New | Space Heating | Natural Gas | Insulation - Ducting | A | Cumulative Winter Peak Savings (MW) | Achievable Economic UCT Potential | 0 | 0 | 0 | 0 | 0 | 0 | 0 | 0 | 0 | 0 | 0 | 0 | 0 | 0 | 0 | 0 | 0 | 0 | 0 | 0 | 0 | 0 | 0 | 0 | 0 | 0 | 0
F10_Industrial_Industrial - WA_New_Space Heating_Natural Gas_Insulation - Ducting_A_Achievable Economic UCT Potential | F10 | Industrial | Industrial - WA | New | Space Heating | Natural Gas | Insulation - Ducting | A | Purchases (Incremental) | Achievable Economic UCT Potential | 0 | 0 | 0 | 0 | 0 | 0 | 0 | 0 | 0 | 0 | 0 | 0 | 0 | 0 | 0 | 0 | 0 | 0 | 0 | 0 | 0 | 0 | 0 | 0 | 0 | 0 | 0
F11_Industrial_Industrial - WA_New_Space Heating_Natural Gas_Insulation - Ducting_A_Achievable Economic UCT Potential | F11 | Industrial | Industrial - WA | New | Space Heating | Natural Gas | Insulation - Ducting | A | Purchases (Cumulative) | Achievable Economic UCT Potential | 0 | 0 | 0 | 0 | 0 | 0 | 0 | 0 | 0 | 0 | 0 | 0 | 0 | 0 | 0 | 0 | 0 | 0 | 0 | 0 | 0 | 0 | 0 | 0 | 0 | 0 | 0
F1_Industrial_Industrial - WA_New_Space Heating_Natural Gas_Ducting - Repair and Sealing_A_Achievable Economic UCT Potential | F1 | Industrial | Industrial - WA | New | Space Heating | Natural Gas | Ducting - Repair and Sealing | A | Integrated Unit Energy Savings (kWh or therms) | Achievable Economic UCT Potential | 0 | 0 | 0.19117 | 0.18524 | 0.18205 | 0.17991 | 0.17844 | 0.1773 | 0.17637 | 0.17554 | 0.17478 | 0.17408 | 0.17343 | 0.17283 | 0.17227 | 0.17176 | 0.17129 | 0.17094 | 0.17062 | 0.17011 | 0.16945 | 0.16885 | 0.16846 | 0.16811 | 0.16781 | 0.16755 | 0.16732
F2_Industrial_Industrial - WA_New_Space Heating_Natural Gas_Ducting - Repair and Sealing_A_Achievable Economic UCT Potential | F2 | Industrial | Industrial - WA | New | Space Heating | Natural Gas | Ducting - Repair and Sealing | A | Integrated Unit Summer Peak Savings (kW) | Achievable Economic UCT Potential | 0 | 0 | 0 | 0 | 0 | 0 | 0 | 0 | 0 | 0 | 0 | 0 | 0 | 0 | 0 | 0 | 0 | 0 | 0 | 0 | 0 | 0 | 0 | 0 | 0 | 0 | 0
F3_Industrial_Industrial - WA_New_Space Heating_Natural Gas_Ducting - Repair and Sealing_A_Achievable Economic UCT Potential | F3 | Industrial | Industrial - WA | New | Space Heating | Natural Gas | Ducting - Repair and Sealing | A | Integrated Unit Winter Peak Savings (kW) | Achievable Economic UCT Potential | 0 | 0 | 0 | 0 | 0 | 0 | 0 | 0 | 0 | 0 | 0 | 0 | 0 | 0 | 0 | 0 | 0 | 0 | 0 | 0 | 0 | 0 | 0 | 0 | 0 | 0 | 0
F4_Industrial_Industrial - WA_New_Space Heating_Natural Gas_Ducting - Repair and Sealing_A_Achievable Economic UCT Potential | F4 | Industrial | Industrial - WA | New | Space Heating | Natural Gas | Ducting - Repair and Sealing | A | Incremental Energy Savings (MWh or mTherms) | Achievable Economic UCT Potential | 0 | 0 | 0 | 0 | 0 | 0 | 0 | 0 | 0 | 0 | 0 | 0 | 0 | 0 | 0 | 0 | 0 | 0 | 0 | 0 | 0 | 0 | 0 | 0 | 0 | 0 | 0
F5_Industrial_Industrial - WA_New_Space Heating_Natural Gas_Ducting - Repair and Sealing_A_Achievable Economic UCT Potential | F5 | Industrial | Industrial - WA | New | Space Heating | Natural Gas | Ducting - Repair and Sealing | A | Incremental Summer Peak Savings (MW) | Achievable Economic UCT Potential | 0 | 0 | 0 | 0 | 0 | 0 | 0 | 0 | 0 | 0 | 0 | 0 | 0 | 0 | 0 | 0 | 0 | 0 | 0 | 0 | 0 | 0 | 0 | 0 | 0 | 0 | 0
F6_Industrial_Industrial - WA_New_Space Heating_Natural Gas_Ducting - Repair and Sealing_A_Achievable Economic UCT Potential | F6 | Industrial | Industrial - WA | New | Space Heating | Natural Gas | Ducting - Repair and Sealing | A | Incremental Winter Peak Savings (MW) | Achievable Economic UCT Potential | 0 | 0 | 0 | 0 | 0 | 0 | 0 | 0 | 0 | 0 | 0 | 0 | 0 | 0 | 0 | 0 | 0 | 0 | 0 | 0 | 0 | 0 | 0 | 0 | 0 | 0 | 0
F7_Industrial_Industrial - WA_New_Space Heating_Natural Gas_Ducting - Repair and Sealing_A_Achievable Economic UCT Potential | F7 | Industrial | Industrial - WA | New | Space Heating | Natural Gas | Ducting - Repair and Sealing | A | Cumulative Energy Savings (MWh or mTherms) | Achievable Economic UCT Potential | 0 | 0 | 0 | 0 | 0 | 0 | 0 | 0 | 0 | 0 | 0 | 0 | 0 | 0 | 0 | 0 | 0 | 0 | 0 | 0 | 0 | 0 | 0 | 0 | 0 | 0 | 0
F8_Industrial_Industrial - WA_New_Space Heating_Natural Gas_Ducting - Repair and Sealing_A_Achievable Economic UCT Potential | F8 | Industrial | Industrial - WA | New | Space Heating | Natural Gas | Ducting - Repair and Sealing | A | Cumulative Summer Peak Savings (MW) | Achievable Economic UCT Potential | 0 | 0 | 0 | 0 | 0 | 0 | 0 | 0 | 0 | 0 | 0 | 0 | 0 | 0 | 0 | 0 | 0 | 0 | 0 | 0 | 0 | 0 | 0 | 0 | 0 | 0 | 0
F9_Industrial_Industrial - WA_New_Space Heating_Natural Gas_Ducting - Repair and Sealing_A_Achievable Economic UCT Potential | F9 | Industrial | Industrial - WA | New | Space Heating | Natural Gas | Ducting - Repair and Sealing | A | Cumulative Winter Peak Savings (MW) | Achievable Economic UCT Potential | 0 | 0 | 0 | 0 | 0 | 0 | 0 | 0 | 0 | 0 | 0 | 0 | 0 | 0 | 0 | 0 | 0 | 0 | 0 | 0 | 0 | 0 | 0 | 0 | 0 | 0 | 0
F10_Industrial_Industrial - WA_New_Space Heating_Natural Gas_Ducting - Repair and Sealing_A_Achievable Economic UCT Potential | F10 | Industrial | Industrial - WA | New | Space Heating | Natural Gas | Ducting - Repair and Sealing | A | Purchases (Incremental) | Achievable Economic UCT Potential | 0 | 0 | 0 | 0 | 0 | 0 | 0 | 0 | 0 | 0 | 0 | 0 | 0 | 0 | 0 | 0 | 0 | 0 | 0 | 0 | 0 | 0 | 0 | 0 | 0 | 0 | 0
F11_Industrial_Industrial - WA_New_Space Heating_Natural Gas_Ducting - Repair and Sealing_A_Achievable Economic UCT Potential | F11 | Industrial | Industrial - WA | New | Space Heating | Natural Gas | Ducting - Repair and Sealing | A | Purchases (Cumulative) | Achievable Economic UCT Potential | 0 | 0 | 0 | 0 | 0 | 0 | 0 | 0 | 0 | 0 | 0 | 0 | 0 | 0 | 0 | 0 | 0 | 0 | 0 | 0 | 0 | 0 | 0 | 0 | 0 | 0 | 0
F1_Industrial_Industrial - WA_New_Space Heating_Natural Gas_Building Shell - Air Sealing (Infiltration Control)_A_Achievable Economic UCT Potential | F1 | Industrial | Industrial - WA | New | Space Heating | Natural Gas | Building Shell - Air Sealing (Infiltration Control) | A | Integrated Unit Energy Savings (kWh or therms) | Achievable Economic UCT Potential | 0 | 0 | 53.4578 | 52.8542 | 52.4775 | 52.1887 | 51.9535 | 51.7891 | 51.6627 | 51.5547 | 51.4517 | 51.3535 | 51.2595 | 51.1695 | 51.083 | 50.9996 | 50.9191 | 50.865 | 50.8154 | 50.7503 | 50.6752 | 50.6022 | 50.5768 | 50.5564 | 50.5402 | 50.5272 | 50.5168
F2_Industrial_Industrial - WA_New_Space Heating_Natural Gas_Building Shell - Air Sealing (Infiltration Control)_A_Achievable Economic UCT Potential | F2 | Industrial | Industrial - WA | New | Space Heating | Natural Gas | Building Shell - Air Sealing (Infiltration Control) | A | Integrated Unit Summer Peak Savings (kW) | Achievable Economic UCT Potential | 0 | 0 | 0 | 0 | 0 | 0 | 0 | 0 | 0 | 0 | 0 | 0 | 0 | 0 | 0 | 0 | 0 | 0 | 0 | 0 | 0 | 0 | 0 | 0 | 0 | 0 | 0
F3_Industrial_Industrial - WA_New_Space Heating_Natural Gas_Building Shell - Air Sealing (Infiltration Control)_A_Achievable Economic UCT Potential | F3 | Industrial | Industrial - WA | New | Space Heating | Natural Gas | Building Shell - Air Sealing (Infiltration Control) | A | Integrated Unit Winter Peak Savings (kW) | Achievable Economic UCT Potential | 0 | 0 | 0 | 0 | 0 | 0 | 0 | 0 | 0 | 0 | 0 | 0 | 0 | 0 | 0 | 0 | 0 | 0 | 0 | 0 | 0 | 0 | 0 | 0 | 0 | 0 | 0
F4_Industrial_Industrial - WA_New_Space Heating_Natural Gas_Building Shell - Air Sealing (Infiltration Control)_A_Achievable Economic UCT Potential | F4 | Industrial | Industrial - WA | New | Space Heating | Natural Gas | Building Shell - Air Sealing (Infiltration Control) | A | Incremental Energy Savings (MWh or mTherms) | Achievable Economic UCT Potential | 0 | 0 | 6.7768e-05 | 0.00017837 | 0.000376 | 0.00068906 | 0.0011254 | 0.0017248 | 0.002498 | 0.003432 | 0.0044795 | 0.0055537 | 0.0064643 | 0.0070844 | 0.0072278 | 0.0067683 | 0.0056841 | 0.0041196 | 0.0021395 | 0 | 0 | 0 | 0 | 0 | 0 | 0 | 0
F5_Industrial_Industrial - WA_New_Space Heating_Natural Gas_Building Shell - Air Sealing (Infiltration Control)_A_Achievable Economic UCT Potential | F5 | Industrial | Industrial - WA | New | Space Heating | Natural Gas | Building Shell - Air Sealing (Infiltration Control) | A | Incremental Summer Peak Savings (MW) | Achievable Economic UCT Potential | 0 | 0 | 0 | 0 | 0 | 0 | 0 | 0 | 0 | 0 | 0 | 0 | 0 | 0 | 0 | 0 | 0 | 0 | 0 | 0 | 0 | 0 | 0 | 0 | 0 | 0 | 0
F6_Industrial_Industrial - WA_New_Space Heating_Natural Gas_Building Shell - Air Sealing (Infiltration Control)_A_Achievable Economic UCT Potential | F6 | Industrial | Industrial - WA | New | Space Heating | Natural Gas | Building Shell - Air Sealing (Infiltration Control) | A | Incremental Winter Peak Savings (MW) | Achievable Economic UCT Potential | 0 | 0 | 0 | 0 | 0 | 0 | 0 | 0 | 0 | 0 | 0 | 0 | 0 | 0 | 0 | 0 | 0 | 0 | 0 | 0 | 0 | 0 | 0 | 0 | 0 | 0 | 0
F7_Industrial_Industrial - WA_New_Space Heating_Natural Gas_Building Shell - Air Sealing (Infiltration Control)_A_Achievable Economic UCT Potential | F7 | Industrial | Industrial - WA | New | Space Heating | Natural Gas | Building Shell - Air Sealing (Infiltration Control) | A | Cumulative Energy Savings (MWh or mTherms) | Achievable Economic UCT Potential | 0 | 0 | 6.7768e-05 | 0.00024537 | 0.00061963 | 0.0013053 | 0.0024248 | 0.0041419 | 0.0066298 | 0.010048 | 0.014507 | 0.020033 | 0.026461 | 0.033499 | 0.04067 | 0.047372 | 0.052981 | 0.057045 | 0.059128 | 0.059053 | 0.058965 | 0.05888 | 0.058851 | 0.058827 | 0.058808 | 0.058793 | 0.058781
F8_Industrial_Industrial - WA_New_Space Heating_Natural Gas_Building Shell - Air Sealing (Infiltration Control)_A_Achievable Economic UCT Potential | F8 | Industrial | Industrial - WA | New | Space Heating | Natural Gas | Building Shell - Air Sealing (Infiltration Control) | A | Cumulative Summer Peak Savings (MW) | Achievable Economic UCT Potential | 0 | 0 | 0 | 0 | 0 | 0 | 0 | 0 | 0 | 0 | 0 | 0 | 0 | 0 | 0 | 0 | 0 | 0 | 0 | 0 | 0 | 0 | 0 | 0 | 0 | 0 | 0
F9_Industrial_Industrial - WA_New_Space Heating_Natural Gas_Building Shell - Air Sealing (Infiltration Control)_A_Achievable Economic UCT Potential | F9 | Industrial | Industrial - WA | New | Space Heating | Natural Gas | Building Shell - Air Sealing (Infiltration Control) | A | Cumulative Winter Peak Savings (MW) | Achievable Economic UCT Potential | 0 | 0 | 0 | 0 | 0 | 0 | 0 | 0 | 0 | 0 | 0 | 0 | 0 | 0 | 0 | 0 | 0 | 0 | 0 | 0 | 0 | 0 | 0 | 0 | 0 | 0 | 0
F10_Industrial_Industrial - WA_New_Space Heating_Natural Gas_Building Shell - Air Sealing (Infiltration Control)_A_Achievable Economic UCT Potential | F10 | Industrial | Industrial - WA | New | Space Heating | Natural Gas | Building Shell - Air Sealing (Infiltration Control) | A | Purchases (Incremental) | Achievable Economic UCT Potential | 0 | 0 | 0.0012677 | 0.0033747 | 0.0071651 | 0.013203 | 0.021661 | 0.033304 | 0.048353 | 0.06657 | 0.087062 | 0.10815 | 0.12611 | 0.13845 | 0.14149 | 0.13271 | 0.11163 | 0.08099 | 0.042103 | 0 | 0 | 0 | 0 | 0 | 0 | 0 | 0
F11_Industrial_Industrial - WA_New_Space Heating_Natural Gas_Building Shell - Air Sealing (Infiltration Control)_A_Achievable Economic UCT Potential | F11 | Industrial | Industrial - WA | New | Space Heating | Natural Gas | Building Shell - Air Sealing (Infiltration Control) | A | Purchases (Cumulative) | Achievable Economic UCT Potential | 0 | 0 | 0.0012677 | 0.0046424 | 0.011808 | 0.025011 | 0.046672 | 0.079976 | 0.12833 | 0.1949 | 0.28196 | 0.39011 | 0.51621 | 0.65466 | 0.79616 | 0.92887 | 1.0405 | 1.1215 | 1.1636 | 1.1636 | 1.1636 | 1.1636 | 1.1636 | 1.1636 | 1.1636 | 1.1636 | 1.1636
F1_Industrial_Industrial - WA_New_Space Heating_Natural Gas_Ventilation - Demand Controlled_A_Achievable Economic UCT Potential | F1 | Industrial | Industrial - WA | New | Space Heating | Natural Gas | Ventilation - Demand Controlled | A | Integrated Unit Energy Savings (kWh or therms) | Achievable Economic UCT Potential | 0 | 0 | 0.035272 | 0.034178 | 0.033588 | 0.033194 | 0.032923 | 0.032713 | 0.03254 | 0.032388 | 0.032248 | 0.032118 | 0.031998 | 0.031887 | 0.031785 | 0.031691 | 0.031604 | 0.031539 | 0.031481 | 0.031386 | 0.031265 | 0.031154 | 0.031081 | 0.031017 | 0.030962 | 0.030913 | 0.030871
F2_Industrial_Industrial - WA_New_Space Heating_Natural Gas_Ventilation - Demand Controlled_A_Achievable Economic UCT Potential | F2 | Industrial | Industrial - WA | New | Space Heating | Natural Gas | Ventilation - Demand Controlled | A | Integrated Unit Summer Peak Savings (kW) | Achievable Economic UCT Potential | 0 | 0 | 0 | 0 | 0 | 0 | 0 | 0 | 0 | 0 | 0 | 0 | 0 | 0 | 0 | 0 | 0 | 0 | 0 | 0 | 0 | 0 | 0 | 0 | 0 | 0 | 0
F3_Industrial_Industrial - WA_New_Space Heating_Natural Gas_Ventilation - Demand Controlled_A_Achievable Economic UCT Potential | F3 | Industrial | Industrial - WA | New | Space Heating | Natural Gas | Ventilation - Demand Controlled | A | Integrated Unit Winter Peak Savings (kW) | Achievable Economic UCT Potential | 0 | 0 | 0 | 0 | 0 | 0 | 0 | 0 | 0 | 0 | 0 | 0 | 0 | 0 | 0 | 0 | 0 | 0 | 0 | 0 | 0 | 0 | 0 | 0 | 0 | 0 | 0
F4_Industrial_Industrial - WA_New_Space Heating_Natural Gas_Ventilation - Demand Controlled_A_Achievable Economic UCT Potential | F4 | Industrial | Industrial - WA | New | Space Heating | Natural Gas | Ventilation - Demand Controlled | A | Incremental Energy Savings (MWh or mTherms) | Achievable Economic UCT Potential | 0 | 0 | 0 | 0 | 0 | 0 | 0 | 0 | 0 | 0 | 0 | 0 | 0 | 0 | 0 | 0 | 0 | 0 | 0 | 0 | 0 | 0 | 0 | 0 | 0 | 0 | 0
F5_Industrial_Industrial - WA_New_Space Heating_Natural Gas_Ventilation - Demand Controlled_A_Achievable Economic UCT Potential | F5 | Industrial | Industrial - WA | New | Space Heating | Natural Gas | Ventilation - Demand Controlled | A | Incremental Summer Peak Savings (MW) | Achievable Economic UCT Potential | 0 | 0 | 0 | 0 | 0 | 0 | 0 | 0 | 0 | 0 | 0 | 0 | 0 | 0 | 0 | 0 | 0 | 0 | 0 | 0 | 0 | 0 | 0 | 0 | 0 | 0 | 0
F6_Industrial_Industrial - WA_New_Space Heating_Natural Gas_Ventilation - Demand Controlled_A_Achievable Economic UCT Potential | F6 | Industrial | Industrial - WA | New | Space Heating | Natural Gas | Ventilation - Demand Controlled | A | Incremental Winter Peak Savings (MW) | Achievable Economic UCT Potential | 0 | 0 | 0 | 0 | 0 | 0 | 0 | 0 | 0 | 0 | 0 | 0 | 0 | 0 | 0 | 0 | 0 | 0 | 0 | 0 | 0 | 0 | 0 | 0 | 0 | 0 | 0
F7_Industrial_Industrial - WA_New_Space Heating_Natural Gas_Ventilation - Demand Controlled_A_Achievable Economic UCT Potential | F7 | Industrial | Industrial - WA | New | Space Heating | Natural Gas | Ventilation - Demand Controlled | A | Cumulative Energy Savings (MWh or mTherms) | Achievable Economic UCT Potential | 0 | 0 | 0 | 0 | 0 | 0 | 0 | 0 | 0 | 0 | 0 | 0 | 0 | 0 | 0 | 0 | 0 | 0 | 0 | 0 | 0 | 0 | 0 | 0 | 0 | 0 | 0
F8_Industrial_Industrial - WA_New_Space Heating_Natural Gas_Ventilation - Demand Controlled_A_Achievable Economic UCT Potential | F8 | Industrial | Industrial - WA | New | Space Heating | Natural Gas | Ventilation - Demand Controlled | A | Cumulative Summer Peak Savings (MW) | Achievable Economic UCT Potential | 0 | 0 | 0 | 0 | 0 | 0 | 0 | 0 | 0 | 0 | 0 | 0 | 0 | 0 | 0 | 0 | 0 | 0 | 0 | 0 | 0 | 0 | 0 | 0 | 0 | 0 | 0
F9_Industrial_Industrial - WA_New_Space Heating_Natural Gas_Ventilation - Demand Controlled_A_Achievable Economic UCT Potential | F9 | Industrial | Industrial - WA | New | Space Heating | Natural Gas | Ventilation - Demand Controlled | A | Cumulative Winter Peak Savings (MW) | Achievable Economic UCT Potential | 0 | 0 | 0 | 0 | 0 | 0 | 0 | 0 | 0 | 0 | 0 | 0 | 0 | 0 | 0 | 0 | 0 | 0 | 0 | 0 | 0 | 0 | 0 | 0 | 0 | 0 | 0
F10_Industrial_Industrial - WA_New_Space Heating_Natural Gas_Ventilation - Demand Controlled_A_Achievable Economic UCT Potential | F10 | Industrial | Industrial - WA | New | Space Heating | Natural Gas | Ventilation - Demand Controlled | A | Purchases (Incremental) | Achievable Economic UCT Potential | 0 | 0 | 0 | 0 | 0 | 0 | 0 | 0 | 0 | 0 | 0 | 0 | 0 | 0 | 0 | 0 | 0 | 0 | 0 | 0 | 0 | 0 | 0 | 0 | 0 | 0 | 0
F11_Industrial_Industrial - WA_New_Space Heating_Natural Gas_Ventilation - Demand Controlled_A_Achievable Economic UCT Potential | F11 | Industrial | Industrial - WA | New | Space Heating | Natural Gas | Ventilation - Demand Controlled | A | Purchases (Cumulative) | Achievable Economic UCT Potential | 0 | 0 | 0 | 0 | 0 | 0 | 0 | 0 | 0 | 0 | 0 | 0 | 0 | 0 | 0 | 0 | 0 | 0 | 0 | 0 | 0 | 0 | 0 | 0 | 0 | 0 | 0
F1_Industrial_Industrial - WA_New_Space Heating_Natural Gas_Destratification Fans (HVLS)_A_Achievable Economic UCT Potential | F1 | Industrial | Industrial - WA | New | Space Heating | Natural Gas | Destratification Fans (HVLS) | A | Integrated Unit Energy Savings (kWh or therms) | Achievable Economic UCT Potential | 0 | 0 | 98423.8683 | 97426.4573 | 96839.7609 | 96413.8541 | 96093.8798 | 95899.3896 | 95771.2408 | 95673.8533 | 95583.4807 | 95499.8832 | 95422.6751 | 95351.419 | 95285.654 | 95224.9231 | 95168.788 | 95117.4005 | 95062.624 | 94971.507 | 94856.6758 | 94743.7686 | 94647.1156 | 94563.6415 | 94490.9466 | 94427.1456 | 94370.7467
F2_Industrial_Industrial - WA_New_Space Heating_Natural Gas_Destratification Fans (HVLS)_A_Achievable Economic UCT Potential | F2 | Industrial | Industrial - WA | New | Space Heating | Natural Gas | Destratification Fans (HVLS) | A | Integrated Unit Summer Peak Savings (kW) | Achievable Economic UCT Potential | 0 | 0 | 0 | 0 | 0 | 0 | 0 | 0 | 0 | 0 | 0 | 0 | 0 | 0 | 0 | 0 | 0 | 0 | 0 | 0 | 0 | 0 | 0 | 0 | 0 | 0 | 0
F3_Industrial_Industrial - WA_New_Space Heating_Natural Gas_Destratification Fans (HVLS)_A_Achievable Economic UCT Potential | F3 | Industrial | Industrial - WA | New | Space Heating | Natural Gas | Destratification Fans (HVLS) | A | Integrated Unit Winter Peak Savings (kW) | Achievable Economic UCT Potential | 0 | 0 | 0 | 0 | 0 | 0 | 0 | 0 | 0 | 0 | 0 | 0 | 0 | 0 | 0 | 0 | 0 | 0 | 0 | 0 | 0 | 0 | 0 | 0 | 0 | 0 | 0
F4_Industrial_Industrial - WA_New_Space Heating_Natural Gas_Destratification Fans (HVLS)_A_Achievable Economic UCT Potential | F4 | Industrial | Industrial - WA | New | Space Heating | Natural Gas | Destratification Fans (HVLS) | A | Incremental Energy Savings (MWh or mTherms) | Achievable Economic UCT Potential | 0 | 0 | 0.024971 | 0.032919 | 0.039126 | 0.044129 | 0.047538 | 0.05093 | 0.054287 | 0.057595 | 0.060844 | 0.064035 | 0.06717 | 0.07025 | 0.073278 | 0.076253 | 0.079177 | 0.057919 | 0.05275 | 0.049233 | 0.046846 | 0.046 | 0 | 0 | 0 | 0 | 0
F5_Industrial_Industrial - WA_New_Space Heating_Natural Gas_Destratification Fans (HVLS)_A_Achievable Economic UCT Potential | F5 | Industrial | Industrial - WA | New | Space Heating | Natural Gas | Destratification Fans (HVLS) | A | Incremental Summer Peak Savings (MW) | Achievable Economic UCT Potential | 0 | 0 | 0 | 0 | 0 | 0 | 0 | 0 | 0 | 0 | 0 | 0 | 0 | 0 | 0 | 0 | 0 | 0 | 0 | 0 | 0 | 0 | 0 | 0 | 0 | 0 | 0
F6_Industrial_Industrial - WA_New_Space Heating_Natural Gas_Destratification Fans (HVLS)_A_Achievable Economic UCT Potential | F6 | Industrial | Industrial - WA | New | Space Heating | Natural Gas | Destratification Fans (HVLS) | A | Incremental Winter Peak Savings (MW) | Achievable Economic UCT Potential | 0 | 0 | 0 | 0 | 0 | 0 | 0 | 0 | 0 | 0 | 0 | 0 | 0 | 0 | 0 | 0 | 0 | 0 | 0 | 0 | 0 | 0 | 0 | 0 | 0 | 0 | 0
F7_Industrial_Industrial - WA_New_Space Heating_Natural Gas_Destratification Fans (HVLS)_A_Achievable Economic UCT Potential | F7 | Industrial | Industrial - WA | New | Space Heating | Natural Gas | Destratification Fans (HVLS) | A | Cumulative Energy Savings (MWh or mTherms) | Achievable Economic UCT Potential | 0 | 0 | 0.024971 | 0.057637 | 0.096416 | 0.14012 | 0.1872 | 0.23775 | 0.29172 | 0.34901 | 0.40953 | 0.4732 | 0.53999 | 0.60984 | 0.6827 | 0.75851 | 0.83724 | 0.89471 | 0.94695 | 0.99527 | 1.0409 | 1.0857 | 1.0846 | 1.0836 | 1.0828 | 1.082 | 1.0814
F8_Industrial_Industrial - WA_New_Space Heating_Natural Gas_Destratification Fans (HVLS)_A_Achievable Economic UCT Potential | F8 | Industrial | Industrial - WA | New | Space Heating | Natural Gas | Destratification Fans (HVLS) | A | Cumulative Summer Peak Savings (MW) | Achievable Economic UCT Potential | 0 | 0 | 0 | 0 | 0 | 0 | 0 | 0 | 0 | 0 | 0 | 0 | 0 | 0 | 0 | 0 | 0 | 0 | 0 | 0 | 0 | 0 | 0 | 0 | 0 | 0 | 0
F9_Industrial_Industrial - WA_New_Space Heating_Natural Gas_Destratification Fans (HVLS)_A_Achievable Economic UCT Potential | F9 | Industrial | Industrial - WA | New | Space Heating | Natural Gas | Destratification Fans (HVLS) | A | Cumulative Winter Peak Savings (MW) | Achievable Economic UCT Potential | 0 | 0 | 0 | 0 | 0 | 0 | 0 | 0 | 0 | 0 | 0 | 0 | 0 | 0 | 0 | 0 | 0 | 0 | 0 | 0 | 0 | 0 | 0 | 0 | 0 | 0 | 0
F10_Industrial_Industrial - WA_New_Space Heating_Natural Gas_Destratification Fans (HVLS)_A_Achievable Economic UCT Potential | F10 | Industrial | Industrial - WA | New | Space Heating | Natural Gas | Destratification Fans (HVLS) | A | Purchases (Incremental) | Achievable Economic UCT Potential | 0 | 0 | 0.00025371 | 0.00033788 | 0.00040403 | 0.00045771 | 0.00049471 | 0.00053108 | 0.00056684 | 0.00060199 | 0.00063655 | 0.00067052 | 0.00070392 | 0.00073675 | 0.00076903 | 0.00080076 | 0.00083196 | 0.00060892 | 0.0005549 | 0.00051839 | 0.00049386 | 0.00048552 | 0 | 0 | 0 | 0 | 0
F11_Industrial_Industrial - WA_New_Space Heating_Natural Gas_Destratification Fans (HVLS)_A_Achievable Economic UCT Potential | F11 | Industrial | Industrial - WA | New | Space Heating | Natural Gas | Destratification Fans (HVLS) | A | Purchases (Cumulative) | Achievable Economic UCT Potential | 0 | 0 | 0.00025371 | 0.0005916 | 0.00099563 | 0.0014533 | 0.001948 | 0.0024791 | 0.003046 | 0.003648 | 0.0042845 | 0.004955 | 0.0056589 | 0.0063957 | 0.0071647 | 0.0079655 | 0.0087975 | 0.0094064 | 0.0099613 | 0.01048 | 0.010974 | 0.011459 | 0.011459 | 0.011459 | 0.011459 | 0.011459 | 0.011459
F1_Industrial_Industrial - WA_New_Space Heating_Natural Gas_Condensing RTU_A_Achievable Economic UCT Potential | F1 | Industrial | Industrial - WA | New | Space Heating | Natural Gas | Condensing RTU | A | Integrated Unit Energy Savings (kWh or therms) | Achievable Economic UCT Potential | 0 | 0 | 0.056756 | 0.054971 | 0.054001 | 0.053348 | 0.052892 | 0.052538 | 0.052248 | 0.051997 | 0.051767 | 0.051557 | 0.051364 | 0.051186 | 0.051023 | 0.050874 | 0.050737 | 0.050638 | 0.050549 | 0.050401 | 0.05021 | 0.050037 | 0.049922 | 0.049823 | 0.049737 | 0.049662 | 0.049597
F2_Industrial_Industrial - WA_New_Space Heating_Natural Gas_Condensing RTU_A_Achievable Economic UCT Potential | F2 | Industrial | Industrial - WA | New | Space Heating | Natural Gas | Condensing RTU | A | Integrated Unit Summer Peak Savings (kW) | Achievable Economic UCT Potential | 0 | 0 | 0 | 0 | 0 | 0 | 0 | 0 | 0 | 0 | 0 | 0 | 0 | 0 | 0 | 0 | 0 | 0 | 0 | 0 | 0 | 0 | 0 | 0 | 0 | 0 | 0
F3_Industrial_Industrial - WA_New_Space Heating_Natural Gas_Condensing RTU_A_Achievable Economic UCT Potential | F3 | Industrial | Industrial - WA | New | Space Heating | Natural Gas | Condensing RTU | A | Integrated Unit Winter Peak Savings (kW) | Achievable Economic UCT Potential | 0 | 0 | 0 | 0 | 0 | 0 | 0 | 0 | 0 | 0 | 0 | 0 | 0 | 0 | 0 | 0 | 0 | 0 | 0 | 0 | 0 | 0 | 0 | 0 | 0 | 0 | 0
F4_Industrial_Industrial - WA_New_Space Heating_Natural Gas_Condensing RTU_A_Achievable Economic UCT Potential | F4 | Industrial | Industrial - WA | New | Space Heating | Natural Gas | Condensing RTU | A | Incremental Energy Savings (MWh or mTherms) | Achievable Economic UCT Potential | 0 | 0 | 0 | 0 | 0 | 0 | 0 | 0 | 0 | 0 | 0 | 0 | 0 | 0 | 0 | 0 | 0 | 0 | 0 | 0 | 0 | 0 | 0 | 0 | 0 | 0 | 0
F5_Industrial_Industrial - WA_New_Space Heating_Natural Gas_Condensing RTU_A_Achievable Economic UCT Potential | F5 | Industrial | Industrial - WA | New | Space Heating | Natural Gas | Condensing RTU | A | Incremental Summer Peak Savings (MW) | Achievable Economic UCT Potential | 0 | 0 | 0 | 0 | 0 | 0 | 0 | 0 | 0 | 0 | 0 | 0 | 0 | 0 | 0 | 0 | 0 | 0 | 0 | 0 | 0 | 0 | 0 | 0 | 0 | 0 | 0
F6_Industrial_Industrial - WA_New_Space Heating_Natural Gas_Condensing RTU_A_Achievable Economic UCT Potential | F6 | Industrial | Industrial - WA | New | Space Heating | Natural Gas | Condensing RTU | A | Incremental Winter Peak Savings (MW) | Achievable Economic UCT Potential | 0 | 0 | 0 | 0 | 0 | 0 | 0 | 0 | 0 | 0 | 0 | 0 | 0 | 0 | 0 | 0 | 0 | 0 | 0 | 0 | 0 | 0 | 0 | 0 | 0 | 0 | 0
F7_Industrial_Industrial - WA_New_Space Heating_Natural Gas_Condensing RTU_A_Achievable Economic UCT Potential | F7 | Industrial | Industrial - WA | New | Space Heating | Natural Gas | Condensing RTU | A | Cumulative Energy Savings (MWh or mTherms) | Achievable Economic UCT Potential | 0 | 0 | 0 | 0 | 0 | 0 | 0 | 0 | 0 | 0 | 0 | 0 | 0 | 0 | 0 | 0 | 0 | 0 | 0 | 0 | 0 | 0 | 0 | 0 | 0 | 0 | 0
F8_Industrial_Industrial - WA_New_Space Heating_Natural Gas_Condensing RTU_A_Achievable Economic UCT Potential | F8 | Industrial | Industrial - WA | New | Space Heating | Natural Gas | Condensing RTU | A | Cumulative Summer Peak Savings (MW) | Achievable Economic UCT Potential | 0 | 0 | 0 | 0 | 0 | 0 | 0 | 0 | 0 | 0 | 0 | 0 | 0 | 0 | 0 | 0 | 0 | 0 | 0 | 0 | 0 | 0 | 0 | 0 | 0 | 0 | 0
F9_Industrial_Industrial - WA_New_Space Heating_Natural Gas_Condensing RTU_A_Achievable Economic UCT Potential | F9 | Industrial | Industrial - WA | New | Space Heating | Natural Gas | Condensing RTU | A | Cumulative Winter Peak Savings (MW) | Achievable Economic UCT Potential | 0 | 0 | 0 | 0 | 0 | 0 | 0 | 0 | 0 | 0 | 0 | 0 | 0 | 0 | 0 | 0 | 0 | 0 | 0 | 0 | 0 | 0 | 0 | 0 | 0 | 0 | 0
F10_Industrial_Industrial - WA_New_Space Heating_Natural Gas_Condensing RTU_A_Achievable Economic UCT Potential | F10 | Industrial | Industrial - WA | New | Space Heating | Natural Gas | Condensing RTU | A | Purchases (Incremental) | Achievable Economic UCT Potential | 0 | 0 | 0 | 0 | 0 | 0 | 0 | 0 | 0 | 0 | 0 | 0 | 0 | 0 | 0 | 0 | 0 | 0 | 0 | 0 | 0 | 0 | 0 | 0 | 0 | 0 | 0
F11_Industrial_Industrial - WA_New_Space Heating_Natural Gas_Condensing RTU_A_Achievable Economic UCT Potential | F11 | Industrial | Industrial - WA | New | Space Heating | Natural Gas | Condensing RTU | A | Purchases (Cumulative) | Achievable Economic UCT Potential | 0 | 0 | 0 | 0 | 0 | 0 | 0 | 0 | 0 | 0 | 0 | 0 | 0 | 0 | 0 | 0 | 0 | 0 | 0 | 0 | 0 | 0 | 0 | 0 | 0 | 0 | 0
F1_Industrial_Industrial - WA_New_Space Heating_Natural Gas_Industrial Air Curtains_A_Achievable Economic UCT Potential | F1 | Industrial | Industrial - WA | New | Space Heating | Natural Gas | Industrial Air Curtains | A | Integrated Unit Energy Savings (kWh or therms) | Achievable Economic UCT Potential | 0 | 0 | -0.01692 | -0.016772 | -0.016693 | -0.016642 | -0.016611 | -0.016582 | -0.016556 | -0.016532 | -0.01651 | -0.01649 | -0.016472 | -0.016455 | -0.01644 | -0.016426 | -0.016413 | -0.016401 | -0.016389 | -0.016371 | -0.016349 | -0.016327 | -0.016308 | -0.016292 | -0.016278 | -0.016265 | -0.016254
F2_Industrial_Industrial - WA_New_Space Heating_Natural Gas_Industrial Air Curtains_A_Achievable Economic UCT Potential | F2 | Industrial | Industrial - WA | New | Space Heating | Natural Gas | Industrial Air Curtains | A | Integrated Unit Summer Peak Savings (kW) | Achievable Economic UCT Potential | 0 | 0 | 0 | 0 | 0 | 0 | 0 | 0 | 0 | 0 | 0 | 0 | 0 | 0 | 0 | 0 | 0 | 0 | 0 | 0 | 0 | 0 | 0 | 0 | 0 | 0 | 0
F3_Industrial_Industrial - WA_New_Space Heating_Natural Gas_Industrial Air Curtains_A_Achievable Economic UCT Potential | F3 | Industrial | Industrial - WA | New | Space Heating | Natural Gas | Industrial Air Curtains | A | Integrated Unit Winter Peak Savings (kW) | Achievable Economic UCT Potential | 0 | 0 | 0 | 0 | 0 | 0 | 0 | 0 | 0 | 0 | 0 | 0 | 0 | 0 | 0 | 0 | 0 | 0 | 0 | 0 | 0 | 0 | 0 | 0 | 0 | 0 | 0
F4_Industrial_Industrial - WA_New_Space Heating_Natural Gas_Industrial Air Curtains_A_Achievable Economic UCT Potential | F4 | Industrial | Industrial - WA | New | Space Heating | Natural Gas | Industrial Air Curtains | A | Incremental Energy Savings (MWh or mTherms) | Achievable Economic UCT Potential | 0 | 0 | 0 | 0 | 0 | 0 | 0 | 0 | 0 | 0 | 0 | 0 | 0 | 0 | 0 | 0 | 0 | 0 | 0 | 0 | 0 | 0 | 0 | 0 | 0 | 0 | 0
F5_Industrial_Industrial - WA_New_Space Heating_Natural Gas_Industrial Air Curtains_A_Achievable Economic UCT Potential | F5 | Industrial | Industrial - WA | New | Space Heating | Natural Gas | Industrial Air Curtains | A | Incremental Summer Peak Savings (MW) | Achievable Economic UCT Potential | 0 | 0 | 0 | 0 | 0 | 0 | 0 | 0 | 0 | 0 | 0 | 0 | 0 | 0 | 0 | 0 | 0 | 0 | 0 | 0 | 0 | 0 | 0 | 0 | 0 | 0 | 0
F6_Industrial_Industrial - WA_New_Space Heating_Natural Gas_Industrial Air Curtains_A_Achievable Economic UCT Potential | F6 | Industrial | Industrial - WA | New | Space Heating | Natural Gas | Industrial Air Curtains | A | Incremental Winter Peak Savings (MW) | Achievable Economic UCT Potential | 0 | 0 | 0 | 0 | 0 | 0 | 0 | 0 | 0 | 0 | 0 | 0 | 0 | 0 | 0 | 0 | 0 | 0 | 0 | 0 | 0 | 0 | 0 | 0 | 0 | 0 | 0
F7_Industrial_Industrial - WA_New_Space Heating_Natural Gas_Industrial Air Curtains_A_Achievable Economic UCT Potential | F7 | Industrial | Industrial - WA | New | Space Heating | Natural Gas | Industrial Air Curtains | A | Cumulative Energy Savings (MWh or mTherms) | Achievable Economic UCT Potential | 0 | 0 | 0 | 0 | 0 | 0 | 0 | 0 | 0 | 0 | 0 | 0 | 0 | 0 | 0 | 0 | 0 | 0 | 0 | 0 | 0 | 0 | 0 | 0 | 0 | 0 | 0
F8_Industrial_Industrial - WA_New_Space Heating_Natural Gas_Industrial Air Curtains_A_Achievable Economic UCT Potential | F8 | Industrial | Industrial - WA | New | Space Heating | Natural Gas | Industrial Air Curtains | A | Cumulative Summer Peak Savings (MW) | Achievable Economic UCT Potential | 0 | 0 | 0 | 0 | 0 | 0 | 0 | 0 | 0 | 0 | 0 | 0 | 0 | 0 | 0 | 0 | 0 | 0 | 0 | 0 | 0 | 0 | 0 | 0 | 0 | 0 | 0
F9_Industrial_Industrial - WA_New_Space Heating_Natural Gas_Industrial Air Curtains_A_Achievable Economic UCT Potential | F9 | Industrial | Industrial - WA | New | Space Heating | Natural Gas | Industrial Air Curtains | A | Cumulative Winter Peak Savings (MW) | Achievable Economic UCT Potential | 0 | 0 | 0 | 0 | 0 | 0 | 0 | 0 | 0 | 0 | 0 | 0 | 0 | 0 | 0 | 0 | 0 | 0 | 0 | 0 | 0 | 0 | 0 | 0 | 0 | 0 | 0
F10_Industrial_Industrial - WA_New_Space Heating_Natural Gas_Industrial Air Curtains_A_Achievable Economic UCT Potential | F10 | Industrial | Industrial - WA | New | Space Heating | Natural Gas | Industrial Air Curtains | A | Purchases (Incremental) | Achievable Economic UCT Potential | 0 | 0 | 0 | 0 | 0 | 0 | 0 | 0 | 0 | 0 | 0 | 0 | 0 | 0 | 0 | 0 | 0 | 0 | 0 | 0 | 0 | 0 | 0 | 0 | 0 | 0 | 0
F11_Industrial_Industrial - WA_New_Space Heating_Natural Gas_Industrial Air Curtains_A_Achievable Economic UCT Potential | F11 | Industrial | Industrial - WA | New | Space Heating | Natural Gas | Industrial Air Curtains | A | Purchases (Cumulative) | Achievable Economic UCT Potential | 0 | 0 | 0 | 0 | 0 | 0 | 0 | 0 | 0 | 0 | 0 | 0 | 0 | 0 | 0 | 0 | 0 | 0 | 0 | 0 | 0 | 0 | 0 | 0 | 0 | 0 | 0
F1_Industrial_Industrial - WA_New_Space Heating_Natural Gas_HVAC - Energy Recovery Ventilator_A_Achievable Economic UCT Potential | F1 | Industrial | Industrial - WA | New | Space Heating | Natural Gas | HVAC - Energy Recovery Ventilator | A | Integrated Unit Energy Savings (kWh or therms) | Achievable Economic UCT Potential | 0 | 0 | 0.17368 | 0.17172 | 0.17048 | 0.16953 | 0.16874 | 0.16817 | 0.16771 | 0.1673 | 0.16691 | 0.16653 | 0.16616 | 0.16582 | 0.1655 | 0.1652 | 0.16492 | 0.16473 | 0.16457 | 0.16437 | 0.16414 | 0.16392 | 0.16385 | 0.1638 | 0.16376 | 0.16373 | 0.1637
F2_Industrial_Industrial - WA_New_Space Heating_Natural Gas_HVAC - Energy Recovery Ventilator_A_Achievable Economic UCT Potential | F2 | Industrial | Industrial - WA | New | Space Heating | Natural Gas | HVAC - Energy Recovery Ventilator | A | Integrated Unit Summer Peak Savings (kW) | Achievable Economic UCT Potential | 0 | 0 | 0 | 0 | 0 | 0 | 0 | 0 | 0 | 0 | 0 | 0 | 0 | 0 | 0 | 0 | 0 | 0 | 0 | 0 | 0 | 0 | 0 | 0 | 0 | 0 | 0
F3_Industrial_Industrial - WA_New_Space Heating_Natural Gas_HVAC - Energy Recovery Ventilator_A_Achievable Economic UCT Potential | F3 | Industrial | Industrial - WA | New | Space Heating | Natural Gas | HVAC - Energy Recovery Ventilator | A | Integrated Unit Winter Peak Savings (kW) | Achievable Economic UCT Potential | 0 | 0 | 0 | 0 | 0 | 0 | 0 | 0 | 0 | 0 | 0 | 0 | 0 | 0 | 0 | 0 | 0 | 0 | 0 | 0 | 0 | 0 | 0 | 0 | 0 | 0 | 0
F4_Industrial_Industrial - WA_New_Space Heating_Natural Gas_HVAC - Energy Recovery Ventilator_A_Achievable Economic UCT Potential | F4 | Industrial | Industrial - WA | New | Space Heating | Natural Gas | HVAC - Energy Recovery Ventilator | A | Incremental Energy Savings (MWh or mTherms) | Achievable Economic UCT Potential | 0 | 0 | 0 | 0 | 0 | 0 | 0 | 0 | 0 | 0 | 0 | 0 | 0 | 0 | 0 | 0 | 0 | 0 | 0 | 0 | 0 | 0 | 0 | 0 | 0 | 0 | 0
F5_Industrial_Industrial - WA_New_Space Heating_Natural Gas_HVAC - Energy Recovery Ventilator_A_Achievable Economic UCT Potential | F5 | Industrial | Industrial - WA | New | Space Heating | Natural Gas | HVAC - Energy Recovery Ventilator | A | Incremental Summer Peak Savings (MW) | Achievable Economic UCT Potential | 0 | 0 | 0 | 0 | 0 | 0 | 0 | 0 | 0 | 0 | 0 | 0 | 0 | 0 | 0 | 0 | 0 | 0 | 0 | 0 | 0 | 0 | 0 | 0 | 0 | 0 | 0
F6_Industrial_Industrial - WA_New_Space Heating_Natural Gas_HVAC - Energy Recovery Ventilator_A_Achievable Economic UCT Potential | F6 | Industrial | Industrial - WA | New | Space Heating | Natural Gas | HVAC - Energy Recovery Ventilator | A | Incremental Winter Peak Savings (MW) | Achievable Economic UCT Potential | 0 | 0 | 0 | 0 | 0 | 0 | 0 | 0 | 0 | 0 | 0 | 0 | 0 | 0 | 0 | 0 | 0 | 0 | 0 | 0 | 0 | 0 | 0 | 0 | 0 | 0 | 0
F7_Industrial_Industrial - WA_New_Space Heating_Natural Gas_HVAC - Energy Recovery Ventilator_A_Achievable Economic UCT Potential | F7 | Industrial | Industrial - WA | New | Space Heating | Natural Gas | HVAC - Energy Recovery Ventilator | A | Cumulative Energy Savings (MWh or mTherms) | Achievable Economic UCT Potential | 0 | 0 | 0 | 0 | 0 | 0 | 0 | 0 | 0 | 0 | 0 | 0 | 0 | 0 | 0 | 0 | 0 | 0 | 0 | 0 | 0 | 0 | 0 | 0 | 0 | 0 | 0
F8_Industrial_Industrial - WA_New_Space Heating_Natural Gas_HVAC - Energy Recovery Ventilator_A_Achievable Economic UCT Potential | F8 | Industrial | Industrial - WA | New | Space Heating | Natural Gas | HVAC - Energy Recovery Ventilator | A | Cumulative Summer Peak Savings (MW) | Achievable Economic UCT Potential | 0 | 0 | 0 | 0 | 0 | 0 | 0 | 0 | 0 | 0 | 0 | 0 | 0 | 0 | 0 | 0 | 0 | 0 | 0 | 0 | 0 | 0 | 0 | 0 | 0 | 0 | 0
F9_Industrial_Industrial - WA_New_Space Heating_Natural Gas_HVAC - Energy Recovery Ventilator_A_Achievable Economic UCT Potential | F9 | Industrial | Industrial - WA | New | Space Heating | Natural Gas | HVAC - Energy Recovery Ventilator | A | Cumulative Winter Peak Savings (MW) | Achievable Economic UCT Potential | 0 | 0 | 0 | 0 | 0 | 0 | 0 | 0 | 0 | 0 | 0 | 0 | 0 | 0 | 0 | 0 | 0 | 0 | 0 | 0 | 0 | 0 | 0 | 0 | 0 | 0 | 0
F10_Industrial_Industrial - WA_New_Space Heating_Natural Gas_HVAC - Energy Recovery Ventilator_A_Achievable Economic UCT Potential | F10 | Industrial | Industrial - WA | New | Space Heating | Natural Gas | HVAC - Energy Recovery Ventilator | A | Purchases (Incremental) | Achievable Economic UCT Potential | 0 | 0 | 0 | 0 | 0 | 0 | 0 | 0 | 0 | 0 | 0 | 0 | 0 | 0 | 0 | 0 | 0 | 0 | 0 | 0 | 0 | 0 | 0 | 0 | 0 | 0 | 0
F11_Industrial_Industrial - WA_New_Space Heating_Natural Gas_HVAC - Energy Recovery Ventilator_A_Achievable Economic UCT Potential | F11 | Industrial | Industrial - WA | New | Space Heating | Natural Gas | HVAC - Energy Recovery Ventilator | A | Purchases (Cumulative) | Achievable Economic UCT Potential | 0 | 0 | 0 | 0 | 0 | 0 | 0 | 0 | 0 | 0 | 0 | 0 | 0 | 0 | 0 | 0 | 0 | 0 | 0 | 0 | 0 | 0 | 0 | 0 | 0 | 0 | 0
F1_Industrial_Industrial - WA_New_Space Heating_Natural Gas_Thermostat - Connected_A_Achievable Economic UCT Potential | F1 | Industrial | Industrial - WA | New | Space Heating | Natural Gas | Thermostat - Connected | A | Integrated Unit Energy Savings (kWh or therms) | Achievable Economic UCT Potential | 0 | 0 | 6195.8354 | 6141.6391 | 6112.7892 | 6093.9989 | 6082.4497 | 6071.8743 | 6062.2372 | 6053.453 | 6045.4457 | 6038.1411 | 6031.4687 | 6025.3646 | 6019.7706 | 6014.6344 | 6009.9091 | 6005.5884 | 6001.1454 | 5994.4893 | 5986.4087 | 5978.514 | 5971.7023 | 5965.7734 | 5960.5705 | 5955.97 | 5951.8738
F2_Industrial_Industrial - WA_New_Space Heating_Natural Gas_Thermostat - Connected_A_Achievable Economic UCT Potential | F2 | Industrial | Industrial - WA | New | Space Heating | Natural Gas | Thermostat - Connected | A | Integrated Unit Summer Peak Savings (kW) | Achievable Economic UCT Potential | 0 | 0 | 0 | 0 | 0 | 0 | 0 | 0 | 0 | 0 | 0 | 0 | 0 | 0 | 0 | 0 | 0 | 0 | 0 | 0 | 0 | 0 | 0 | 0 | 0 | 0 | 0
F3_Industrial_Industrial - WA_New_Space Heating_Natural Gas_Thermostat - Connected_A_Achievable Economic UCT Potential | F3 | Industrial | Industrial - WA | New | Space Heating | Natural Gas | Thermostat - Connected | A | Integrated Unit Winter Peak Savings (kW) | Achievable Economic UCT Potential | 0 | 0 | 0 | 0 | 0 | 0 | 0 | 0 | 0 | 0 | 0 | 0 | 0 | 0 | 0 | 0 | 0 | 0 | 0 | 0 | 0 | 0 | 0 | 0 | 0 | 0 | 0
F4_Industrial_Industrial - WA_New_Space Heating_Natural Gas_Thermostat - Connected_A_Achievable Economic UCT Potential | F4 | Industrial | Industrial - WA | New | Space Heating | Natural Gas | Thermostat - Connected | A | Incremental Energy Savings (MWh or mTherms) | Achievable Economic UCT Potential | 0 | 0 | 0.029916 | 0.039493 | 0.047003 | 0.053083 | 0.057265 | 0.025914 | 0.0081037 | 0 | 0 | 0 | 0 | 0 | 0 | 0 | 0 | 0 | 0 | 0 | 0 | 0 | 0 | 0 | 0 | 0 | 0
F5_Industrial_Industrial - WA_New_Space Heating_Natural Gas_Thermostat - Connected_A_Achievable Economic UCT Potential | F5 | Industrial | Industrial - WA | New | Space Heating | Natural Gas | Thermostat - Connected | A | Incremental Summer Peak Savings (MW) | Achievable Economic UCT Potential | 0 | 0 | 0 | 0 | 0 | 0 | 0 | 0 | 0 | 0 | 0 | 0 | 0 | 0 | 0 | 0 | 0 | 0 | 0 | 0 | 0 | 0 | 0 | 0 | 0 | 0 | 0
F6_Industrial_Industrial - WA_New_Space Heating_Natural Gas_Thermostat - Connected_A_Achievable Economic UCT Potential | F6 | Industrial | Industrial - WA | New | Space Heating | Natural Gas | Thermostat - Connected | A | Incremental Winter Peak Savings (MW) | Achievable Economic UCT Potential | 0 | 0 | 0 | 0 | 0 | 0 | 0 | 0 | 0 | 0 | 0 | 0 | 0 | 0 | 0 | 0 | 0 | 0 | 0 | 0 | 0 | 0 | 0 | 0 | 0 | 0 | 0
F7_Industrial_Industrial - WA_New_Space Heating_Natural Gas_Thermostat - Connected_A_Achievable Economic UCT Potential | F7 | Industrial | Industrial - WA | New | Space Heating | Natural Gas | Thermostat - Connected | A | Cumulative Energy Savings (MWh or mTherms) | Achievable Economic UCT Potential | 0 | 0 | 0.029916 | 0.069147 | 0.11583 | 0.16855 | 0.2255 | 0.25102 | 0.25873 | 0.25835 | 0.25801 | 0.2577 | 0.25741 | 0.25715 | 0.25691 | 0.25669 | 0.25649 | 0.25631 | 0.25612 | 0.25583 | 0.25549 | 0.25515 | 0.25486 | 0.25461 | 0.25439 | 0.25419 | 0.25402
F8_Industrial_Industrial - WA_New_Space Heating_Natural Gas_Thermostat - Connected_A_Achievable Economic UCT Potential | F8 | Industrial | Industrial - WA | New | Space Heating | Natural Gas | Thermostat - Connected | A | Cumulative Summer Peak Savings (MW) | Achievable Economic UCT Potential | 0 | 0 | 0 | 0 | 0 | 0 | 0 | 0 | 0 | 0 | 0 | 0 | 0 | 0 | 0 | 0 | 0 | 0 | 0 | 0 | 0 | 0 | 0 | 0 | 0 | 0 | 0
F9_Industrial_Industrial - WA_New_Space Heating_Natural Gas_Thermostat - Connected_A_Achievable Economic UCT Potential | F9 | Industrial | Industrial - WA | New | Space Heating | Natural Gas | Thermostat - Connected | A | Cumulative Winter Peak Savings (MW) | Achievable Economic UCT Potential | 0 | 0 | 0 | 0 | 0 | 0 | 0 | 0 | 0 | 0 | 0 | 0 | 0 | 0 | 0 | 0 | 0 | 0 | 0 | 0 | 0 | 0 | 0 | 0 | 0 | 0 | 0
F10_Industrial_Industrial - WA_New_Space Heating_Natural Gas_Thermostat - Connected_A_Achievable Economic UCT Potential | F10 | Industrial | Industrial - WA | New | Space Heating | Natural Gas | Thermostat - Connected | A | Purchases (Incremental) | Achievable Economic UCT Potential | 0 | 0 | 0.0048285 | 0.0064303 | 0.0076892 | 0.0087107 | 0.0094149 | 0.0042679 | 0.0013368 | 0 | 0 | 0 | 0 | 0 | 0 | 0 | 0 | 0 | 0 | 0 | 0 | 0 | 0 | 0 | 0 | 0 | 0
F11_Industrial_Industrial - WA_New_Space Heating_Natural Gas_Thermostat - Connected_A_Achievable Economic UCT Potential | F11 | Industrial | Industrial - WA | New | Space Heating | Natural Gas | Thermostat - Connected | A | Purchases (Cumulative) | Achievable Economic UCT Potential | 0 | 0 | 0.0048285 | 0.011259 | 0.018948 | 0.027659 | 0.037074 | 0.041342 | 0.042678 | 0.042678 | 0.042678 | 0.042678 | 0.042678 | 0.042678 | 0.042678 | 0.042678 | 0.042678 | 0.042678 | 0.042678 | 0.042678 | 0.042678 | 0.042678 | 0.042678 | 0.042678 | 0.042678 | 0.042678 | 0.042678
F1_Industrial_Industrial - WA_New_Space Heating_Natural Gas_Gas Boiler - Maintenance_A_Achievable Economic UCT Potential | F1 | Industrial | Industrial - WA | New | Space Heating | Natural Gas | Gas Boiler - Maintenance | A | Integrated Unit Energy Savings (kWh or therms) | Achievable Economic UCT Potential | 0 | 0 | 0.5507 | 0.54861 | 0.54662 | 0.54465 | 0.54261 | 0.54121 | 0.54014 | 0.53921 | 0.53829 | 0.53739 | 0.53652 | 0.53569 | 0.53491 | 0.53418 | 0.5335 | 0.53315 | 0.53286 | 0.53262 | 0.53239 | 0.53213 | 0.53232 | 0.53252 | 0.53271 | 0.53291 | 0.5331
F2_Industrial_Industrial - WA_New_Space Heating_Natural Gas_Gas Boiler - Maintenance_A_Achievable Economic UCT Potential | F2 | Industrial | Industrial - WA | New | Space Heating | Natural Gas | Gas Boiler - Maintenance | A | Integrated Unit Summer Peak Savings (kW) | Achievable Economic UCT Potential | 0 | 0 | 0 | 0 | 0 | 0 | 0 | 0 | 0 | 0 | 0 | 0 | 0 | 0 | 0 | 0 | 0 | 0 | 0 | 0 | 0 | 0 | 0 | 0 | 0 | 0 | 0
F3_Industrial_Industrial - WA_New_Space Heating_Natural Gas_Gas Boiler - Maintenance_A_Achievable Economic UCT Potential | F3 | Industrial | Industrial - WA | New | Space Heating | Natural Gas | Gas Boiler - Maintenance | A | Integrated Unit Winter Peak Savings (kW) | Achievable Economic UCT Potential | 0 | 0 | 0 | 0 | 0 | 0 | 0 | 0 | 0 | 0 | 0 | 0 | 0 | 0 | 0 | 0 | 0 | 0 | 0 | 0 | 0 | 0 | 0 | 0 | 0 | 0 | 0
F4_Industrial_Industrial - WA_New_Space Heating_Natural Gas_Gas Boiler - Maintenance_A_Achievable Economic UCT Potential | F4 | Industrial | Industrial - WA | New | Space Heating | Natural Gas | Gas Boiler - Maintenance | A | Incremental Energy Savings (MWh or mTherms) | Achievable Economic UCT Potential | 0 | 0 | 0.0013139 | 0.0012218 | 0.0010078 | 0 | 0 | 0 | 0 | 0 | 0 | 0 | 0 | 0 | 0 | 0 | 0 | 0 | 0 | 0 | 0 | 0 | 0 | 0 | 0 | 0 | 0
F5_Industrial_Industrial - WA_New_Space Heating_Natural Gas_Gas Boiler - Maintenance_A_Achievable Economic UCT Potential | F5 | Industrial | Industrial - WA | New | Space Heating | Natural Gas | Gas Boiler - Maintenance | A | Incremental Summer Peak Savings (MW) | Achievable Economic UCT Potential | 0 | 0 | 0 | 0 | 0 | 0 | 0 | 0 | 0 | 0 | 0 | 0 | 0 | 0 | 0 | 0 | 0 | 0 | 0 | 0 | 0 | 0 | 0 | 0 | 0 | 0 | 0
F6_Industrial_Industrial - WA_New_Space Heating_Natural Gas_Gas Boiler - Maintenance_A_Achievable Economic UCT Potential | F6 | Industrial | Industrial - WA | New | Space Heating | Natural Gas | Gas Boiler - Maintenance | A | Incremental Winter Peak Savings (MW) | Achievable Economic UCT Potential | 0 | 0 | 0 | 0 | 0 | 0 | 0 | 0 | 0 | 0 | 0 | 0 | 0 | 0 | 0 | 0 | 0 | 0 | 0 | 0 | 0 | 0 | 0 | 0 | 0 | 0 | 0
F7_Industrial_Industrial - WA_New_Space Heating_Natural Gas_Gas Boiler - Maintenance_A_Achievable Economic UCT Potential | F7 | Industrial | Industrial - WA | New | Space Heating | Natural Gas | Gas Boiler - Maintenance | A | Cumulative Energy Savings (MWh or mTherms) | Achievable Economic UCT Potential | 0 | 0 | 0.0013139 | 0.0025308 | 0.0035294 | 0.0035166 | 0.0035035 | 0.0034945 | 0.0034876 | 0.0034815 | 0.0034756 | 0.0034698 | 0.0034642 | 0.0034588 | 0.0034538 | 0.0034491 | 0.0034447 | 0.0034424 | 0.0034406 | 0.003439 | 0.0034375 | 0.0034358 | 0.0034371 | 0.0034383 | 0.0034396 | 0.0034409 | 0.0034421
F8_Industrial_Industrial - WA_New_Space Heating_Natural Gas_Gas Boiler - Maintenance_A_Achievable Economic UCT Potential | F8 | Industrial | Industrial - WA | New | Space Heating | Natural Gas | Gas Boiler - Maintenance | A | Cumulative Summer Peak Savings (MW) | Achievable Economic UCT Potential | 0 | 0 | 0 | 0 | 0 | 0 | 0 | 0 | 0 | 0 | 0 | 0 | 0 | 0 | 0 | 0 | 0 | 0 | 0 | 0 | 0 | 0 | 0 | 0 | 0 | 0 | 0
F9_Industrial_Industrial - WA_New_Space Heating_Natural Gas_Gas Boiler - Maintenance_A_Achievable Economic UCT Potential | F9 | Industrial | Industrial - WA | New | Space Heating | Natural Gas | Gas Boiler - Maintenance | A | Cumulative Winter Peak Savings (MW) | Achievable Economic UCT Potential | 0 | 0 | 0 | 0 | 0 | 0 | 0 | 0 | 0 | 0 | 0 | 0 | 0 | 0 | 0 | 0 | 0 | 0 | 0 | 0 | 0 | 0 | 0 | 0 | 0 | 0 | 0
F10_Industrial_Industrial - WA_New_Space Heating_Natural Gas_Gas Boiler - Maintenance_A_Achievable Economic UCT Potential | F10 | Industrial | Industrial - WA | New | Space Heating | Natural Gas | Gas Boiler - Maintenance | A | Purchases (Incremental) | Achievable Economic UCT Potential | 0 | 0 | 2.3859 | 2.2272 | 1.8436 | 0 | 0 | 0 | 0 | 0 | 0 | 0 | 0 | 0 | 0 | 0 | 0 | 0 | 0 | 0 | 0 | 0 | 0 | 0 | 0 | 0 | 0
F11_Industrial_Industrial - WA_New_Space Heating_Natural Gas_Gas Boiler - Maintenance_A_Achievable Economic UCT Potential | F11 | Industrial | Industrial - WA | New | Space Heating | Natural Gas | Gas Boiler - Maintenance | A | Purchases (Cumulative) | Achievable Economic UCT Potential | 0 | 0 | 2.3859 | 4.6131 | 6.4567 | 6.4567 | 6.4567 | 6.4567 | 6.4567 | 6.4567 | 6.4567 | 6.4567 | 6.4567 | 6.4567 | 6.4567 | 6.4567 | 6.4567 | 6.4567 | 6.4567 | 6.4567 | 6.4567 | 6.4567 | 6.4567 | 6.4567 | 6.4567 | 6.4567 | 6.4567
F1_Industrial_Industrial - WA_New_Space Heating_Natural Gas_Gas Furnace - Maintenance_A_Achievable Economic UCT Potential | F1 | Industrial | Industrial - WA | New | Space Heating | Natural Gas | Gas Furnace - Maintenance | A | Integrated Unit Energy Savings (kWh or therms) | Achievable Economic UCT Potential | 0 | 0 | 0.48361 | 0.46841 | 0.46015 | 0.45458 | 0.45069 | 0.44767 | 0.4452 | 0.44306 | 0.4411 | 0.43931 | 0.43766 | 0.43615 | 0.43476 | 0.43349 | 0.43232 | 0.43147 | 0.43072 | 0.42945 | 0.42783 | 0.42635 | 0.42537 | 0.42453 | 0.42379 | 0.42315 | 0.4226
F2_Industrial_Industrial - WA_New_Space Heating_Natural Gas_Gas Furnace - Maintenance_A_Achievable Economic UCT Potential | F2 | Industrial | Industrial - WA | New | Space Heating | Natural Gas | Gas Furnace - Maintenance | A | Integrated Unit Summer Peak Savings (kW) | Achievable Economic UCT Potential | 0 | 0 | 0 | 0 | 0 | 0 | 0 | 0 | 0 | 0 | 0 | 0 | 0 | 0 | 0 | 0 | 0 | 0 | 0 | 0 | 0 | 0 | 0 | 0 | 0 | 0 | 0
F3_Industrial_Industrial - WA_New_Space Heating_Natural Gas_Gas Furnace - Maintenance_A_Achievable Economic UCT Potential | F3 | Industrial | Industrial - WA | New | Space Heating | Natural Gas | Gas Furnace - Maintenance | A | Integrated Unit Winter Peak Savings (kW) | Achievable Economic UCT Potential | 0 | 0 | 0 | 0 | 0 | 0 | 0 | 0 | 0 | 0 | 0 | 0 | 0 | 0 | 0 | 0 | 0 | 0 | 0 | 0 | 0 | 0 | 0 | 0 | 0 | 0 | 0
F4_Industrial_Industrial - WA_New_Space Heating_Natural Gas_Gas Furnace - Maintenance_A_Achievable Economic UCT Potential | F4 | Industrial | Industrial - WA | New | Space Heating | Natural Gas | Gas Furnace - Maintenance | A | Incremental Energy Savings (MWh or mTherms) | Achievable Economic UCT Potential | 0 | 0 | 0.00072302 | 0.0006537 | 0.00053158 | 0 | 0 | 0 | 0 | 0 | 0 | 0 | 0 | 0 | 0 | 0 | 0 | 0 | 0 | 0 | 0 | 0 | 0 | 0 | 0 | 0 | 0
F5_Industrial_Industrial - WA_New_Space Heating_Natural Gas_Gas Furnace - Maintenance_A_Achievable Economic UCT Potential | F5 | Industrial | Industrial - WA | New | Space Heating | Natural Gas | Gas Furnace - Maintenance | A | Incremental Summer Peak Savings (MW) | Achievable Economic UCT Potential | 0 | 0 | 0 | 0 | 0 | 0 | 0 | 0 | 0 | 0 | 0 | 0 | 0 | 0 | 0 | 0 | 0 | 0 | 0 | 0 | 0 | 0 | 0 | 0 | 0 | 0 | 0
F6_Industrial_Industrial - WA_New_Space Heating_Natural Gas_Gas Furnace - Maintenance_A_Achievable Economic UCT Potential | F6 | Industrial | Industrial - WA | New | Space Heating | Natural Gas | Gas Furnace - Maintenance | A | Incremental Winter Peak Savings (MW) | Achievable Economic UCT Potential | 0 | 0 | 0 | 0 | 0 | 0 | 0 | 0 | 0 | 0 | 0 | 0 | 0 | 0 | 0 | 0 | 0 | 0 | 0 | 0 | 0 | 0 | 0 | 0 | 0 | 0 | 0
F7_Industrial_Industrial - WA_New_Space Heating_Natural Gas_Gas Furnace - Maintenance_A_Achievable Economic UCT Potential | F7 | Industrial | Industrial - WA | New | Space Heating | Natural Gas | Gas Furnace - Maintenance | A | Cumulative Energy Savings (MWh or mTherms) | Achievable Economic UCT Potential | 0 | 0 | 0.00072302 | 0.001354 | 0.0018617 | 0.0018392 | 0.0018234 | 0.0018112 | 0.0018012 | 0.0017926 | 0.0017846 | 0.0017774 | 0.0017707 | 0.0017646 | 0.001759 | 0.0017538 | 0.0017491 | 0.0017457 | 0.0017426 | 0.0017375 | 0.0017309 | 0.001725 | 0.001721 | 0.0017176 | 0.0017146 | 0.001712 | 0.0017098
F8_Industrial_Industrial - WA_New_Space Heating_Natural Gas_Gas Furnace - Maintenance_A_Achievable Economic UCT Potential | F8 | Industrial | Industrial - WA | New | Space Heating | Natural Gas | Gas Furnace - Maintenance | A | Cumulative Summer Peak Savings (MW) | Achievable Economic UCT Potential | 0 | 0 | 0 | 0 | 0 | 0 | 0 | 0 | 0 | 0 | 0 | 0 | 0 | 0 | 0 | 0 | 0 | 0 | 0 | 0 | 0 | 0 | 0 | 0 | 0 | 0 | 0
F9_Industrial_Industrial - WA_New_Space Heating_Natural Gas_Gas Furnace - Maintenance_A_Achievable Economic UCT Potential | F9 | Industrial | Industrial - WA | New | Space Heating | Natural Gas | Gas Furnace - Maintenance | A | Cumulative Winter Peak Savings (MW) | Achievable Economic UCT Potential | 0 | 0 | 0 | 0 | 0 | 0 | 0 | 0 | 0 | 0 | 0 | 0 | 0 | 0 | 0 | 0 | 0 | 0 | 0 | 0 | 0 | 0 | 0 | 0 | 0 | 0 | 0
F10_Industrial_Industrial - WA_New_Space Heating_Natural Gas_Gas Furnace - Maintenance_A_Achievable Economic UCT Potential | F10 | Industrial | Industrial - WA | New | Space Heating | Natural Gas | Gas Furnace - Maintenance | A | Purchases (Incremental) | Achievable Economic UCT Potential | 0 | 0 | 1.4951 | 1.3956 | 1.1552 | 0 | 0 | 0 | 0 | 0 | 0 | 0 | 0 | 0 | 0 | 0 | 0 | 0 | 0 | 0 | 0 | 0 | 0 | 0 | 0 | 0 | 0
F11_Industrial_Industrial - WA_New_Space Heating_Natural Gas_Gas Furnace - Maintenance_A_Achievable Economic UCT Potential | F11 | Industrial | Industrial - WA | New | Space Heating | Natural Gas | Gas Furnace - Maintenance | A | Purchases (Cumulative) | Achievable Economic UCT Potential | 0 | 0 | 1.4951 | 2.8906 | 4.0459 | 4.0459 | 4.0459 | 4.0459 | 4.0459 | 4.0459 | 4.0459 | 4.0459 | 4.0459 | 4.0459 | 4.0459 | 4.0459 | 4.0459 | 4.0459 | 4.0459 | 4.0459 | 4.0459 | 4.0459 | 4.0459 | 4.0459 | 4.0459 | 4.0459 | 4.0459
F1_Industrial_Industrial - WA_New_Space Heating_Natural Gas_Gas Furnace - Tube Inserts_A_Achievable Economic UCT Potential | F1 | Industrial | Industrial - WA | New | Space Heating | Natural Gas | Gas Furnace - Tube Inserts | A | Integrated Unit Energy Savings (kWh or therms) | Achievable Economic UCT Potential | 0 | 0 | 0 | 0 | 0 | 0 | 0 | 0 | 0 | 0 | 0 | 0 | 0 | 0 | 0 | 0 | 0 | 0 | 0 | 0 | 0 | 0 | 0 | 0 | 0 | 0 | 0
F2_Industrial_Industrial - WA_New_Space Heating_Natural Gas_Gas Furnace - Tube Inserts_A_Achievable Economic UCT Potential | F2 | Industrial | Industrial - WA | New | Space Heating | Natural Gas | Gas Furnace - Tube Inserts | A | Integrated Unit Summer Peak Savings (kW) | Achievable Economic UCT Potential | 0 | 0 | 0 | 0 | 0 | 0 | 0 | 0 | 0 | 0 | 0 | 0 | 0 | 0 | 0 | 0 | 0 | 0 | 0 | 0 | 0 | 0 | 0 | 0 | 0 | 0 | 0
F3_Industrial_Industrial - WA_New_Space Heating_Natural Gas_Gas Furnace - Tube Inserts_A_Achievable Economic UCT Potential | F3 | Industrial | Industrial - WA | New | Space Heating | Natural Gas | Gas Furnace - Tube Inserts | A | Integrated Unit Winter Peak Savings (kW) | Achievable Economic UCT Potential | 0 | 0 | 0 | 0 | 0 | 0 | 0 | 0 | 0 | 0 | 0 | 0 | 0 | 0 | 0 | 0 | 0 | 0 | 0 | 0 | 0 | 0 | 0 | 0 | 0 | 0 | 0
F4_Industrial_Industrial - WA_New_Space Heating_Natural Gas_Gas Furnace - Tube Inserts_A_Achievable Economic UCT Potential | F4 | Industrial | Industrial - WA | New | Space Heating | Natural Gas | Gas Furnace - Tube Inserts | A | Incremental Energy Savings (MWh or mTherms) | Achievable Economic UCT Potential | 0 | 0 | 0 | 0 | 0 | 0 | 0 | 0 | 0 | 0 | 0 | 0 | 0 | 0 | 0 | 0 | 0 | 0 | 0 | 0 | 0 | 0 | 0 | 0 | 0 | 0 | 0
F5_Industrial_Industrial - WA_New_Space Heating_Natural Gas_Gas Furnace - Tube Inserts_A_Achievable Economic UCT Potential | F5 | Industrial | Industrial - WA | New | Space Heating | Natural Gas | Gas Furnace - Tube Inserts | A | Incremental Summer Peak Savings (MW) | Achievable Economic UCT Potential | 0 | 0 | 0 | 0 | 0 | 0 | 0 | 0 | 0 | 0 | 0 | 0 | 0 | 0 | 0 | 0 | 0 | 0 | 0 | 0 | 0 | 0 | 0 | 0 | 0 | 0 | 0
F6_Industrial_Industrial - WA_New_Space Heating_Natural Gas_Gas Furnace - Tube Inserts_A_Achievable Economic UCT Potential | F6 | Industrial | Industrial - WA | New | Space Heating | Natural Gas | Gas Furnace - Tube Inserts | A | Incremental Winter Peak Savings (MW) | Achievable Economic UCT Potential | 0 | 0 | 0 | 0 | 0 | 0 | 0 | 0 | 0 | 0 | 0 | 0 | 0 | 0 | 0 | 0 | 0 | 0 | 0 | 0 | 0 | 0 | 0 | 0 | 0 | 0 | 0
F7_Industrial_Industrial - WA_New_Space Heating_Natural Gas_Gas Furnace - Tube Inserts_A_Achievable Economic UCT Potential | F7 | Industrial | Industrial - WA | New | Space Heating | Natural Gas | Gas Furnace - Tube Inserts | A | Cumulative Energy Savings (MWh or mTherms) | Achievable Economic UCT Potential | 0 | 0 | 0 | 0 | 0 | 0 | 0 | 0 | 0 | 0 | 0 | 0 | 0 | 0 | 0 | 0 | 0 | 0 | 0 | 0 | 0 | 0 | 0 | 0 | 0 | 0 | 0
F8_Industrial_Industrial - WA_New_Space Heating_Natural Gas_Gas Furnace - Tube Inserts_A_Achievable Economic UCT Potential | F8 | Industrial | Industrial - WA | New | Space Heating | Natural Gas | Gas Furnace - Tube Inserts | A | Cumulative Summer Peak Savings (MW) | Achievable Economic UCT Potential | 0 | 0 | 0 | 0 | 0 | 0 | 0 | 0 | 0 | 0 | 0 | 0 | 0 | 0 | 0 | 0 | 0 | 0 | 0 | 0 | 0 | 0 | 0 | 0 | 0 | 0 | 0
F9_Industrial_Industrial - WA_New_Space Heating_Natural Gas_Gas Furnace - Tube Inserts_A_Achievable Economic UCT Potential | F9 | Industrial | Industrial - WA | New | Space Heating | Natural Gas | Gas Furnace - Tube Inserts | A | Cumulative Winter Peak Savings (MW) | Achievable Economic UCT Potential | 0 | 0 | 0 | 0 | 0 | 0 | 0 | 0 | 0 | 0 | 0 | 0 | 0 | 0 | 0 | 0 | 0 | 0 | 0 | 0 | 0 | 0 | 0 | 0 | 0 | 0 | 0
F10_Industrial_Industrial - WA_New_Space Heating_Natural Gas_Gas Furnace - Tube Inserts_A_Achievable Economic UCT Potential | F10 | Industrial | Industrial - WA | New | Space Heating | Natural Gas | Gas Furnace - Tube Inserts | A | Purchases (Incremental) | Achievable Economic UCT Potential | 0 | 0 | 0 | 0 | 0 | 0 | 0 | 0 | 0 | 0 | 0 | 0 | 0 | 0 | 0 | 0 | 0 | 0 | 0 | 0 | 0 | 0 | 0 | 0 | 0 | 0 | 0
F11_Industrial_Industrial - WA_New_Space Heating_Natural Gas_Gas Furnace - Tube Inserts_A_Achievable Economic UCT Potential | F11 | Industrial | Industrial - WA | New | Space Heating | Natural Gas | Gas Furnace - Tube Inserts | A | Purchases (Cumulative) | Achievable Economic UCT Potential | 0 | 0 | 0 | 0 | 0 | 0 | 0 | 0 | 0 | 0 | 0 | 0 | 0 | 0 | 0 | 0 | 0 | 0 | 0 | 0 | 0 | 0 | 0 | 0 | 0 | 0 | 0
F1_Industrial_Industrial - WA_New_Space Heating_Natural Gas_Gas Boiler - Burner Control Optimization_A_Achievable Economic UCT Potential | F1 | Industrial | Industrial - WA | New | Space Heating | Natural Gas | Gas Boiler - Burner Control Optimization | A | Integrated Unit Energy Savings (kWh or therms) | Achievable Economic UCT Potential | 0 | 0 | 0.26631 | 0.26541 | 0.26456 | 0.26373 | 0.26288 | 0.26234 | 0.26194 | 0.26159 | 0.26123 | 0.26088 | 0.26052 | 0.26016 | 0.25981 | 0.25947 | 0.25914 | 0.25895 | 0.25878 | 0.25863 | 0.25849 | 0.25833 | 0.25839 | 0.25846 | 0.25853 | 0.2586 | 0.25866
F2_Industrial_Industrial - WA_New_Space Heating_Natural Gas_Gas Boiler - Burner Control Optimization_A_Achievable Economic UCT Potential | F2 | Industrial | Industrial - WA | New | Space Heating | Natural Gas | Gas Boiler - Burner Control Optimization | A | Integrated Unit Summer Peak Savings (kW) | Achievable Economic UCT Potential | 0 | 0 | 0 | 0 | 0 | 0 | 0 | 0 | 0 | 0 | 0 | 0 | 0 | 0 | 0 | 0 | 0 | 0 | 0 | 0 | 0 | 0 | 0 | 0 | 0 | 0 | 0
F3_Industrial_Industrial - WA_New_Space Heating_Natural Gas_Gas Boiler - Burner Control Optimization_A_Achievable Economic UCT Potential | F3 | Industrial | Industrial - WA | New | Space Heating | Natural Gas | Gas Boiler - Burner Control Optimization | A | Integrated Unit Winter Peak Savings (kW) | Achievable Economic UCT Potential | 0 | 0 | 0 | 0 | 0 | 0 | 0 | 0 | 0 | 0 | 0 | 0 | 0 | 0 | 0 | 0 | 0 | 0 | 0 | 0 | 0 | 0 | 0 | 0 | 0 | 0 | 0
F4_Industrial_Industrial - WA_New_Space Heating_Natural Gas_Gas Boiler - Burner Control Optimization_A_Achievable Economic UCT Potential | F4 | Industrial | Industrial - WA | New | Space Heating | Natural Gas | Gas Boiler - Burner Control Optimization | A | Incremental Energy Savings (MWh or mTherms) | Achievable Economic UCT Potential | 0 | 0 | 0.00025426 | 0.00053046 | 0.0012646 | 0.0024991 | 0.0041882 | 0.0062816 | 0.00852 | 0.010542 | 0.011989 | 0.012611 | 0.01234 | 0.011286 | 0.0096882 | 0.0078359 | 0.0059911 | 0.0043451 | 0.0029961 | 0.0019688 | 0.00098878 | 0.00034493 | 0 | 0 | 0 | 0 | 0
F5_Industrial_Industrial - WA_New_Space Heating_Natural Gas_Gas Boiler - Burner Control Optimization_A_Achievable Economic UCT Potential | F5 | Industrial | Industrial - WA | New | Space Heating | Natural Gas | Gas Boiler - Burner Control Optimization | A | Incremental Summer Peak Savings (MW) | Achievable Economic UCT Potential | 0 | 0 | 0 | 0 | 0 | 0 | 0 | 0 | 0 | 0 | 0 | 0 | 0 | 0 | 0 | 0 | 0 | 0 | 0 | 0 | 0 | 0 | 0 | 0 | 0 | 0 | 0
F6_Industrial_Industrial - WA_New_Space Heating_Natural Gas_Gas Boiler - Burner Control Optimization_A_Achievable Economic UCT Potential | F6 | Industrial | Industrial - WA | New | Space Heating | Natural Gas | Gas Boiler - Burner Control Optimization | A | Incremental Winter Peak Savings (MW) | Achievable Economic UCT Potential | 0 | 0 | 0 | 0 | 0 | 0 | 0 | 0 | 0 | 0 | 0 | 0 | 0 | 0 | 0 | 0 | 0 | 0 | 0 | 0 | 0 | 0 | 0 | 0 | 0 | 0 | 0
F7_Industrial_Industrial - WA_New_Space Heating_Natural Gas_Gas Boiler - Burner Control Optimization_A_Achievable Economic UCT Potential | F7 | Industrial | Industrial - WA | New | Space Heating | Natural Gas | Gas Boiler - Burner Control Optimization | A | Cumulative Energy Savings (MWh or mTherms) | Achievable Economic UCT Potential | 0 | 0 | 0.00025426 | 0.00078386 | 0.0020459 | 0.0045385 | 0.0087122 | 0.014976 | 0.023473 | 0.033984 | 0.045927 | 0.058475 | 0.070735 | 0.081924 | 0.091502 | 0.099218 | 0.10508 | 0.10935 | 0.11227 | 0.11418 | 0.11511 | 0.11538 | 0.11541 | 0.11544 | 0.11547 | 0.1155 | 0.11553
F8_Industrial_Industrial - WA_New_Space Heating_Natural Gas_Gas Boiler - Burner Control Optimization_A_Achievable Economic UCT Potential | F8 | Industrial | Industrial - WA | New | Space Heating | Natural Gas | Gas Boiler - Burner Control Optimization | A | Cumulative Summer Peak Savings (MW) | Achievable Economic UCT Potential | 0 | 0 | 0 | 0 | 0 | 0 | 0 | 0 | 0 | 0 | 0 | 0 | 0 | 0 | 0 | 0 | 0 | 0 | 0 | 0 | 0 | 0 | 0 | 0 | 0 | 0 | 0
F9_Industrial_Industrial - WA_New_Space Heating_Natural Gas_Gas Boiler - Burner Control Optimization_A_Achievable Economic UCT Potential | F9 | Industrial | Industrial - WA | New | Space Heating | Natural Gas | Gas Boiler - Burner Control Optimization | A | Cumulative Winter Peak Savings (MW) | Achievable Economic UCT Potential | 0 | 0 | 0 | 0 | 0 | 0 | 0 | 0 | 0 | 0 | 0 | 0 | 0 | 0 | 0 | 0 | 0 | 0 | 0 | 0 | 0 | 0 | 0 | 0 | 0 | 0 | 0
F10_Industrial_Industrial - WA_New_Space Heating_Natural Gas_Gas Boiler - Burner Control Optimization_A_Achievable Economic UCT Potential | F10 | Industrial | Industrial - WA | New | Space Heating | Natural Gas | Gas Boiler - Burner Control Optimization | A | Purchases (Incremental) | Achievable Economic UCT Potential | 0 | 0 | 0.95473 | 1.9986 | 4.7798 | 9.4759 | 15.9319 | 23.9447 | 32.527 | 40.3015 | 45.893 | 48.3424 | 47.3669 | 43.3792 | 37.2892 | 30.1995 | 23.1191 | 16.78 | 11.5777 | 7.6122 | 3.8252 | 1.3352 | 0 | 0 | 0 | 0 | 0
F11_Industrial_Industrial - WA_New_Space Heating_Natural Gas_Gas Boiler - Burner Control Optimization_A_Achievable Economic UCT Potential | F11 | Industrial | Industrial - WA | New | Space Heating | Natural Gas | Gas Boiler - Burner Control Optimization | A | Purchases (Cumulative) | Achievable Economic UCT Potential | 0 | 0 | 0.95473 | 2.9534 | 7.7332 | 17.2091 | 33.1411 | 57.0858 | 89.6127 | 129.9142 | 175.8072 | 224.1496 | 271.5165 | 314.8957 | 352.1849 | 382.3844 | 405.5035 | 422.2835 | 433.8612 | 441.4734 | 445.2986 | 446.6339 | 446.6339 | 446.6339 | 446.6339 | 446.6339 | 446.6339
F1_Industrial_Industrial - WA_New_Space Heating_Natural Gas_Gas Boiler - High Turndown Burner_A_Achievable Economic UCT Potential | F1 | Industrial | Industrial - WA | New | Space Heating | Natural Gas | Gas Boiler - High Turndown Burner | A | Integrated Unit Energy Savings (kWh or therms) | Achievable Economic UCT Potential | 0 | 0 | 0.91832 | 0.91522 | 0.91229 | 0.90941 | 0.90649 | 0.90461 | 0.90323 | 0.90203 | 0.90081 | 0.89957 | 0.89834 | 0.89711 | 0.89591 | 0.89473 | 0.89359 | 0.89292 | 0.89234 | 0.89183 | 0.89134 | 0.8908 | 0.89101 | 0.89124 | 0.89147 | 0.89171 | 0.89194
F2_Industrial_Industrial - WA_New_Space Heating_Natural Gas_Gas Boiler - High Turndown Burner_A_Achievable Economic UCT Potential | F2 | Industrial | Industrial - WA | New | Space Heating | Natural Gas | Gas Boiler - High Turndown Burner | A | Integrated Unit Summer Peak Savings (kW) | Achievable Economic UCT Potential | 0 | 0 | 0 | 0 | 0 | 0 | 0 | 0 | 0 | 0 | 0 | 0 | 0 | 0 | 0 | 0 | 0 | 0 | 0 | 0 | 0 | 0 | 0 | 0 | 0 | 0 | 0
F3_Industrial_Industrial - WA_New_Space Heating_Natural Gas_Gas Boiler - High Turndown Burner_A_Achievable Economic UCT Potential | F3 | Industrial | Industrial - WA | New | Space Heating | Natural Gas | Gas Boiler - High Turndown Burner | A | Integrated Unit Winter Peak Savings (kW) | Achievable Economic UCT Potential | 0 | 0 | 0 | 0 | 0 | 0 | 0 | 0 | 0 | 0 | 0 | 0 | 0 | 0 | 0 | 0 | 0 | 0 | 0 | 0 | 0 | 0 | 0 | 0 | 0 | 0 | 0
F4_Industrial_Industrial - WA_New_Space Heating_Natural Gas_Gas Boiler - High Turndown Burner_A_Achievable Economic UCT Potential | F4 | Industrial | Industrial - WA | New | Space Heating | Natural Gas | Gas Boiler - High Turndown Burner | A | Incremental Energy Savings (MWh or mTherms) | Achievable Economic UCT Potential | 0 | 0 | 0 | 0 | 0 | 0 | 0 | 0 | 0 | 0 | 0 | 0 | 0 | 0 | 0 | 0 | 0 | 0 | 0 | 0 | 0 | 0 | 0 | 0 | 0 | 0 | 0
F5_Industrial_Industrial - WA_New_Space Heating_Natural Gas_Gas Boiler - High Turndown Burner_A_Achievable Economic UCT Potential | F5 | Industrial | Industrial - WA | New | Space Heating | Natural Gas | Gas Boiler - High Turndown Burner | A | Incremental Summer Peak Savings (MW) | Achievable Economic UCT Potential | 0 | 0 | 0 | 0 | 0 | 0 | 0 | 0 | 0 | 0 | 0 | 0 | 0 | 0 | 0 | 0 | 0 | 0 | 0 | 0 | 0 | 0 | 0 | 0 | 0 | 0 | 0
F6_Industrial_Industrial - WA_New_Space Heating_Natural Gas_Gas Boiler - High Turndown Burner_A_Achievable Economic UCT Potential | F6 | Industrial | Industrial - WA | New | Space Heating | Natural Gas | Gas Boiler - High Turndown Burner | A | Incremental Winter Peak Savings (MW) | Achievable Economic UCT Potential | 0 | 0 | 0 | 0 | 0 | 0 | 0 | 0 | 0 | 0 | 0 | 0 | 0 | 0 | 0 | 0 | 0 | 0 | 0 | 0 | 0 | 0 | 0 | 0 | 0 | 0 | 0
F7_Industrial_Industrial - WA_New_Space Heating_Natural Gas_Gas Boiler - High Turndown Burner_A_Achievable Economic UCT Potential | F7 | Industrial | Industrial - WA | New | Space Heating | Natural Gas | Gas Boiler - High Turndown Burner | A | Cumulative Energy Savings (MWh or mTherms) | Achievable Economic UCT Potential | 0 | 0 | 0 | 0 | 0 | 0 | 0 | 0 | 0 | 0 | 0 | 0 | 0 | 0 | 0 | 0 | 0 | 0 | 0 | 0 | 0 | 0 | 0 | 0 | 0 | 0 | 0
F8_Industrial_Industrial - WA_New_Space Heating_Natural Gas_Gas Boiler - High Turndown Burner_A_Achievable Economic UCT Potential | F8 | Industrial | Industrial - WA | New | Space Heating | Natural Gas | Gas Boiler - High Turndown Burner | A | Cumulative Summer Peak Savings (MW) | Achievable Economic UCT Potential | 0 | 0 | 0 | 0 | 0 | 0 | 0 | 0 | 0 | 0 | 0 | 0 | 0 | 0 | 0 | 0 | 0 | 0 | 0 | 0 | 0 | 0 | 0 | 0 | 0 | 0 | 0
F9_Industrial_Industrial - WA_New_Space Heating_Natural Gas_Gas Boiler - High Turndown Burner_A_Achievable Economic UCT Potential | F9 | Industrial | Industrial - WA | New | Space Heating | Natural Gas | Gas Boiler - High Turndown Burner | A | Cumulative Winter Peak Savings (MW) | Achievable Economic UCT Potential | 0 | 0 | 0 | 0 | 0 | 0 | 0 | 0 | 0 | 0 | 0 | 0 | 0 | 0 | 0 | 0 | 0 | 0 | 0 | 0 | 0 | 0 | 0 | 0 | 0 | 0 | 0
F10_Industrial_Industrial - WA_New_Space Heating_Natural Gas_Gas Boiler - High Turndown Burner_A_Achievable Economic UCT Potential | F10 | Industrial | Industrial - WA | New | Space Heating | Natural Gas | Gas Boiler - High Turndown Burner | A | Purchases (Incremental) | Achievable Economic UCT Potential | 0 | 0 | 0 | 0 | 0 | 0 | 0 | 0 | 0 | 0 | 0 | 0 | 0 | 0 | 0 | 0 | 0 | 0 | 0 | 0 | 0 | 0 | 0 | 0 | 0 | 0 | 0
F11_Industrial_Industrial - WA_New_Space Heating_Natural Gas_Gas Boiler - High Turndown Burner_A_Achievable Economic UCT Potential | F11 | Industrial | Industrial - WA | New | Space Heating | Natural Gas | Gas Boiler - High Turndown Burner | A | Purchases (Cumulative) | Achievable Economic UCT Potential | 0 | 0 | 0 | 0 | 0 | 0 | 0 | 0 | 0 | 0 | 0 | 0 | 0 | 0 | 0 | 0 | 0 | 0 | 0 | 0 | 0 | 0 | 0 | 0 | 0 | 0 | 0
F1_Industrial_Industrial - WA_New_Space Heating_Natural Gas_Gas Boiler - Hot Water Reset_A_Achievable Economic UCT Potential | F1 | Industrial | Industrial - WA | New | Space Heating | Natural Gas | Gas Boiler - Hot Water Reset | A | Integrated Unit Energy Savings (kWh or therms) | Achievable Economic UCT Potential | 0 | 0 | 979.545 | 976.2317 | 973.1059 | 970.0351 | 966.928 | 964.9203 | 963.4457 | 962.1674 | 960.8633 | 959.546 | 958.2276 | 956.9191 | 955.6322 | 954.3784 | 953.1672 | 952.4525 | 951.8284 | 951.283 | 950.7674 | 950.1876 | 950.4107 | 950.6534 | 950.905 | 951.158 | 951.4073
F2_Industrial_Industrial - WA_New_Space Heating_Natural Gas_Gas Boiler - Hot Water Reset_A_Achievable Economic UCT Potential | F2 | Industrial | Industrial - WA | New | Space Heating | Natural Gas | Gas Boiler - Hot Water Reset | A | Integrated Unit Summer Peak Savings (kW) | Achievable Economic UCT Potential | 0 | 0 | 0 | 0 | 0 | 0 | 0 | 0 | 0 | 0 | 0 | 0 | 0 | 0 | 0 | 0 | 0 | 0 | 0 | 0 | 0 | 0 | 0 | 0 | 0 | 0 | 0
F3_Industrial_Industrial - WA_New_Space Heating_Natural Gas_Gas Boiler - Hot Water Reset_A_Achievable Economic UCT Potential | F3 | Industrial | Industrial - WA | New | Space Heating | Natural Gas | Gas Boiler - Hot Water Reset | A | Integrated Unit Winter Peak Savings (kW) | Achievable Economic UCT Potential | 0 | 0 | 0 | 0 | 0 | 0 | 0 | 0 | 0 | 0 | 0 | 0 | 0 | 0 | 0 | 0 | 0 | 0 | 0 | 0 | 0 | 0 | 0 | 0 | 0 | 0 | 0
F4_Industrial_Industrial - WA_New_Space Heating_Natural Gas_Gas Boiler - Hot Water Reset_A_Achievable Economic UCT Potential | F4 | Industrial | Industrial - WA | New | Space Heating | Natural Gas | Gas Boiler - Hot Water Reset | A | Incremental Energy Savings (MWh or mTherms) | Achievable Economic UCT Potential | 0 | 0 | 0 | 0 | 0 | 0 | 0 | 0 | 0 | 0 | 0 | 0 | 0 | 0 | 0 | 0 | 0 | 0 | 0 | 0 | 0 | 0 | 0 | 0 | 0 | 0 | 0
F5_Industrial_Industrial - WA_New_Space Heating_Natural Gas_Gas Boiler - Hot Water Reset_A_Achievable Economic UCT Potential | F5 | Industrial | Industrial - WA | New | Space Heating | Natural Gas | Gas Boiler - Hot Water Reset | A | Incremental Summer Peak Savings (MW) | Achievable Economic UCT Potential | 0 | 0 | 0 | 0 | 0 | 0 | 0 | 0 | 0 | 0 | 0 | 0 | 0 | 0 | 0 | 0 | 0 | 0 | 0 | 0 | 0 | 0 | 0 | 0 | 0 | 0 | 0
F6_Industrial_Industrial - WA_New_Space Heating_Natural Gas_Gas Boiler - Hot Water Reset_A_Achievable Economic UCT Potential | F6 | Industrial | Industrial - WA | New | Space Heating | Natural Gas | Gas Boiler - Hot Water Reset | A | Incremental Winter Peak Savings (MW) | Achievable Economic UCT Potential | 0 | 0 | 0 | 0 | 0 | 0 | 0 | 0 | 0 | 0 | 0 | 0 | 0 | 0 | 0 | 0 | 0 | 0 | 0 | 0 | 0 | 0 | 0 | 0 | 0 | 0 | 0
F7_Industrial_Industrial - WA_New_Space Heating_Natural Gas_Gas Boiler - Hot Water Reset_A_Achievable Economic UCT Potential | F7 | Industrial | Industrial - WA | New | Space Heating | Natural Gas | Gas Boiler - Hot Water Reset | A | Cumulative Energy Savings (MWh or mTherms) | Achievable Economic UCT Potential | 0 | 0 | 0 | 0 | 0 | 0 | 0 | 0 | 0 | 0 | 0 | 0 | 0 | 0 | 0 | 0 | 0 | 0 | 0 | 0 | 0 | 0 | 0 | 0 | 0 | 0 | 0
F8_Industrial_Industrial - WA_New_Space Heating_Natural Gas_Gas Boiler - Hot Water Reset_A_Achievable Economic UCT Potential | F8 | Industrial | Industrial - WA | New | Space Heating | Natural Gas | Gas Boiler - Hot Water Reset | A | Cumulative Summer Peak Savings (MW) | Achievable Economic UCT Potential | 0 | 0 | 0 | 0 | 0 | 0 | 0 | 0 | 0 | 0 | 0 | 0 | 0 | 0 | 0 | 0 | 0 | 0 | 0 | 0 | 0 | 0 | 0 | 0 | 0 | 0 | 0
F9_Industrial_Industrial - WA_New_Space Heating_Natural Gas_Gas Boiler - Hot Water Reset_A_Achievable Economic UCT Potential | F9 | Industrial | Industrial - WA | New | Space Heating | Natural Gas | Gas Boiler - Hot Water Reset | A | Cumulative Winter Peak Savings (MW) | Achievable Economic UCT Potential | 0 | 0 | 0 | 0 | 0 | 0 | 0 | 0 | 0 | 0 | 0 | 0 | 0 | 0 | 0 | 0 | 0 | 0 | 0 | 0 | 0 | 0 | 0 | 0 | 0 | 0 | 0
F10_Industrial_Industrial - WA_New_Space Heating_Natural Gas_Gas Boiler - Hot Water Reset_A_Achievable Economic UCT Potential | F10 | Industrial | Industrial - WA | New | Space Heating | Natural Gas | Gas Boiler - Hot Water Reset | A | Purchases (Incremental) | Achievable Economic UCT Potential | 0 | 0 | 0 | 0 | 0 | 0 | 0 | 0 | 0 | 0 | 0 | 0 | 0 | 0 | 0 | 0 | 0 | 0 | 0 | 0 | 0 | 0 | 0 | 0 | 0 | 0 | 0
F11_Industrial_Industrial - WA_New_Space Heating_Natural Gas_Gas Boiler - Hot Water Reset_A_Achievable Economic UCT Potential | F11 | Industrial | Industrial - WA | New | Space Heating | Natural Gas | Gas Boiler - Hot Water Reset | A | Purchases (Cumulative) | Achievable Economic UCT Potential | 0 | 0 | 0 | 0 | 0 | 0 | 0 | 0 | 0 | 0 | 0 | 0 | 0 | 0 | 0 | 0 | 0 | 0 | 0 | 0 | 0 | 0 | 0 | 0 | 0 | 0 | 0
F1_Industrial_Industrial - WA_New_Space Heating_Natural Gas_Gas Boiler - Insulate Hot Water Lines_A_Achievable Economic UCT Potential | F1 | Industrial | Industrial - WA | New | Space Heating | Natural Gas | Gas Boiler - Insulate Hot Water Lines | A | Integrated Unit Energy Savings (kWh or therms) | Achievable Economic UCT Potential | 0 | 0 | 4.409 | 4.394 | 4.3797 | 4.3655 | 4.351 | 4.3412 | 4.3336 | 4.3268 | 4.3198 | 4.3128 | 4.3059 | 4.2993 | 4.2929 | 4.2869 | 4.2813 | 4.278 | 4.2753 | 4.273 | 4.2709 | 4.2685 | 4.2697 | 4.271 | 4.2723 | 4.2737 | 4.275
F2_Industrial_Industrial - WA_New_Space Heating_Natural Gas_Gas Boiler - Insulate Hot Water Lines_A_Achievable Economic UCT Potential | F2 | Industrial | Industrial - WA | New | Space Heating | Natural Gas | Gas Boiler - Insulate Hot Water Lines | A | Integrated Unit Summer Peak Savings (kW) | Achievable Economic UCT Potential | 0 | 0 | 0 | 0 | 0 | 0 | 0 | 0 | 0 | 0 | 0 | 0 | 0 | 0 | 0 | 0 | 0 | 0 | 0 | 0 | 0 | 0 | 0 | 0 | 0 | 0 | 0
F3_Industrial_Industrial - WA_New_Space Heating_Natural Gas_Gas Boiler - Insulate Hot Water Lines_A_Achievable Economic UCT Potential | F3 | Industrial | Industrial - WA | New | Space Heating | Natural Gas | Gas Boiler - Insulate Hot Water Lines | A | Integrated Unit Winter Peak Savings (kW) | Achievable Economic UCT Potential | 0 | 0 | 0 | 0 | 0 | 0 | 0 | 0 | 0 | 0 | 0 | 0 | 0 | 0 | 0 | 0 | 0 | 0 | 0 | 0 | 0 | 0 | 0 | 0 | 0 | 0 | 0
F4_Industrial_Industrial - WA_New_Space Heating_Natural Gas_Gas Boiler - Insulate Hot Water Lines_A_Achievable Economic UCT Potential | F4 | Industrial | Industrial - WA | New | Space Heating | Natural Gas | Gas Boiler - Insulate Hot Water Lines | A | Incremental Energy Savings (MWh or mTherms) | Achievable Economic UCT Potential | 0 | 0 | 0 | 0 | 0 | 0 | 0 | 0 | 0 | 0 | 0 | 0 | 0 | 0 | 0 | 0 | 0 | 0 | 0 | 0 | 0 | 0 | 0 | 0 | 0 | 0 | 0
F5_Industrial_Industrial - WA_New_Space Heating_Natural Gas_Gas Boiler - Insulate Hot Water Lines_A_Achievable Economic UCT Potential | F5 | Industrial | Industrial - WA | New | Space Heating | Natural Gas | Gas Boiler - Insulate Hot Water Lines | A | Incremental Summer Peak Savings (MW) | Achievable Economic UCT Potential | 0 | 0 | 0 | 0 | 0 | 0 | 0 | 0 | 0 | 0 | 0 | 0 | 0 | 0 | 0 | 0 | 0 | 0 | 0 | 0 | 0 | 0 | 0 | 0 | 0 | 0 | 0
F6_Industrial_Industrial - WA_New_Space Heating_Natural Gas_Gas Boiler - Insulate Hot Water Lines_A_Achievable Economic UCT Potential | F6 | Industrial | Industrial - WA | New | Space Heating | Natural Gas | Gas Boiler - Insulate Hot Water Lines | A | Incremental Winter Peak Savings (MW) | Achievable Economic UCT Potential | 0 | 0 | 0 | 0 | 0 | 0 | 0 | 0 | 0 | 0 | 0 | 0 | 0 | 0 | 0 | 0 | 0 | 0 | 0 | 0 | 0 | 0 | 0 | 0 | 0 | 0 | 0
F7_Industrial_Industrial - WA_New_Space Heating_Natural Gas_Gas Boiler - Insulate Hot Water Lines_A_Achievable Economic UCT Potential | F7 | Industrial | Industrial - WA | New | Space Heating | Natural Gas | Gas Boiler - Insulate Hot Water Lines | A | Cumulative Energy Savings (MWh or mTherms) | Achievable Economic UCT Potential | 0 | 0 | 0 | 0 | 0 | 0 | 0 | 0 | 0 | 0 | 0 | 0 | 0 | 0 | 0 | 0 | 0 | 0 | 0 | 0 | 0 | 0 | 0 | 0 | 0 | 0 | 0
F8_Industrial_Industrial - WA_New_Space Heating_Natural Gas_Gas Boiler - Insulate Hot Water Lines_A_Achievable Economic UCT Potential | F8 | Industrial | Industrial - WA | New | Space Heating | Natural Gas | Gas Boiler - Insulate Hot Water Lines | A | Cumulative Summer Peak Savings (MW) | Achievable Economic UCT Potential | 0 | 0 | 0 | 0 | 0 | 0 | 0 | 0 | 0 | 0 | 0 | 0 | 0 | 0 | 0 | 0 | 0 | 0 | 0 | 0 | 0 | 0 | 0 | 0 | 0 | 0 | 0
F9_Industrial_Industrial - WA_New_Space Heating_Natural Gas_Gas Boiler - Insulate Hot Water Lines_A_Achievable Economic UCT Potential | F9 | Industrial | Industrial - WA | New | Space Heating | Natural Gas | Gas Boiler - Insulate Hot Water Lines | A | Cumulative Winter Peak Savings (MW) | Achievable Economic UCT Potential | 0 | 0 | 0 | 0 | 0 | 0 | 0 | 0 | 0 | 0 | 0 | 0 | 0 | 0 | 0 | 0 | 0 | 0 | 0 | 0 | 0 | 0 | 0 | 0 | 0 | 0 | 0
F10_Industrial_Industrial - WA_New_Space Heating_Natural Gas_Gas Boiler - Insulate Hot Water Lines_A_Achievable Economic UCT Potential | F10 | Industrial | Industrial - WA | New | Space Heating | Natural Gas | Gas Boiler - Insulate Hot Water Lines | A | Purchases (Incremental) | Achievable Economic UCT Potential | 0 | 0 | 0 | 0 | 0 | 0 | 0 | 0 | 0 | 0 | 0 | 0 | 0 | 0 | 0 | 0 | 0 | 0 | 0 | 0 | 0 | 0 | 0 | 0 | 0 | 0 | 0
F11_Industrial_Industrial - WA_New_Space Heating_Natural Gas_Gas Boiler - Insulate Hot Water Lines_A_Achievable Economic UCT Potential | F11 | Industrial | Industrial - WA | New | Space Heating | Natural Gas | Gas Boiler - Insulate Hot Water Lines | A | Purchases (Cumulative) | Achievable Economic UCT Potential | 0 | 0 | 0 | 0 | 0 | 0 | 0 | 0 | 0 | 0 | 0 | 0 | 0 | 0 | 0 | 0 | 0 | 0 | 0 | 0 | 0 | 0 | 0 | 0 | 0 | 0 | 0
F1_Industrial_Industrial - WA_New_Space Heating_Natural Gas_Gas Boiler - Insulate Steam Lines/Condensate Tank_A_Achievable Economic UCT Potential | F1 | Industrial | Industrial - WA | New | Space Heating | Natural Gas | Gas Boiler - Insulate Steam Lines/Condensate Tank | A | Integrated Unit Energy Savings (kWh or therms) | Achievable Economic UCT Potential | 0 | 0 | 6.5861 | 6.5638 | 6.5428 | 6.5221 | 6.5012 | 6.4877 | 6.4778 | 6.4692 | 6.4605 | 6.4516 | 6.4427 | 6.4339 | 6.4253 | 6.4169 | 6.4087 | 6.4039 | 6.3997 | 6.396 | 6.3926 | 6.3887 | 6.3902 | 6.3918 | 6.3935 | 6.3952 | 6.3969
F2_Industrial_Industrial - WA_New_Space Heating_Natural Gas_Gas Boiler - Insulate Steam Lines/Condensate Tank_A_Achievable Economic UCT Potential | F2 | Industrial | Industrial - WA | New | Space Heating | Natural Gas | Gas Boiler - Insulate Steam Lines/Condensate Tank | A | Integrated Unit Summer Peak Savings (kW) | Achievable Economic UCT Potential | 0 | 0 | 0 | 0 | 0 | 0 | 0 | 0 | 0 | 0 | 0 | 0 | 0 | 0 | 0 | 0 | 0 | 0 | 0 | 0 | 0 | 0 | 0 | 0 | 0 | 0 | 0
F3_Industrial_Industrial - WA_New_Space Heating_Natural Gas_Gas Boiler - Insulate Steam Lines/Condensate Tank_A_Achievable Economic UCT Potential | F3 | Industrial | Industrial - WA | New | Space Heating | Natural Gas | Gas Boiler - Insulate Steam Lines/Condensate Tank | A | Integrated Unit Winter Peak Savings (kW) | Achievable Economic UCT Potential | 0 | 0 | 0 | 0 | 0 | 0 | 0 | 0 | 0 | 0 | 0 | 0 | 0 | 0 | 0 | 0 | 0 | 0 | 0 | 0 | 0 | 0 | 0 | 0 | 0 | 0 | 0
F4_Industrial_Industrial - WA_New_Space Heating_Natural Gas_Gas Boiler - Insulate Steam Lines/Condensate Tank_A_Achievable Economic UCT Potential | F4 | Industrial | Industrial - WA | New | Space Heating | Natural Gas | Gas Boiler - Insulate Steam Lines/Condensate Tank | A | Incremental Energy Savings (MWh or mTherms) | Achievable Economic UCT Potential | 0 | 0 | 0 | 0 | 0 | 0 | 0 | 0 | 0 | 0 | 0 | 0 | 0 | 0 | 0 | 0 | 0 | 0 | 0 | 0 | 0 | 0 | 0 | 0 | 0 | 0 | 0
F5_Industrial_Industrial - WA_New_Space Heating_Natural Gas_Gas Boiler - Insulate Steam Lines/Condensate Tank_A_Achievable Economic UCT Potential | F5 | Industrial | Industrial - WA | New | Space Heating | Natural Gas | Gas Boiler - Insulate Steam Lines/Condensate Tank | A | Incremental Summer Peak Savings (MW) | Achievable Economic UCT Potential | 0 | 0 | 0 | 0 | 0 | 0 | 0 | 0 | 0 | 0 | 0 | 0 | 0 | 0 | 0 | 0 | 0 | 0 | 0 | 0 | 0 | 0 | 0 | 0 | 0 | 0 | 0
F6_Industrial_Industrial - WA_New_Space Heating_Natural Gas_Gas Boiler - Insulate Steam Lines/Condensate Tank_A_Achievable Economic UCT Potential | F6 | Industrial | Industrial - WA | New | Space Heating | Natural Gas | Gas Boiler - Insulate Steam Lines/Condensate Tank | A | Incremental Winter Peak Savings (MW) | Achievable Economic UCT Potential | 0 | 0 | 0 | 0 | 0 | 0 | 0 | 0 | 0 | 0 | 0 | 0 | 0 | 0 | 0 | 0 | 0 | 0 | 0 | 0 | 0 | 0 | 0 | 0 | 0 | 0 | 0
F7_Industrial_Industrial - WA_New_Space Heating_Natural Gas_Gas Boiler - Insulate Steam Lines/Condensate Tank_A_Achievable Economic UCT Potential | F7 | Industrial | Industrial - WA | New | Space Heating | Natural Gas | Gas Boiler - Insulate Steam Lines/Condensate Tank | A | Cumulative Energy Savings (MWh or mTherms) | Achievable Economic UCT Potential | 0 | 0 | 0 | 0 | 0 | 0 | 0 | 0 | 0 | 0 | 0 | 0 | 0 | 0 | 0 | 0 | 0 | 0 | 0 | 0 | 0 | 0 | 0 | 0 | 0 | 0 | 0
F8_Industrial_Industrial - WA_New_Space Heating_Natural Gas_Gas Boiler - Insulate Steam Lines/Condensate Tank_A_Achievable Economic UCT Potential | F8 | Industrial | Industrial - WA | New | Space Heating | Natural Gas | Gas Boiler - Insulate Steam Lines/Condensate Tank | A | Cumulative Summer Peak Savings (MW) | Achievable Economic UCT Potential | 0 | 0 | 0 | 0 | 0 | 0 | 0 | 0 | 0 | 0 | 0 | 0 | 0 | 0 | 0 | 0 | 0 | 0 | 0 | 0 | 0 | 0 | 0 | 0 | 0 | 0 | 0
F9_Industrial_Industrial - WA_New_Space Heating_Natural Gas_Gas Boiler - Insulate Steam Lines/Condensate Tank_A_Achievable Economic UCT Potential | F9 | Industrial | Industrial - WA | New | Space Heating | Natural Gas | Gas Boiler - Insulate Steam Lines/Condensate Tank | A | Cumulative Winter Peak Savings (MW) | Achievable Economic UCT Potential | 0 | 0 | 0 | 0 | 0 | 0 | 0 | 0 | 0 | 0 | 0 | 0 | 0 | 0 | 0 | 0 | 0 | 0 | 0 | 0 | 0 | 0 | 0 | 0 | 0 | 0 | 0
F10_Industrial_Industrial - WA_New_Space Heating_Natural Gas_Gas Boiler - Insulate Steam Lines/Condensate Tank_A_Achievable Economic UCT Potential | F10 | Industrial | Industrial - WA | New | Space Heating | Natural Gas | Gas Boiler - Insulate Steam Lines/Condensate Tank | A | Purchases (Incremental) | Achievable Economic UCT Potential | 0 | 0 | 0 | 0 | 0 | 0 | 0 | 0 | 0 | 0 | 0 | 0 | 0 | 0 | 0 | 0 | 0 | 0 | 0 | 0 | 0 | 0 | 0 | 0 | 0 | 0 | 0
F11_Industrial_Industrial - WA_New_Space Heating_Natural Gas_Gas Boiler - Insulate Steam Lines/Condensate Tank_A_Achievable Economic UCT Potential | F11 | Industrial | Industrial - WA | New | Space Heating | Natural Gas | Gas Boiler - Insulate Steam Lines/Condensate Tank | A | Purchases (Cumulative) | Achievable Economic UCT Potential | 0 | 0 | 0 | 0 | 0 | 0 | 0 | 0 | 0 | 0 | 0 | 0 | 0 | 0 | 0 | 0 | 0 | 0 | 0 | 0 | 0 | 0 | 0 | 0 | 0 | 0 | 0
F1_Industrial_Industrial - WA_New_Space Heating_Natural Gas_Gas Boiler - Stack Economizer_A_Achievable Economic UCT Potential | F1 | Industrial | Industrial - WA | New | Space Heating | Natural Gas | Gas Boiler - Stack Economizer | A | Integrated Unit Energy Savings (kWh or therms) | Achievable Economic UCT Potential | 0 | 0 | 0.88158 | 0.87858 | 0.87572 | 0.87289 | 0.86999 | 0.86803 | 0.86651 | 0.86515 | 0.86375 | 0.86235 | 0.86097 | 0.85964 | 0.85837 | 0.85717 | 0.85605 | 0.8554 | 0.85485 | 0.85439 | 0.85396 | 0.85348 | 0.85373 | 0.85399 | 0.85426 | 0.85452 | 0.85478
F2_Industrial_Industrial - WA_New_Space Heating_Natural Gas_Gas Boiler - Stack Economizer_A_Achievable Economic UCT Potential | F2 | Industrial | Industrial - WA | New | Space Heating | Natural Gas | Gas Boiler - Stack Economizer | A | Integrated Unit Summer Peak Savings (kW) | Achievable Economic UCT Potential | 0 | 0 | 0 | 0 | 0 | 0 | 0 | 0 | 0 | 0 | 0 | 0 | 0 | 0 | 0 | 0 | 0 | 0 | 0 | 0 | 0 | 0 | 0 | 0 | 0 | 0 | 0
F3_Industrial_Industrial - WA_New_Space Heating_Natural Gas_Gas Boiler - Stack Economizer_A_Achievable Economic UCT Potential | F3 | Industrial | Industrial - WA | New | Space Heating | Natural Gas | Gas Boiler - Stack Economizer | A | Integrated Unit Winter Peak Savings (kW) | Achievable Economic UCT Potential | 0 | 0 | 0 | 0 | 0 | 0 | 0 | 0 | 0 | 0 | 0 | 0 | 0 | 0 | 0 | 0 | 0 | 0 | 0 | 0 | 0 | 0 | 0 | 0 | 0 | 0 | 0
F4_Industrial_Industrial - WA_New_Space Heating_Natural Gas_Gas Boiler - Stack Economizer_A_Achievable Economic UCT Potential | F4 | Industrial | Industrial - WA | New | Space Heating | Natural Gas | Gas Boiler - Stack Economizer | A | Incremental Energy Savings (MWh or mTherms) | Achievable Economic UCT Potential | 0 | 0 | 0.0083204 | 0.011043 | 0.013162 | 0.014862 | 0.01601 | 0.015434 | 0.013156 | 0.011159 | 0.0094248 | 0.0079294 | 0.0066488 | 0.0055586 | 0.0046348 | 0.0038555 | 0.0032003 | 0 | 0 | 0 | 0 | 0 | 0 | 0 | 0 | 0 | 0
F5_Industrial_Industrial - WA_New_Space Heating_Natural Gas_Gas Boiler - Stack Economizer_A_Achievable Economic UCT Potential | F5 | Industrial | Industrial - WA | New | Space Heating | Natural Gas | Gas Boiler - Stack Economizer | A | Incremental Summer Peak Savings (MW) | Achievable Economic UCT Potential | 0 | 0 | 0 | 0 | 0 | 0 | 0 | 0 | 0 | 0 | 0 | 0 | 0 | 0 | 0 | 0 | 0 | 0 | 0 | 0 | 0 | 0 | 0 | 0 | 0 | 0 | 0
F6_Industrial_Industrial - WA_New_Space Heating_Natural Gas_Gas Boiler - Stack Economizer_A_Achievable Economic UCT Potential | F6 | Industrial | Industrial - WA | New | Space Heating | Natural Gas | Gas Boiler - Stack Economizer | A | Incremental Winter Peak Savings (MW) | Achievable Economic UCT Potential | 0 | 0 | 0 | 0 | 0 | 0 | 0 | 0 | 0 | 0 | 0 | 0 | 0 | 0 | 0 | 0 | 0 | 0 | 0 | 0 | 0 | 0 | 0 | 0 | 0 | 0 | 0
F7_Industrial_Industrial - WA_New_Space Heating_Natural Gas_Gas Boiler - Stack Economizer_A_Achievable Economic UCT Potential | F7 | Industrial | Industrial - WA | New | Space Heating | Natural Gas | Gas Boiler - Stack Economizer | A | Cumulative Energy Savings (MWh or mTherms) | Achievable Economic UCT Potential | 0 | 0 | 0.0083204 | 0.019335 | 0.032434 | 0.047192 | 0.063045 | 0.078337 | 0.091356 | 0.10237 | 0.11163 | 0.11938 | 0.12584 | 0.1312 | 0.13564 | 0.13931 | 0.14233 | 0.14222 | 0.14213 | 0.14205 | 0.14198 | 0.1419 | 0.14194 | 0.14198 | 0.14203 | 0.14207 | 0.14212
F8_Industrial_Industrial - WA_New_Space Heating_Natural Gas_Gas Boiler - Stack Economizer_A_Achievable Economic UCT Potential | F8 | Industrial | Industrial - WA | New | Space Heating | Natural Gas | Gas Boiler - Stack Economizer | A | Cumulative Summer Peak Savings (MW) | Achievable Economic UCT Potential | 0 | 0 | 0 | 0 | 0 | 0 | 0 | 0 | 0 | 0 | 0 | 0 | 0 | 0 | 0 | 0 | 0 | 0 | 0 | 0 | 0 | 0 | 0 | 0 | 0 | 0 | 0
F9_Industrial_Industrial - WA_New_Space Heating_Natural Gas_Gas Boiler - Stack Economizer_A_Achievable Economic UCT Potential | F9 | Industrial | Industrial - WA | New | Space Heating | Natural Gas | Gas Boiler - Stack Economizer | A | Cumulative Winter Peak Savings (MW) | Achievable Economic UCT Potential | 0 | 0 | 0 | 0 | 0 | 0 | 0 | 0 | 0 | 0 | 0 | 0 | 0 | 0 | 0 | 0 | 0 | 0 | 0 | 0 | 0 | 0 | 0 | 0 | 0 | 0 | 0
F10_Industrial_Industrial - WA_New_Space Heating_Natural Gas_Gas Boiler - Stack Economizer_A_Achievable Economic UCT Potential | F10 | Industrial | Industrial - WA | New | Space Heating | Natural Gas | Gas Boiler - Stack Economizer | A | Purchases (Incremental) | Achievable Economic UCT Potential | 0 | 0 | 9.438 | 12.5692 | 15.0299 | 17.0266 | 18.403 | 17.7805 | 15.1821 | 12.8989 | 10.9115 | 9.1951 | 7.7225 | 6.4661 | 5.3995 | 4.4979 | 3.7385 | 0 | 0 | 0 | 0 | 0 | 0 | 0 | 0 | 0 | 0
F11_Industrial_Industrial - WA_New_Space Heating_Natural Gas_Gas Boiler - Stack Economizer_A_Achievable Economic UCT Potential | F11 | Industrial | Industrial - WA | New | Space Heating | Natural Gas | Gas Boiler - Stack Economizer | A | Purchases (Cumulative) | Achievable Economic UCT Potential | 0 | 0 | 9.438 | 22.0072 | 37.0371 | 54.0637 | 72.4667 | 90.2472 | 105.4293 | 118.3282 | 129.2397 | 138.4348 | 146.1573 | 152.6234 | 158.0229 | 162.5208 | 166.2593 | 166.2593 | 166.2593 | 166.2593 | 166.2593 | 166.2593 | 166.2593 | 166.2593 | 166.2593 | 166.2593 | 166.2593
F1_Industrial_Industrial - WA_New_Space Heating_Natural Gas_Gas Boiler - Steam Trap Replacement_A_Achievable Economic UCT Potential | F1 | Industrial | Industrial - WA | New | Space Heating | Natural Gas | Gas Boiler - Steam Trap Replacement | A | Integrated Unit Energy Savings (kWh or therms) | Achievable Economic UCT Potential | 0 | 0 | 29510.6893 | 29486.9292 | 29464.9899 | 29444.5322 | 29428.3526 | 29410.7995 | 29392.8968 | 29375.2586 | 29358.2426 | 29342.0446 | 29326.7584 | 29312.4136 | 29299.0003 | 29286.485 | 29274.8209 | 29264.1274 | 29251.9618 | 29239.1725 | 29226.1848 | 29211.0067 | 29198.4272 | 29187.8179 | 29178.7105 | 29170.7554 | 29163.6912
F2_Industrial_Industrial - WA_New_Space Heating_Natural Gas_Gas Boiler - Steam Trap Replacement_A_Achievable Economic UCT Potential | F2 | Industrial | Industrial - WA | New | Space Heating | Natural Gas | Gas Boiler - Steam Trap Replacement | A | Integrated Unit Summer Peak Savings (kW) | Achievable Economic UCT Potential | 0 | 0 | 0 | 0 | 0 | 0 | 0 | 0 | 0 | 0 | 0 | 0 | 0 | 0 | 0 | 0 | 0 | 0 | 0 | 0 | 0 | 0 | 0 | 0 | 0 | 0 | 0
F3_Industrial_Industrial - WA_New_Space Heating_Natural Gas_Gas Boiler - Steam Trap Replacement_A_Achievable Economic UCT Potential | F3 | Industrial | Industrial - WA | New | Space Heating | Natural Gas | Gas Boiler - Steam Trap Replacement | A | Integrated Unit Winter Peak Savings (kW) | Achievable Economic UCT Potential | 0 | 0 | 0 | 0 | 0 | 0 | 0 | 0 | 0 | 0 | 0 | 0 | 0 | 0 | 0 | 0 | 0 | 0 | 0 | 0 | 0 | 0 | 0 | 0 | 0 | 0 | 0
F4_Industrial_Industrial - WA_New_Space Heating_Natural Gas_Gas Boiler - Steam Trap Replacement_A_Achievable Economic UCT Potential | F4 | Industrial | Industrial - WA | New | Space Heating | Natural Gas | Gas Boiler - Steam Trap Replacement | A | Incremental Energy Savings (MWh or mTherms) | Achievable Economic UCT Potential | 0 | 0 | 0.00011193 | 0.00014894 | 0.00017797 | 0.00020147 | 0.00021764 | 0.0002335 | 0.00013759 | 0.00011598 | 0.00010205 | 9.3349e-05 | 9.172e-05 | 9.0124e-05 | 8.8559e-05 | 8.7024e-05 | 8.5518e-05 | 8.4042e-05 | 8.2588e-05 | 8.1158e-05 | 0 | 0 | 0 | 0 | 0 | 0 | 0
F5_Industrial_Industrial - WA_New_Space Heating_Natural Gas_Gas Boiler - Steam Trap Replacement_A_Achievable Economic UCT Potential | F5 | Industrial | Industrial - WA | New | Space Heating | Natural Gas | Gas Boiler - Steam Trap Replacement | A | Incremental Summer Peak Savings (MW) | Achievable Economic UCT Potential | 0 | 0 | 0 | 0 | 0 | 0 | 0 | 0 | 0 | 0 | 0 | 0 | 0 | 0 | 0 | 0 | 0 | 0 | 0 | 0 | 0 | 0 | 0 | 0 | 0 | 0 | 0
F6_Industrial_Industrial - WA_New_Space Heating_Natural Gas_Gas Boiler - Steam Trap Replacement_A_Achievable Economic UCT Potential | F6 | Industrial | Industrial - WA | New | Space Heating | Natural Gas | Gas Boiler - Steam Trap Replacement | A | Incremental Winter Peak Savings (MW) | Achievable Economic UCT Potential | 0 | 0 | 0 | 0 | 0 | 0 | 0 | 0 | 0 | 0 | 0 | 0 | 0 | 0 | 0 | 0 | 0 | 0 | 0 | 0 | 0 | 0 | 0 | 0 | 0 | 0 | 0
F7_Industrial_Industrial - WA_New_Space Heating_Natural Gas_Gas Boiler - Steam Trap Replacement_A_Achievable Economic UCT Potential | F7 | Industrial | Industrial - WA | New | Space Heating | Natural Gas | Gas Boiler - Steam Trap Replacement | A | Cumulative Energy Savings (MWh or mTherms) | Achievable Economic UCT Potential | 0 | 0 | 0.00011193 | 0.00026078 | 0.00043855 | 0.00063971 | 0.000857 | 0.00109 | 0.0012269 | 0.0013421 | 0.0014434 | 0.001536 | 0.0016269 | 0.0017162 | 0.001804 | 0.0018902 | 0.001975 | 0.0020583 | 0.0021401 | 0.0022203 | 0.0022193 | 0.0022181 | 0.0022172 | 0.0022164 | 0.0022157 | 0.0022151 | 0.0022146
F8_Industrial_Industrial - WA_New_Space Heating_Natural Gas_Gas Boiler - Steam Trap Replacement_A_Achievable Economic UCT Potential | F8 | Industrial | Industrial - WA | New | Space Heating | Natural Gas | Gas Boiler - Steam Trap Replacement | A | Cumulative Summer Peak Savings (MW) | Achievable Economic UCT Potential | 0 | 0 | 0 | 0 | 0 | 0 | 0 | 0 | 0 | 0 | 0 | 0 | 0 | 0 | 0 | 0 | 0 | 0 | 0 | 0 | 0 | 0 | 0 | 0 | 0 | 0 | 0
F9_Industrial_Industrial - WA_New_Space Heating_Natural Gas_Gas Boiler - Steam Trap Replacement_A_Achievable Economic UCT Potential | F9 | Industrial | Industrial - WA | New | Space Heating | Natural Gas | Gas Boiler - Steam Trap Replacement | A | Cumulative Winter Peak Savings (MW) | Achievable Economic UCT Potential | 0 | 0 | 0 | 0 | 0 | 0 | 0 | 0 | 0 | 0 | 0 | 0 | 0 | 0 | 0 | 0 | 0 | 0 | 0 | 0 | 0 | 0 | 0 | 0 | 0 | 0 | 0
F10_Industrial_Industrial - WA_New_Space Heating_Natural Gas_Gas Boiler - Steam Trap Replacement_A_Achievable Economic UCT Potential | F10 | Industrial | Industrial - WA | New | Space Heating | Natural Gas | Gas Boiler - Steam Trap Replacement | A | Purchases (Incremental) | Achievable Economic UCT Potential | 0 | 0 | 3.7928e-06 | 5.0511e-06 | 6.0399e-06 | 6.8423e-06 | 7.3954e-06 | 7.9392e-06 | 4.681e-06 | 3.9482e-06 | 3.4759e-06 | 3.1814e-06 | 3.1275e-06 | 3.0746e-06 | 3.0226e-06 | 2.9715e-06 | 2.9212e-06 | 2.8719e-06 | 2.8233e-06 | 2.7757e-06 | 0 | 0 | 0 | 0 | 0 | 0 | 0
F11_Industrial_Industrial - WA_New_Space Heating_Natural Gas_Gas Boiler - Steam Trap Replacement_A_Achievable Economic UCT Potential | F11 | Industrial | Industrial - WA | New | Space Heating | Natural Gas | Gas Boiler - Steam Trap Replacement | A | Purchases (Cumulative) | Achievable Economic UCT Potential | 0 | 0 | 3.7928e-06 | 8.8438e-06 | 1.4884e-05 | 2.1726e-05 | 2.9121e-05 | 3.7061e-05 | 4.1742e-05 | 4.569e-05 | 4.9166e-05 | 5.2347e-05 | 5.5475e-05 | 5.8549e-05 | 6.1572e-05 | 6.4543e-05 | 6.7465e-05 | 7.0336e-05 | 7.316e-05 | 7.5935e-05 | 7.5935e-05 | 7.5935e-05 | 7.5935e-05 | 7.5935e-05 | 7.5935e-05 | 7.5935e-05 | 7.5935e-05
F1_Industrial_Industrial - WA_New_Process_Natural Gas_Process Boiler - Hot Water Reset_A_Achievable Economic UCT Potential | F1 | Industrial | Industrial - WA | New | Process | Natural Gas | Process Boiler - Hot Water Reset | A | Integrated Unit Energy Savings (kWh or therms) | Achievable Economic UCT Potential | 0 | 0 | 8443.7049 | 8443.6598 | 8443.6169 | 8443.5741 | 8443.5283 | 8443.4844 | 8443.4689 | 8443.4598 | 8443.4544 | 8443.4511 | 8443.4481 | 8443.4454 | 8443.443 | 8443.4409 | 8443.4389 | 8443.4371 | 8443.4355 | 8443.434 | 8443.4441 | 8443.4535 | 8443.4622 | 8443.4703 | 8443.4778 | 8443.4849 | 8443.4915
F2_Industrial_Industrial - WA_New_Process_Natural Gas_Process Boiler - Hot Water Reset_A_Achievable Economic UCT Potential | F2 | Industrial | Industrial - WA | New | Process | Natural Gas | Process Boiler - Hot Water Reset | A | Integrated Unit Summer Peak Savings (kW) | Achievable Economic UCT Potential | 0 | 0 | 0 | 0 | 0 | 0 | 0 | 0 | 0 | 0 | 0 | 0 | 0 | 0 | 0 | 0 | 0 | 0 | 0 | 0 | 0 | 0 | 0 | 0 | 0 | 0 | 0
F3_Industrial_Industrial - WA_New_Process_Natural Gas_Process Boiler - Hot Water Reset_A_Achievable Economic UCT Potential | F3 | Industrial | Industrial - WA | New | Process | Natural Gas | Process Boiler - Hot Water Reset | A | Integrated Unit Winter Peak Savings (kW) | Achievable Economic UCT Potential | 0 | 0 | 0 | 0 | 0 | 0 | 0 | 0 | 0 | 0 | 0 | 0 | 0 | 0 | 0 | 0 | 0 | 0 | 0 | 0 | 0 | 0 | 0 | 0 | 0 | 0 | 0
F4_Industrial_Industrial - WA_New_Process_Natural Gas_Process Boiler - Hot Water Reset_A_Achievable Economic UCT Potential | F4 | Industrial | Industrial - WA | New | Process | Natural Gas | Process Boiler - Hot Water Reset | A | Incremental Energy Savings (MWh or mTherms) | Achievable Economic UCT Potential | 0 | 0 | 0 | 0 | 0 | 0 | 0 | 0 | 0 | 0 | 0 | 0 | 0 | 0 | 0 | 0 | 0 | 0 | 0 | 0 | 0 | 0 | 0 | 0 | 0 | 0 | 0
F5_Industrial_Industrial - WA_New_Process_Natural Gas_Process Boiler - Hot Water Reset_A_Achievable Economic UCT Potential | F5 | Industrial | Industrial - WA | New | Process | Natural Gas | Process Boiler - Hot Water Reset | A | Incremental Summer Peak Savings (MW) | Achievable Economic UCT Potential | 0 | 0 | 0 | 0 | 0 | 0 | 0 | 0 | 0 | 0 | 0 | 0 | 0 | 0 | 0 | 0 | 0 | 0 | 0 | 0 | 0 | 0 | 0 | 0 | 0 | 0 | 0
F6_Industrial_Industrial - WA_New_Process_Natural Gas_Process Boiler - Hot Water Reset_A_Achievable Economic UCT Potential | F6 | Industrial | Industrial - WA | New | Process | Natural Gas | Process Boiler - Hot Water Reset | A | Incremental Winter Peak Savings (MW) | Achievable Economic UCT Potential | 0 | 0 | 0 | 0 | 0 | 0 | 0 | 0 | 0 | 0 | 0 | 0 | 0 | 0 | 0 | 0 | 0 | 0 | 0 | 0 | 0 | 0 | 0 | 0 | 0 | 0 | 0
F7_Industrial_Industrial - WA_New_Process_Natural Gas_Process Boiler - Hot Water Reset_A_Achievable Economic UCT Potential | F7 | Industrial | Industrial - WA | New | Process | Natural Gas | Process Boiler - Hot Water Reset | A | Cumulative Energy Savings (MWh or mTherms) | Achievable Economic UCT Potential | 0 | 0 | 0 | 0 | 0 | 0 | 0 | 0 | 0 | 0 | 0 | 0 | 0 | 0 | 0 | 0 | 0 | 0 | 0 | 0 | 0 | 0 | 0 | 0 | 0 | 0 | 0
F8_Industrial_Industrial - WA_New_Process_Natural Gas_Process Boiler - Hot Water Reset_A_Achievable Economic UCT Potential | F8 | Industrial | Industrial - WA | New | Process | Natural Gas | Process Boiler - Hot Water Reset | A | Cumulative Summer Peak Savings (MW) | Achievable Economic UCT Potential | 0 | 0 | 0 | 0 | 0 | 0 | 0 | 0 | 0 | 0 | 0 | 0 | 0 | 0 | 0 | 0 | 0 | 0 | 0 | 0 | 0 | 0 | 0 | 0 | 0 | 0 | 0
F9_Industrial_Industrial - WA_New_Process_Natural Gas_Process Boiler - Hot Water Reset_A_Achievable Economic UCT Potential | F9 | Industrial | Industrial - WA | New | Process | Natural Gas | Process Boiler - Hot Water Reset | A | Cumulative Winter Peak Savings (MW) | Achievable Economic UCT Potential | 0 | 0 | 0 | 0 | 0 | 0 | 0 | 0 | 0 | 0 | 0 | 0 | 0 | 0 | 0 | 0 | 0 | 0 | 0 | 0 | 0 | 0 | 0 | 0 | 0 | 0 | 0
F10_Industrial_Industrial - WA_New_Process_Natural Gas_Process Boiler - Hot Water Reset_A_Achievable Economic UCT Potential | F10 | Industrial | Industrial - WA | New | Process | Natural Gas | Process Boiler - Hot Water Reset | A | Purchases (Incremental) | Achievable Economic UCT Potential | 0 | 0 | 0 | 0 | 0 | 0 | 0 | 0 | 0 | 0 | 0 | 0 | 0 | 0 | 0 | 0 | 0 | 0 | 0 | 0 | 0 | 0 | 0 | 0 | 0 | 0 | 0
F11_Industrial_Industrial - WA_New_Process_Natural Gas_Process Boiler - Hot Water Reset_A_Achievable Economic UCT Potential | F11 | Industrial | Industrial - WA | New | Process | Natural Gas | Process Boiler - Hot Water Reset | A | Purchases (Cumulative) | Achievable Economic UCT Potential | 0 | 0 | 0 | 0 | 0 | 0 | 0 | 0 | 0 | 0 | 0 | 0 | 0 | 0 | 0 | 0 | 0 | 0 | 0 | 0 | 0 | 0 | 0 | 0 | 0 | 0 | 0
F1_Industrial_Industrial - WA_New_Process_Natural Gas_Process Boiler - Burner Control Optimization_A_Achievable Economic UCT Potential | F1 | Industrial | Industrial - WA | New | Process | Natural Gas | Process Boiler - Burner Control Optimization | A | Integrated Unit Energy Savings (kWh or therms) | Achievable Economic UCT Potential | 0 | 0 | 2.2956 | 2.2956 | 2.2956 | 2.2956 | 2.2956 | 2.2956 | 2.2956 | 2.2956 | 2.2956 | 2.2956 | 2.2956 | 2.2956 | 2.2956 | 2.2956 | 2.2956 | 2.2956 | 2.2956 | 2.2956 | 2.2956 | 2.2956 | 2.2956 | 2.2956 | 2.2956 | 2.2956 | 2.2956
F2_Industrial_Industrial - WA_New_Process_Natural Gas_Process Boiler - Burner Control Optimization_A_Achievable Economic UCT Potential | F2 | Industrial | Industrial - WA | New | Process | Natural Gas | Process Boiler - Burner Control Optimization | A | Integrated Unit Summer Peak Savings (kW) | Achievable Economic UCT Potential | 0 | 0 | 0 | 0 | 0 | 0 | 0 | 0 | 0 | 0 | 0 | 0 | 0 | 0 | 0 | 0 | 0 | 0 | 0 | 0 | 0 | 0 | 0 | 0 | 0 | 0 | 0
F3_Industrial_Industrial - WA_New_Process_Natural Gas_Process Boiler - Burner Control Optimization_A_Achievable Economic UCT Potential | F3 | Industrial | Industrial - WA | New | Process | Natural Gas | Process Boiler - Burner Control Optimization | A | Integrated Unit Winter Peak Savings (kW) | Achievable Economic UCT Potential | 0 | 0 | 0 | 0 | 0 | 0 | 0 | 0 | 0 | 0 | 0 | 0 | 0 | 0 | 0 | 0 | 0 | 0 | 0 | 0 | 0 | 0 | 0 | 0 | 0 | 0 | 0
F4_Industrial_Industrial - WA_New_Process_Natural Gas_Process Boiler - Burner Control Optimization_A_Achievable Economic UCT Potential | F4 | Industrial | Industrial - WA | New | Process | Natural Gas | Process Boiler - Burner Control Optimization | A | Incremental Energy Savings (MWh or mTherms) | Achievable Economic UCT Potential | 0 | 0 | 0.0042517 | 0.0089006 | 0.021286 | 0.042199 | 0.070949 | 0.10663 | 0.14485 | 0.17947 | 0.20437 | 0.21528 | 0.21093 | 0.19318 | 0.16606 | 0.13448 | 0.10295 | 0.074725 | 0.051558 | 0.033899 | 0.017034 | 0.005946 | 0 | 0 | 0 | 0 | 0
F5_Industrial_Industrial - WA_New_Process_Natural Gas_Process Boiler - Burner Control Optimization_A_Achievable Economic UCT Potential | F5 | Industrial | Industrial - WA | New | Process | Natural Gas | Process Boiler - Burner Control Optimization | A | Incremental Summer Peak Savings (MW) | Achievable Economic UCT Potential | 0 | 0 | 0 | 0 | 0 | 0 | 0 | 0 | 0 | 0 | 0 | 0 | 0 | 0 | 0 | 0 | 0 | 0 | 0 | 0 | 0 | 0 | 0 | 0 | 0 | 0 | 0
F6_Industrial_Industrial - WA_New_Process_Natural Gas_Process Boiler - Burner Control Optimization_A_Achievable Economic UCT Potential | F6 | Industrial | Industrial - WA | New | Process | Natural Gas | Process Boiler - Burner Control Optimization | A | Incremental Winter Peak Savings (MW) | Achievable Economic UCT Potential | 0 | 0 | 0 | 0 | 0 | 0 | 0 | 0 | 0 | 0 | 0 | 0 | 0 | 0 | 0 | 0 | 0 | 0 | 0 | 0 | 0 | 0 | 0 | 0 | 0 | 0 | 0
F7_Industrial_Industrial - WA_New_Process_Natural Gas_Process Boiler - Burner Control Optimization_A_Achievable Economic UCT Potential | F7 | Industrial | Industrial - WA | New | Process | Natural Gas | Process Boiler - Burner Control Optimization | A | Cumulative Energy Savings (MWh or mTherms) | Achievable Economic UCT Potential | 0 | 0 | 0.0042517 | 0.013152 | 0.034438 | 0.076637 | 0.14759 | 0.25422 | 0.39906 | 0.57854 | 0.78291 | 0.99818 | 1.2091 | 1.4023 | 1.5684 | 1.7028 | 1.8058 | 1.8805 | 1.9321 | 1.966 | 1.983 | 1.989 | 1.989 | 1.989 | 1.989 | 1.989 | 1.989
F8_Industrial_Industrial - WA_New_Process_Natural Gas_Process Boiler - Burner Control Optimization_A_Achievable Economic UCT Potential | F8 | Industrial | Industrial - WA | New | Process | Natural Gas | Process Boiler - Burner Control Optimization | A | Cumulative Summer Peak Savings (MW) | Achievable Economic UCT Potential | 0 | 0 | 0 | 0 | 0 | 0 | 0 | 0 | 0 | 0 | 0 | 0 | 0 | 0 | 0 | 0 | 0 | 0 | 0 | 0 | 0 | 0 | 0 | 0 | 0 | 0 | 0
F9_Industrial_Industrial - WA_New_Process_Natural Gas_Process Boiler - Burner Control Optimization_A_Achievable Economic UCT Potential | F9 | Industrial | Industrial - WA | New | Process | Natural Gas | Process Boiler - Burner Control Optimization | A | Cumulative Winter Peak Savings (MW) | Achievable Economic UCT Potential | 0 | 0 | 0 | 0 | 0 | 0 | 0 | 0 | 0 | 0 | 0 | 0 | 0 | 0 | 0 | 0 | 0 | 0 | 0 | 0 | 0 | 0 | 0 | 0 | 0 | 0 | 0
F10_Industrial_Industrial - WA_New_Process_Natural Gas_Process Boiler - Burner Control Optimization_A_Achievable Economic UCT Potential | F10 | Industrial | Industrial - WA | New | Process | Natural Gas | Process Boiler - Burner Control Optimization | A | Purchases (Incremental) | Achievable Economic UCT Potential | 0 | 0 | 1.8521 | 3.8772 | 9.2725 | 18.3825 | 30.9067 | 46.4507 | 63.0996 | 78.1815 | 89.0288 | 93.7802 | 91.8879 | 84.1522 | 72.338 | 58.5845 | 44.8493 | 32.5518 | 22.4598 | 14.7671 | 7.4206 | 2.5902 | 0 | 0 | 0 | 0 | 0
F11_Industrial_Industrial - WA_New_Process_Natural Gas_Process Boiler - Burner Control Optimization_A_Achievable Economic UCT Potential | F11 | Industrial | Industrial - WA | New | Process | Natural Gas | Process Boiler - Burner Control Optimization | A | Purchases (Cumulative) | Achievable Economic UCT Potential | 0 | 0 | 1.8521 | 5.7293 | 15.0018 | 33.3843 | 64.291 | 110.7417 | 173.8414 | 252.0229 | 341.0517 | 434.8319 | 526.7198 | 610.872 | 683.21 | 741.7944 | 786.6437 | 819.1955 | 841.6553 | 856.4224 | 863.843 | 866.4333 | 866.4333 | 866.4333 | 866.4333 | 866.4333 | 866.4333
F1_Industrial_Industrial - WA_New_Process_Natural Gas_Process Boiler - Insulate Hot Water Lines_A_Achievable Economic UCT Potential | F1 | Industrial | Industrial - WA | New | Process | Natural Gas | Process Boiler - Insulate Hot Water Lines | A | Integrated Unit Energy Savings (kWh or therms) | Achievable Economic UCT Potential | 0 | 0 | 38.0054 | 38.0044 | 38.0025 | 37.9993 | 37.9943 | 37.9874 | 37.9791 | 37.9696 | 37.9596 | 37.9501 | 37.9416 | 37.9348 | 37.9298 | 37.9266 | 37.9249 | 37.9246 | 37.9252 | 37.9264 | 37.9282 | 37.9302 | 37.9323 | 37.9343 | 37.9362 | 37.9379 | 37.9395
F2_Industrial_Industrial - WA_New_Process_Natural Gas_Process Boiler - Insulate Hot Water Lines_A_Achievable Economic UCT Potential | F2 | Industrial | Industrial - WA | New | Process | Natural Gas | Process Boiler - Insulate Hot Water Lines | A | Integrated Unit Summer Peak Savings (kW) | Achievable Economic UCT Potential | 0 | 0 | 0 | 0 | 0 | 0 | 0 | 0 | 0 | 0 | 0 | 0 | 0 | 0 | 0 | 0 | 0 | 0 | 0 | 0 | 0 | 0 | 0 | 0 | 0 | 0 | 0
F3_Industrial_Industrial - WA_New_Process_Natural Gas_Process Boiler - Insulate Hot Water Lines_A_Achievable Economic UCT Potential | F3 | Industrial | Industrial - WA | New | Process | Natural Gas | Process Boiler - Insulate Hot Water Lines | A | Integrated Unit Winter Peak Savings (kW) | Achievable Economic UCT Potential | 0 | 0 | 0 | 0 | 0 | 0 | 0 | 0 | 0 | 0 | 0 | 0 | 0 | 0 | 0 | 0 | 0 | 0 | 0 | 0 | 0 | 0 | 0 | 0 | 0 | 0 | 0
F4_Industrial_Industrial - WA_New_Process_Natural Gas_Process Boiler - Insulate Hot Water Lines_A_Achievable Economic UCT Potential | F4 | Industrial | Industrial - WA | New | Process | Natural Gas | Process Boiler - Insulate Hot Water Lines | A | Incremental Energy Savings (MWh or mTherms) | Achievable Economic UCT Potential | 0 | 0 | 0 | 0 | 0 | 0 | 0 | 0 | 0 | 0 | 0 | 0 | 0 | 0 | 0 | 0 | 0 | 0 | 0 | 0 | 0 | 0 | 0 | 0 | 0 | 0 | 0
F5_Industrial_Industrial - WA_New_Process_Natural Gas_Process Boiler - Insulate Hot Water Lines_A_Achievable Economic UCT Potential | F5 | Industrial | Industrial - WA | New | Process | Natural Gas | Process Boiler - Insulate Hot Water Lines | A | Incremental Summer Peak Savings (MW) | Achievable Economic UCT Potential | 0 | 0 | 0 | 0 | 0 | 0 | 0 | 0 | 0 | 0 | 0 | 0 | 0 | 0 | 0 | 0 | 0 | 0 | 0 | 0 | 0 | 0 | 0 | 0 | 0 | 0 | 0
F6_Industrial_Industrial - WA_New_Process_Natural Gas_Process Boiler - Insulate Hot Water Lines_A_Achievable Economic UCT Potential | F6 | Industrial | Industrial - WA | New | Process | Natural Gas | Process Boiler - Insulate Hot Water Lines | A | Incremental Winter Peak Savings (MW) | Achievable Economic UCT Potential | 0 | 0 | 0 | 0 | 0 | 0 | 0 | 0 | 0 | 0 | 0 | 0 | 0 | 0 | 0 | 0 | 0 | 0 | 0 | 0 | 0 | 0 | 0 | 0 | 0 | 0 | 0
F7_Industrial_Industrial - WA_New_Process_Natural Gas_Process Boiler - Insulate Hot Water Lines_A_Achievable Economic UCT Potential | F7 | Industrial | Industrial - WA | New | Process | Natural Gas | Process Boiler - Insulate Hot Water Lines | A | Cumulative Energy Savings (MWh or mTherms) | Achievable Economic UCT Potential | 0 | 0 | 0 | 0 | 0 | 0 | 0 | 0 | 0 | 0 | 0 | 0 | 0 | 0 | 0 | 0 | 0 | 0 | 0 | 0 | 0 | 0 | 0 | 0 | 0 | 0 | 0
F8_Industrial_Industrial - WA_New_Process_Natural Gas_Process Boiler - Insulate Hot Water Lines_A_Achievable Economic UCT Potential | F8 | Industrial | Industrial - WA | New | Process | Natural Gas | Process Boiler - Insulate Hot Water Lines | A | Cumulative Summer Peak Savings (MW) | Achievable Economic UCT Potential | 0 | 0 | 0 | 0 | 0 | 0 | 0 | 0 | 0 | 0 | 0 | 0 | 0 | 0 | 0 | 0 | 0 | 0 | 0 | 0 | 0 | 0 | 0 | 0 | 0 | 0 | 0
F9_Industrial_Industrial - WA_New_Process_Natural Gas_Process Boiler - Insulate Hot Water Lines_A_Achievable Economic UCT Potential | F9 | Industrial | Industrial - WA | New | Process | Natural Gas | Process Boiler - Insulate Hot Water Lines | A | Cumulative Winter Peak Savings (MW) | Achievable Economic UCT Potential | 0 | 0 | 0 | 0 | 0 | 0 | 0 | 0 | 0 | 0 | 0 | 0 | 0 | 0 | 0 | 0 | 0 | 0 | 0 | 0 | 0 | 0 | 0 | 0 | 0 | 0 | 0
F10_Industrial_Industrial - WA_New_Process_Natural Gas_Process Boiler - Insulate Hot Water Lines_A_Achievable Economic UCT Potential | F10 | Industrial | Industrial - WA | New | Process | Natural Gas | Process Boiler - Insulate Hot Water Lines | A | Purchases (Incremental) | Achievable Economic UCT Potential | 0 | 0 | 0 | 0 | 0 | 0 | 0 | 0 | 0 | 0 | 0 | 0 | 0 | 0 | 0 | 0 | 0 | 0 | 0 | 0 | 0 | 0 | 0 | 0 | 0 | 0 | 0
F11_Industrial_Industrial - WA_New_Process_Natural Gas_Process Boiler - Insulate Hot Water Lines_A_Achievable Economic UCT Potential | F11 | Industrial | Industrial - WA | New | Process | Natural Gas | Process Boiler - Insulate Hot Water Lines | A | Purchases (Cumulative) | Achievable Economic UCT Potential | 0 | 0 | 0 | 0 | 0 | 0 | 0 | 0 | 0 | 0 | 0 | 0 | 0 | 0 | 0 | 0 | 0 | 0 | 0 | 0 | 0 | 0 | 0 | 0 | 0 | 0 | 0
F1_Industrial_Industrial - WA_New_Process_Natural Gas_Process Boiler - Insulate Steam Lines/Condensate Tank_A_Achievable Economic UCT Potential | F1 | Industrial | Industrial - WA | New | Process | Natural Gas | Process Boiler - Insulate Steam Lines/Condensate Tank | A | Integrated Unit Energy Savings (kWh or therms) | Achievable Economic UCT Potential | 0 | 0 | 56.7721 | 56.7718 | 56.7715 | 56.7712 | 56.7709 | 56.7706 | 56.7705 | 56.7704 | 56.7704 | 56.7704 | 56.7704 | 56.7703 | 56.7703 | 56.7703 | 56.7703 | 56.7703 | 56.7703 | 56.7703 | 56.7703 | 56.7704 | 56.7705 | 56.7705 | 56.7706 | 56.7706 | 56.7707
F2_Industrial_Industrial - WA_New_Process_Natural Gas_Process Boiler - Insulate Steam Lines/Condensate Tank_A_Achievable Economic UCT Potential | F2 | Industrial | Industrial - WA | New | Process | Natural Gas | Process Boiler - Insulate Steam Lines/Condensate Tank | A | Integrated Unit Summer Peak Savings (kW) | Achievable Economic UCT Potential | 0 | 0 | 0 | 0 | 0 | 0 | 0 | 0 | 0 | 0 | 0 | 0 | 0 | 0 | 0 | 0 | 0 | 0 | 0 | 0 | 0 | 0 | 0 | 0 | 0 | 0 | 0
F3_Industrial_Industrial - WA_New_Process_Natural Gas_Process Boiler - Insulate Steam Lines/Condensate Tank_A_Achievable Economic UCT Potential | F3 | Industrial | Industrial - WA | New | Process | Natural Gas | Process Boiler - Insulate Steam Lines/Condensate Tank | A | Integrated Unit Winter Peak Savings (kW) | Achievable Economic UCT Potential | 0 | 0 | 0 | 0 | 0 | 0 | 0 | 0 | 0 | 0 | 0 | 0 | 0 | 0 | 0 | 0 | 0 | 0 | 0 | 0 | 0 | 0 | 0 | 0 | 0 | 0 | 0
F4_Industrial_Industrial - WA_New_Process_Natural Gas_Process Boiler - Insulate Steam Lines/Condensate Tank_A_Achievable Economic UCT Potential | F4 | Industrial | Industrial - WA | New | Process | Natural Gas | Process Boiler - Insulate Steam Lines/Condensate Tank | A | Incremental Energy Savings (MWh or mTherms) | Achievable Economic UCT Potential | 0 | 0 | 0 | 0 | 0 | 0 | 0 | 0 | 0 | 0 | 0 | 0 | 0 | 0 | 0 | 0 | 0 | 0 | 0 | 0 | 0 | 0 | 0 | 0 | 0 | 0 | 0
F5_Industrial_Industrial - WA_New_Process_Natural Gas_Process Boiler - Insulate Steam Lines/Condensate Tank_A_Achievable Economic UCT Potential | F5 | Industrial | Industrial - WA | New | Process | Natural Gas | Process Boiler - Insulate Steam Lines/Condensate Tank | A | Incremental Summer Peak Savings (MW) | Achievable Economic UCT Potential | 0 | 0 | 0 | 0 | 0 | 0 | 0 | 0 | 0 | 0 | 0 | 0 | 0 | 0 | 0 | 0 | 0 | 0 | 0 | 0 | 0 | 0 | 0 | 0 | 0 | 0 | 0
F6_Industrial_Industrial - WA_New_Process_Natural Gas_Process Boiler - Insulate Steam Lines/Condensate Tank_A_Achievable Economic UCT Potential | F6 | Industrial | Industrial - WA | New | Process | Natural Gas | Process Boiler - Insulate Steam Lines/Condensate Tank | A | Incremental Winter Peak Savings (MW) | Achievable Economic UCT Potential | 0 | 0 | 0 | 0 | 0 | 0 | 0 | 0 | 0 | 0 | 0 | 0 | 0 | 0 | 0 | 0 | 0 | 0 | 0 | 0 | 0 | 0 | 0 | 0 | 0 | 0 | 0
F7_Industrial_Industrial - WA_New_Process_Natural Gas_Process Boiler - Insulate Steam Lines/Condensate Tank_A_Achievable Economic UCT Potential | F7 | Industrial | Industrial - WA | New | Process | Natural Gas | Process Boiler - Insulate Steam Lines/Condensate Tank | A | Cumulative Energy Savings (MWh or mTherms) | Achievable Economic UCT Potential | 0 | 0 | 0 | 0 | 0 | 0 | 0 | 0 | 0 | 0 | 0 | 0 | 0 | 0 | 0 | 0 | 0 | 0 | 0 | 0 | 0 | 0 | 0 | 0 | 0 | 0 | 0
F8_Industrial_Industrial - WA_New_Process_Natural Gas_Process Boiler - Insulate Steam Lines/Condensate Tank_A_Achievable Economic UCT Potential | F8 | Industrial | Industrial - WA | New | Process | Natural Gas | Process Boiler - Insulate Steam Lines/Condensate Tank | A | Cumulative Summer Peak Savings (MW) | Achievable Economic UCT Potential | 0 | 0 | 0 | 0 | 0 | 0 | 0 | 0 | 0 | 0 | 0 | 0 | 0 | 0 | 0 | 0 | 0 | 0 | 0 | 0 | 0 | 0 | 0 | 0 | 0 | 0 | 0
F9_Industrial_Industrial - WA_New_Process_Natural Gas_Process Boiler - Insulate Steam Lines/Condensate Tank_A_Achievable Economic UCT Potential | F9 | Industrial | Industrial - WA | New | Process | Natural Gas | Process Boiler - Insulate Steam Lines/Condensate Tank | A | Cumulative Winter Peak Savings (MW) | Achievable Economic UCT Potential | 0 | 0 | 0 | 0 | 0 | 0 | 0 | 0 | 0 | 0 | 0 | 0 | 0 | 0 | 0 | 0 | 0 | 0 | 0 | 0 | 0 | 0 | 0 | 0 | 0 | 0 | 0
F10_Industrial_Industrial - WA_New_Process_Natural Gas_Process Boiler - Insulate Steam Lines/Condensate Tank_A_Achievable Economic UCT Potential | F10 | Industrial | Industrial - WA | New | Process | Natural Gas | Process Boiler - Insulate Steam Lines/Condensate Tank | A | Purchases (Incremental) | Achievable Economic UCT Potential | 0 | 0 | 0 | 0 | 0 | 0 | 0 | 0 | 0 | 0 | 0 | 0 | 0 | 0 | 0 | 0 | 0 | 0 | 0 | 0 | 0 | 0 | 0 | 0 | 0 | 0 | 0
F11_Industrial_Industrial - WA_New_Process_Natural Gas_Process Boiler - Insulate Steam Lines/Condensate Tank_A_Achievable Economic UCT Potential | F11 | Industrial | Industrial - WA | New | Process | Natural Gas | Process Boiler - Insulate Steam Lines/Condensate Tank | A | Purchases (Cumulative) | Achievable Economic UCT Potential | 0 | 0 | 0 | 0 | 0 | 0 | 0 | 0 | 0 | 0 | 0 | 0 | 0 | 0 | 0 | 0 | 0 | 0 | 0 | 0 | 0 | 0 | 0 | 0 | 0 | 0 | 0
F1_Industrial_Industrial - WA_New_Process_Natural Gas_Process Boiler - Stack Economizer_A_Achievable Economic UCT Potential | F1 | Industrial | Industrial - WA | New | Process | Natural Gas | Process Boiler - Stack Economizer | A | Integrated Unit Energy Savings (kWh or therms) | Achievable Economic UCT Potential | 0 | 0 | 7.5986 | 7.5981 | 7.5975 | 7.597 | 7.5961 | 7.5948 | 7.5932 | 7.5913 | 7.5894 | 7.5875 | 7.5858 | 7.5845 | 7.5835 | 7.5829 | 7.5826 | 7.5825 | 7.5827 | 7.5829 | 7.5833 | 7.5837 | 7.5842 | 7.5846 | 7.585 | 7.5853 | 7.5856
F2_Industrial_Industrial - WA_New_Process_Natural Gas_Process Boiler - Stack Economizer_A_Achievable Economic UCT Potential | F2 | Industrial | Industrial - WA | New | Process | Natural Gas | Process Boiler - Stack Economizer | A | Integrated Unit Summer Peak Savings (kW) | Achievable Economic UCT Potential | 0 | 0 | 0 | 0 | 0 | 0 | 0 | 0 | 0 | 0 | 0 | 0 | 0 | 0 | 0 | 0 | 0 | 0 | 0 | 0 | 0 | 0 | 0 | 0 | 0 | 0 | 0
F3_Industrial_Industrial - WA_New_Process_Natural Gas_Process Boiler - Stack Economizer_A_Achievable Economic UCT Potential | F3 | Industrial | Industrial - WA | New | Process | Natural Gas | Process Boiler - Stack Economizer | A | Integrated Unit Winter Peak Savings (kW) | Achievable Economic UCT Potential | 0 | 0 | 0 | 0 | 0 | 0 | 0 | 0 | 0 | 0 | 0 | 0 | 0 | 0 | 0 | 0 | 0 | 0 | 0 | 0 | 0 | 0 | 0 | 0 | 0 | 0 | 0
F4_Industrial_Industrial - WA_New_Process_Natural Gas_Process Boiler - Stack Economizer_A_Achievable Economic UCT Potential | F4 | Industrial | Industrial - WA | New | Process | Natural Gas | Process Boiler - Stack Economizer | A | Incremental Energy Savings (MWh or mTherms) | Achievable Economic UCT Potential | 0 | 0 | 0.13912 | 0.18527 | 0.22152 | 0.25093 | 0.27118 | 0.26196 | 0.22363 | 0.18996 | 0.16065 | 0.13534 | 0.11364 | 0.095138 | 0.079435 | 0.066165 | 0.054992 | 0 | 0 | 0 | 0 | 0 | 0 | 0 | 0 | 0 | 0
F5_Industrial_Industrial - WA_New_Process_Natural Gas_Process Boiler - Stack Economizer_A_Achievable Economic UCT Potential | F5 | Industrial | Industrial - WA | New | Process | Natural Gas | Process Boiler - Stack Economizer | A | Incremental Summer Peak Savings (MW) | Achievable Economic UCT Potential | 0 | 0 | 0 | 0 | 0 | 0 | 0 | 0 | 0 | 0 | 0 | 0 | 0 | 0 | 0 | 0 | 0 | 0 | 0 | 0 | 0 | 0 | 0 | 0 | 0 | 0 | 0
F6_Industrial_Industrial - WA_New_Process_Natural Gas_Process Boiler - Stack Economizer_A_Achievable Economic UCT Potential | F6 | Industrial | Industrial - WA | New | Process | Natural Gas | Process Boiler - Stack Economizer | A | Incremental Winter Peak Savings (MW) | Achievable Economic UCT Potential | 0 | 0 | 0 | 0 | 0 | 0 | 0 | 0 | 0 | 0 | 0 | 0 | 0 | 0 | 0 | 0 | 0 | 0 | 0 | 0 | 0 | 0 | 0 | 0 | 0 | 0 | 0
F7_Industrial_Industrial - WA_New_Process_Natural Gas_Process Boiler - Stack Economizer_A_Achievable Economic UCT Potential | F7 | Industrial | Industrial - WA | New | Process | Natural Gas | Process Boiler - Stack Economizer | A | Cumulative Energy Savings (MWh or mTherms) | Achievable Economic UCT Potential | 0 | 0 | 0.13912 | 0.32438 | 0.54588 | 0.79677 | 1.0679 | 1.3296 | 1.553 | 1.7426 | 1.9028 | 2.0376 | 2.1508 | 2.2456 | 2.3247 | 2.3907 | 2.4456 | 2.4456 | 2.4456 | 2.4457 | 2.4458 | 2.446 | 2.4461 | 2.4462 | 2.4464 | 2.4465 | 2.4466
F8_Industrial_Industrial - WA_New_Process_Natural Gas_Process Boiler - Stack Economizer_A_Achievable Economic UCT Potential | F8 | Industrial | Industrial - WA | New | Process | Natural Gas | Process Boiler - Stack Economizer | A | Cumulative Summer Peak Savings (MW) | Achievable Economic UCT Potential | 0 | 0 | 0 | 0 | 0 | 0 | 0 | 0 | 0 | 0 | 0 | 0 | 0 | 0 | 0 | 0 | 0 | 0 | 0 | 0 | 0 | 0 | 0 | 0 | 0 | 0 | 0
F9_Industrial_Industrial - WA_New_Process_Natural Gas_Process Boiler - Stack Economizer_A_Achievable Economic UCT Potential | F9 | Industrial | Industrial - WA | New | Process | Natural Gas | Process Boiler - Stack Economizer | A | Cumulative Winter Peak Savings (MW) | Achievable Economic UCT Potential | 0 | 0 | 0 | 0 | 0 | 0 | 0 | 0 | 0 | 0 | 0 | 0 | 0 | 0 | 0 | 0 | 0 | 0 | 0 | 0 | 0 | 0 | 0 | 0 | 0 | 0 | 0
F10_Industrial_Industrial - WA_New_Process_Natural Gas_Process Boiler - Stack Economizer_A_Achievable Economic UCT Potential | F10 | Industrial | Industrial - WA | New | Process | Natural Gas | Process Boiler - Stack Economizer | A | Purchases (Incremental) | Achievable Economic UCT Potential | 0 | 0 | 18.309 | 24.3832 | 29.1568 | 33.0302 | 35.7003 | 34.4927 | 29.4521 | 25.0228 | 21.1674 | 17.8377 | 14.9809 | 12.5438 | 10.4747 | 8.7255 | 7.2524 | 0 | 0 | 0 | 0 | 0 | 0 | 0 | 0 | 0 | 0
F11_Industrial_Industrial - WA_New_Process_Natural Gas_Process Boiler - Stack Economizer_A_Achievable Economic UCT Potential | F11 | Industrial | Industrial - WA | New | Process | Natural Gas | Process Boiler - Stack Economizer | A | Purchases (Cumulative) | Achievable Economic UCT Potential | 0 | 0 | 18.309 | 42.6923 | 71.849 | 104.8792 | 140.5795 | 175.0722 | 204.5243 | 229.5471 | 250.7145 | 268.5522 | 283.5332 | 296.0769 | 306.5516 | 315.2771 | 322.5295 | 322.5295 | 322.5295 | 322.5295 | 322.5295 | 322.5295 | 322.5295 | 322.5295 | 322.5295 | 322.5295 | 322.5295
F1_Industrial_Industrial - WA_New_Process_Natural Gas_Process Boiler - Steam Trap Replacement_A_Achievable Economic UCT Potential | F1 | Industrial | Industrial - WA | New | Process | Natural Gas | Process Boiler - Steam Trap Replacement | A | Integrated Unit Energy Savings (kWh or therms) | Achievable Economic UCT Potential | 0 | 0 | 253514.0926 | 253514.0926 | 253514.0926 | 253514.0926 | 253514.0926 | 253514.0926 | 253514.0926 | 253514.0926 | 253514.0926 | 253514.0926 | 253514.0926 | 253514.0926 | 253514.0926 | 253514.0926 | 253514.0926 | 253514.0926 | 253514.0926 | 253514.0926 | 253514.0926 | 253514.0926 | 253514.0926 | 253514.0926 | 253514.0926 | 253514.0926 | 253514.0926
F2_Industrial_Industrial - WA_New_Process_Natural Gas_Process Boiler - Steam Trap Replacement_A_Achievable Economic UCT Potential | F2 | Industrial | Industrial - WA | New | Process | Natural Gas | Process Boiler - Steam Trap Replacement | A | Integrated Unit Summer Peak Savings (kW) | Achievable Economic UCT Potential | 0 | 0 | 0 | 0 | 0 | 0 | 0 | 0 | 0 | 0 | 0 | 0 | 0 | 0 | 0 | 0 | 0 | 0 | 0 | 0 | 0 | 0 | 0 | 0 | 0 | 0 | 0
F3_Industrial_Industrial - WA_New_Process_Natural Gas_Process Boiler - Steam Trap Replacement_A_Achievable Economic UCT Potential | F3 | Industrial | Industrial - WA | New | Process | Natural Gas | Process Boiler - Steam Trap Replacement | A | Integrated Unit Winter Peak Savings (kW) | Achievable Economic UCT Potential | 0 | 0 | 0 | 0 | 0 | 0 | 0 | 0 | 0 | 0 | 0 | 0 | 0 | 0 | 0 | 0 | 0 | 0 | 0 | 0 | 0 | 0 | 0 | 0 | 0 | 0 | 0
F4_Industrial_Industrial - WA_New_Process_Natural Gas_Process Boiler - Steam Trap Replacement_A_Achievable Economic UCT Potential | F4 | Industrial | Industrial - WA | New | Process | Natural Gas | Process Boiler - Steam Trap Replacement | A | Incremental Energy Savings (MWh or mTherms) | Achievable Economic UCT Potential | 0 | 0 | 0.0018653 | 0.0024841 | 0.0029704 | 0.003365 | 0.003637 | 0.0039045 | 0.0023021 | 0.0019417 | 0.0017094 | 0.0015646 | 0.0015381 | 0.0015121 | 0.0014865 | 0.0014614 | 0.0014367 | 0.0014124 | 0.0013885 | 0.0013651 | 0 | 0 | 0 | 0 | 0 | 0 | 0
F5_Industrial_Industrial - WA_New_Process_Natural Gas_Process Boiler - Steam Trap Replacement_A_Achievable Economic UCT Potential | F5 | Industrial | Industrial - WA | New | Process | Natural Gas | Process Boiler - Steam Trap Replacement | A | Incremental Summer Peak Savings (MW) | Achievable Economic UCT Potential | 0 | 0 | 0 | 0 | 0 | 0 | 0 | 0 | 0 | 0 | 0 | 0 | 0 | 0 | 0 | 0 | 0 | 0 | 0 | 0 | 0 | 0 | 0 | 0 | 0 | 0 | 0
F6_Industrial_Industrial - WA_New_Process_Natural Gas_Process Boiler - Steam Trap Replacement_A_Achievable Economic UCT Potential | F6 | Industrial | Industrial - WA | New | Process | Natural Gas | Process Boiler - Steam Trap Replacement | A | Incremental Winter Peak Savings (MW) | Achievable Economic UCT Potential | 0 | 0 | 0 | 0 | 0 | 0 | 0 | 0 | 0 | 0 | 0 | 0 | 0 | 0 | 0 | 0 | 0 | 0 | 0 | 0 | 0 | 0 | 0 | 0 | 0 | 0 | 0
F7_Industrial_Industrial - WA_New_Process_Natural Gas_Process Boiler - Steam Trap Replacement_A_Achievable Economic UCT Potential | F7 | Industrial | Industrial - WA | New | Process | Natural Gas | Process Boiler - Steam Trap Replacement | A | Cumulative Energy Savings (MWh or mTherms) | Achievable Economic UCT Potential | 0 | 0 | 0.0018653 | 0.0043494 | 0.0073198 | 0.010685 | 0.014322 | 0.018226 | 0.020528 | 0.02247 | 0.02418 | 0.025744 | 0.027282 | 0.028794 | 0.030281 | 0.031742 | 0.033179 | 0.034591 | 0.03598 | 0.037345 | 0.037345 | 0.037345 | 0.037345 | 0.037345 | 0.037345 | 0.037345 | 0.037345
F8_Industrial_Industrial - WA_New_Process_Natural Gas_Process Boiler - Steam Trap Replacement_A_Achievable Economic UCT Potential | F8 | Industrial | Industrial - WA | New | Process | Natural Gas | Process Boiler - Steam Trap Replacement | A | Cumulative Summer Peak Savings (MW) | Achievable Economic UCT Potential | 0 | 0 | 0 | 0 | 0 | 0 | 0 | 0 | 0 | 0 | 0 | 0 | 0 | 0 | 0 | 0 | 0 | 0 | 0 | 0 | 0 | 0 | 0 | 0 | 0 | 0 | 0
F9_Industrial_Industrial - WA_New_Process_Natural Gas_Process Boiler - Steam Trap Replacement_A_Achievable Economic UCT Potential | F9 | Industrial | Industrial - WA | New | Process | Natural Gas | Process Boiler - Steam Trap Replacement | A | Cumulative Winter Peak Savings (MW) | Achievable Economic UCT Potential | 0 | 0 | 0 | 0 | 0 | 0 | 0 | 0 | 0 | 0 | 0 | 0 | 0 | 0 | 0 | 0 | 0 | 0 | 0 | 0 | 0 | 0 | 0 | 0 | 0 | 0 | 0
F10_Industrial_Industrial - WA_New_Process_Natural Gas_Process Boiler - Steam Trap Replacement_A_Achievable Economic UCT Potential | F10 | Industrial | Industrial - WA | New | Process | Natural Gas | Process Boiler - Steam Trap Replacement | A | Purchases (Incremental) | Achievable Economic UCT Potential | 0 | 0 | 7.3577e-06 | 9.7986e-06 | 1.1717e-05 | 1.3273e-05 | 1.4347e-05 | 1.5401e-05 | 9.0807e-06 | 7.6591e-06 | 6.743e-06 | 6.1716e-06 | 6.0672e-06 | 5.9645e-06 | 5.8636e-06 | 5.7644e-06 | 5.6669e-06 | 5.5712e-06 | 5.477e-06 | 5.3845e-06 | 0 | 0 | 0 | 0 | 0 | 0 | 0
F11_Industrial_Industrial - WA_New_Process_Natural Gas_Process Boiler - Steam Trap Replacement_A_Achievable Economic UCT Potential | F11 | Industrial | Industrial - WA | New | Process | Natural Gas | Process Boiler - Steam Trap Replacement | A | Purchases (Cumulative) | Achievable Economic UCT Potential | 0 | 0 | 7.3577e-06 | 1.7156e-05 | 2.8873e-05 | 4.2147e-05 | 5.6493e-05 | 7.1895e-05 | 8.0975e-05 | 8.8634e-05 | 9.5377e-05 | 0.00010155 | 0.00010762 | 0.00011358 | 0.00011944 | 0.00012521 | 0.00013088 | 0.00013645 | 0.00014192 | 0.00014731 | 0.00014731 | 0.00014731 | 0.00014731 | 0.00014731 | 0.00014731 | 0.00014731 | 0.00014731
F1_Industrial_Industrial - WA_New_Process_Natural Gas_Process Boiler - Maintenance_A_Achievable Economic UCT Potential | F1 | Industrial | Industrial - WA | New | Process | Natural Gas | Process Boiler - Maintenance | A | Integrated Unit Energy Savings (kWh or therms) | Achievable Economic UCT Potential | 0 | 0 | 4.7495 | 4.7494 | 4.7491 | 4.7487 | 4.7481 | 4.7473 | 4.7462 | 4.745 | 4.7438 | 4.7426 | 4.7415 | 4.7407 | 4.7401 | 4.7397 | 4.7395 | 4.7394 | 4.7395 | 4.7396 | 4.7399 | 4.7401 | 4.7404 | 4.7406 | 4.7409 | 4.7411 | 4.7413
F2_Industrial_Industrial - WA_New_Process_Natural Gas_Process Boiler - Maintenance_A_Achievable Economic UCT Potential | F2 | Industrial | Industrial - WA | New | Process | Natural Gas | Process Boiler - Maintenance | A | Integrated Unit Summer Peak Savings (kW) | Achievable Economic UCT Potential | 0 | 0 | 0 | 0 | 0 | 0 | 0 | 0 | 0 | 0 | 0 | 0 | 0 | 0 | 0 | 0 | 0 | 0 | 0 | 0 | 0 | 0 | 0 | 0 | 0 | 0 | 0
F3_Industrial_Industrial - WA_New_Process_Natural Gas_Process Boiler - Maintenance_A_Achievable Economic UCT Potential | F3 | Industrial | Industrial - WA | New | Process | Natural Gas | Process Boiler - Maintenance | A | Integrated Unit Winter Peak Savings (kW) | Achievable Economic UCT Potential | 0 | 0 | 0 | 0 | 0 | 0 | 0 | 0 | 0 | 0 | 0 | 0 | 0 | 0 | 0 | 0 | 0 | 0 | 0 | 0 | 0 | 0 | 0 | 0 | 0 | 0 | 0
F4_Industrial_Industrial - WA_New_Process_Natural Gas_Process Boiler - Maintenance_A_Achievable Economic UCT Potential | F4 | Industrial | Industrial - WA | New | Process | Natural Gas | Process Boiler - Maintenance | A | Incremental Energy Savings (MWh or mTherms) | Achievable Economic UCT Potential | 0 | 0 | 0.021983 | 0.02052 | 0.016985 | 0 | 0 | 0 | 0 | 0 | 0 | 0 | 0 | 0 | 0 | 0 | 0 | 0 | 0 | 0 | 0 | 0 | 0 | 0 | 0 | 0 | 0
F5_Industrial_Industrial - WA_New_Process_Natural Gas_Process Boiler - Maintenance_A_Achievable Economic UCT Potential | F5 | Industrial | Industrial - WA | New | Process | Natural Gas | Process Boiler - Maintenance | A | Incremental Summer Peak Savings (MW) | Achievable Economic UCT Potential | 0 | 0 | 0 | 0 | 0 | 0 | 0 | 0 | 0 | 0 | 0 | 0 | 0 | 0 | 0 | 0 | 0 | 0 | 0 | 0 | 0 | 0 | 0 | 0 | 0 | 0 | 0
F6_Industrial_Industrial - WA_New_Process_Natural Gas_Process Boiler - Maintenance_A_Achievable Economic UCT Potential | F6 | Industrial | Industrial - WA | New | Process | Natural Gas | Process Boiler - Maintenance | A | Incremental Winter Peak Savings (MW) | Achievable Economic UCT Potential | 0 | 0 | 0 | 0 | 0 | 0 | 0 | 0 | 0 | 0 | 0 | 0 | 0 | 0 | 0 | 0 | 0 | 0 | 0 | 0 | 0 | 0 | 0 | 0 | 0 | 0 | 0
F7_Industrial_Industrial - WA_New_Process_Natural Gas_Process Boiler - Maintenance_A_Achievable Economic UCT Potential | F7 | Industrial | Industrial - WA | New | Process | Natural Gas | Process Boiler - Maintenance | A | Cumulative Energy Savings (MWh or mTherms) | Achievable Economic UCT Potential | 0 | 0 | 0.021983 | 0.042502 | 0.059486 | 0.059481 | 0.059473 | 0.059462 | 0.059449 | 0.059434 | 0.059419 | 0.059404 | 0.05939 | 0.05938 | 0.059372 | 0.059367 | 0.059364 | 0.059364 | 0.059365 | 0.059367 | 0.059369 | 0.059373 | 0.059376 | 0.059379 | 0.059382 | 0.059385 | 0.059387
F8_Industrial_Industrial - WA_New_Process_Natural Gas_Process Boiler - Maintenance_A_Achievable Economic UCT Potential | F8 | Industrial | Industrial - WA | New | Process | Natural Gas | Process Boiler - Maintenance | A | Cumulative Summer Peak Savings (MW) | Achievable Economic UCT Potential | 0 | 0 | 0 | 0 | 0 | 0 | 0 | 0 | 0 | 0 | 0 | 0 | 0 | 0 | 0 | 0 | 0 | 0 | 0 | 0 | 0 | 0 | 0 | 0 | 0 | 0 | 0
F9_Industrial_Industrial - WA_New_Process_Natural Gas_Process Boiler - Maintenance_A_Achievable Economic UCT Potential | F9 | Industrial | Industrial - WA | New | Process | Natural Gas | Process Boiler - Maintenance | A | Cumulative Winter Peak Savings (MW) | Achievable Economic UCT Potential | 0 | 0 | 0 | 0 | 0 | 0 | 0 | 0 | 0 | 0 | 0 | 0 | 0 | 0 | 0 | 0 | 0 | 0 | 0 | 0 | 0 | 0 | 0 | 0 | 0 | 0 | 0
F10_Industrial_Industrial - WA_New_Process_Natural Gas_Process Boiler - Maintenance_A_Achievable Economic UCT Potential | F10 | Industrial | Industrial - WA | New | Process | Natural Gas | Process Boiler - Maintenance | A | Purchases (Incremental) | Achievable Economic UCT Potential | 0 | 0 | 4.6285 | 4.3205 | 3.5765 | 0 | 0 | 0 | 0 | 0 | 0 | 0 | 0 | 0 | 0 | 0 | 0 | 0 | 0 | 0 | 0 | 0 | 0 | 0 | 0 | 0 | 0
F11_Industrial_Industrial - WA_New_Process_Natural Gas_Process Boiler - Maintenance_A_Achievable Economic UCT Potential | F11 | Industrial | Industrial - WA | New | Process | Natural Gas | Process Boiler - Maintenance | A | Purchases (Cumulative) | Achievable Economic UCT Potential | 0 | 0 | 4.6285 | 8.9491 | 12.5256 | 12.5256 | 12.5256 | 12.5256 | 12.5256 | 12.5256 | 12.5256 | 12.5256 | 12.5256 | 12.5256 | 12.5256 | 12.5256 | 12.5256 | 12.5256 | 12.5256 | 12.5256 | 12.5256 | 12.5256 | 12.5256 | 12.5256 | 12.5256 | 12.5256 | 12.5256
F1_Industrial_Industrial - WA_New_Process_Natural Gas_Process - Heat Recovery_A_Achievable Economic UCT Potential | F1 | Industrial | Industrial - WA | New | Process | Natural Gas | Process - Heat Recovery | A | Integrated Unit Energy Savings (kWh or therms) | Achievable Economic UCT Potential | 0 | 0 | 0.70904 | 0.70871 | 0.7084 | 0.70808 | 0.70771 | 0.70735 | 0.70703 | 0.70675 | 0.70651 | 0.7063 | 0.70613 | 0.70601 | 0.70594 | 0.70591 | 0.70591 | 0.70598 | 0.70605 | 0.70614 | 0.70623 | 0.70632 | 0.70641 | 0.70649 | 0.70657 | 0.70664 | 0.70671
F2_Industrial_Industrial - WA_New_Process_Natural Gas_Process - Heat Recovery_A_Achievable Economic UCT Potential | F2 | Industrial | Industrial - WA | New | Process | Natural Gas | Process - Heat Recovery | A | Integrated Unit Summer Peak Savings (kW) | Achievable Economic UCT Potential | 0 | 0 | 0 | 0 | 0 | 0 | 0 | 0 | 0 | 0 | 0 | 0 | 0 | 0 | 0 | 0 | 0 | 0 | 0 | 0 | 0 | 0 | 0 | 0 | 0 | 0 | 0
F3_Industrial_Industrial - WA_New_Process_Natural Gas_Process - Heat Recovery_A_Achievable Economic UCT Potential | F3 | Industrial | Industrial - WA | New | Process | Natural Gas | Process - Heat Recovery | A | Integrated Unit Winter Peak Savings (kW) | Achievable Economic UCT Potential | 0 | 0 | 0 | 0 | 0 | 0 | 0 | 0 | 0 | 0 | 0 | 0 | 0 | 0 | 0 | 0 | 0 | 0 | 0 | 0 | 0 | 0 | 0 | 0 | 0 | 0 | 0
F4_Industrial_Industrial - WA_New_Process_Natural Gas_Process - Heat Recovery_A_Achievable Economic UCT Potential | F4 | Industrial | Industrial - WA | New | Process | Natural Gas | Process - Heat Recovery | A | Incremental Energy Savings (MWh or mTherms) | Achievable Economic UCT Potential | 0 | 0 | 1.5022 | 1.9996 | 2.39 | 2.7063 | 2.9236 | 3.1369 | 3.3467 | 3.5528 | 3.7554 | 3.9547 | 4.1507 | 4.3436 | 4.5334 | 4.7202 | 4.9041 | 5.0854 | 5.2638 | 5.4392 | 5.6117 | 5.7815 | 0 | 0 | 0 | 0 | 0
F5_Industrial_Industrial - WA_New_Process_Natural Gas_Process - Heat Recovery_A_Achievable Economic UCT Potential | F5 | Industrial | Industrial - WA | New | Process | Natural Gas | Process - Heat Recovery | A | Incremental Summer Peak Savings (MW) | Achievable Economic UCT Potential | 0 | 0 | 0 | 0 | 0 | 0 | 0 | 0 | 0 | 0 | 0 | 0 | 0 | 0 | 0 | 0 | 0 | 0 | 0 | 0 | 0 | 0 | 0 | 0 | 0 | 0 | 0
F6_Industrial_Industrial - WA_New_Process_Natural Gas_Process - Heat Recovery_A_Achievable Economic UCT Potential | F6 | Industrial | Industrial - WA | New | Process | Natural Gas | Process - Heat Recovery | A | Incremental Winter Peak Savings (MW) | Achievable Economic UCT Potential | 0 | 0 | 0 | 0 | 0 | 0 | 0 | 0 | 0 | 0 | 0 | 0 | 0 | 0 | 0 | 0 | 0 | 0 | 0 | 0 | 0 | 0 | 0 | 0 | 0 | 0 | 0
F7_Industrial_Industrial - WA_New_Process_Natural Gas_Process - Heat Recovery_A_Achievable Economic UCT Potential | F7 | Industrial | Industrial - WA | New | Process | Natural Gas | Process - Heat Recovery | A | Cumulative Energy Savings (MWh or mTherms) | Achievable Economic UCT Potential | 0 | 0 | 1.5022 | 3.5011 | 5.8896 | 8.5933 | 11.5123 | 14.6434 | 17.9836 | 21.5293 | 25.2772 | 29.2244 | 33.3682 | 37.7061 | 42.2355 | 46.9538 | 51.8582 | 56.9485 | 62.2186 | 67.6652 | 73.2856 | 79.0765 | 79.0865 | 79.0957 | 79.1043 | 79.1123 | 79.1199
F8_Industrial_Industrial - WA_New_Process_Natural Gas_Process - Heat Recovery_A_Achievable Economic UCT Potential | F8 | Industrial | Industrial - WA | New | Process | Natural Gas | Process - Heat Recovery | A | Cumulative Summer Peak Savings (MW) | Achievable Economic UCT Potential | 0 | 0 | 0 | 0 | 0 | 0 | 0 | 0 | 0 | 0 | 0 | 0 | 0 | 0 | 0 | 0 | 0 | 0 | 0 | 0 | 0 | 0 | 0 | 0 | 0 | 0 | 0
F9_Industrial_Industrial - WA_New_Process_Natural Gas_Process - Heat Recovery_A_Achievable Economic UCT Potential | F9 | Industrial | Industrial - WA | New | Process | Natural Gas | Process - Heat Recovery | A | Cumulative Winter Peak Savings (MW) | Achievable Economic UCT Potential | 0 | 0 | 0 | 0 | 0 | 0 | 0 | 0 | 0 | 0 | 0 | 0 | 0 | 0 | 0 | 0 | 0 | 0 | 0 | 0 | 0 | 0 | 0 | 0 | 0 | 0 | 0
F10_Industrial_Industrial - WA_New_Process_Natural Gas_Process - Heat Recovery_A_Achievable Economic UCT Potential | F10 | Industrial | Industrial - WA | New | Process | Natural Gas | Process - Heat Recovery | A | Purchases (Incremental) | Achievable Economic UCT Potential | 0 | 0 | 2118.6253 | 2821.4983 | 3373.8669 | 3822.076 | 4131.051 | 4434.7913 | 4733.3871 | 5026.9271 | 5315.4985 | 5599.1871 | 5878.077 | 6152.2509 | 6421.7903 | 6686.7751 | 6947.2837 | 7203.3934 | 7455.1801 | 7702.7183 | 7946.0813 | 8185.3411 | 0 | 0 | 0 | 0 | 0
F11_Industrial_Industrial - WA_New_Process_Natural Gas_Process - Heat Recovery_A_Achievable Economic UCT Potential | F11 | Industrial | Industrial - WA | New | Process | Natural Gas | Process - Heat Recovery | A | Purchases (Cumulative) | Achievable Economic UCT Potential | 0 | 0 | 2118.6253 | 4940.1236 | 8313.9906 | 12136.0666 | 16267.1176 | 20701.9089 | 25435.2959 | 30462.223 | 35777.7215 | 41376.9086 | 47254.9856 | 53407.2365 | 59829.0269 | 66515.8019 | 73463.0856 | 80666.4791 | 88121.6592 | 95824.3775 | 103770.4588 | 111955.7999 | 111955.7999 | 111955.7999 | 111955.7999 | 111955.7999 | 111955.7999
F1_Industrial_Industrial - WA_New_Space Heating_Natural Gas_Strategic Energy Management_A_Achievable Economic UCT Potential | F1 | Industrial | Industrial - WA | New | Space Heating | Natural Gas | Strategic Energy Management | A | Integrated Unit Energy Savings (kWh or therms) | Achievable Economic UCT Potential | 0 | 0 | 0.028275 | 0.027943 | 0.027732 | 0.027566 | 0.027427 | 0.027325 | 0.027244 | 0.027174 | 0.027107 | 0.027044 | 0.026985 | 0.026929 | 0.026877 | 0.026829 | 0.026785 | 0.026758 | 0.026734 | 0.026704 | 0.026669 | 0.026634 | 0.026625 | 0.026618 | 0.026613 | 0.026609 | 0.026607
F2_Industrial_Industrial - WA_New_Space Heating_Natural Gas_Strategic Energy Management_A_Achievable Economic UCT Potential | F2 | Industrial | Industrial - WA | New | Space Heating | Natural Gas | Strategic Energy Management | A | Integrated Unit Summer Peak Savings (kW) | Achievable Economic UCT Potential | 0 | 0 | 0 | 0 | 0 | 0 | 0 | 0 | 0 | 0 | 0 | 0 | 0 | 0 | 0 | 0 | 0 | 0 | 0 | 0 | 0 | 0 | 0 | 0 | 0 | 0 | 0
F3_Industrial_Industrial - WA_New_Space Heating_Natural Gas_Strategic Energy Management_A_Achievable Economic UCT Potential | F3 | Industrial | Industrial - WA | New | Space Heating | Natural Gas | Strategic Energy Management | A | Integrated Unit Winter Peak Savings (kW) | Achievable Economic UCT Potential | 0 | 0 | 0 | 0 | 0 | 0 | 0 | 0 | 0 | 0 | 0 | 0 | 0 | 0 | 0 | 0 | 0 | 0 | 0 | 0 | 0 | 0 | 0 | 0 | 0 | 0 | 0
F4_Industrial_Industrial - WA_New_Space Heating_Natural Gas_Strategic Energy Management_A_Achievable Economic UCT Potential | F4 | Industrial | Industrial - WA | New | Space Heating | Natural Gas | Strategic Energy Management | A | Incremental Energy Savings (MWh or mTherms) | Achievable Economic UCT Potential | 0 | 0 | 0 | 0 | 0 | 0 | 0 | 0 | 0 | 0 | 0 | 0 | 0 | 0 | 0 | 0 | 0 | 0 | 0 | 0 | 0 | 0 | 0 | 0 | 0 | 0 | 0
F5_Industrial_Industrial - WA_New_Space Heating_Natural Gas_Strategic Energy Management_A_Achievable Economic UCT Potential | F5 | Industrial | Industrial - WA | New | Space Heating | Natural Gas | Strategic Energy Management | A | Incremental Summer Peak Savings (MW) | Achievable Economic UCT Potential | 0 | 0 | 0 | 0 | 0 | 0 | 0 | 0 | 0 | 0 | 0 | 0 | 0 | 0 | 0 | 0 | 0 | 0 | 0 | 0 | 0 | 0 | 0 | 0 | 0 | 0 | 0
F6_Industrial_Industrial - WA_New_Space Heating_Natural Gas_Strategic Energy Management_A_Achievable Economic UCT Potential | F6 | Industrial | Industrial - WA | New | Space Heating | Natural Gas | Strategic Energy Management | A | Incremental Winter Peak Savings (MW) | Achievable Economic UCT Potential | 0 | 0 | 0 | 0 | 0 | 0 | 0 | 0 | 0 | 0 | 0 | 0 | 0 | 0 | 0 | 0 | 0 | 0 | 0 | 0 | 0 | 0 | 0 | 0 | 0 | 0 | 0
F7_Industrial_Industrial - WA_New_Space Heating_Natural Gas_Strategic Energy Management_A_Achievable Economic UCT Potential | F7 | Industrial | Industrial - WA | New | Space Heating | Natural Gas | Strategic Energy Management | A | Cumulative Energy Savings (MWh or mTherms) | Achievable Economic UCT Potential | 0 | 0 | 0 | 0 | 0 | 0 | 0 | 0 | 0 | 0 | 0 | 0 | 0 | 0 | 0 | 0 | 0 | 0 | 0 | 0 | 0 | 0 | 0 | 0 | 0 | 0 | 0
F8_Industrial_Industrial - WA_New_Space Heating_Natural Gas_Strategic Energy Management_A_Achievable Economic UCT Potential | F8 | Industrial | Industrial - WA | New | Space Heating | Natural Gas | Strategic Energy Management | A | Cumulative Summer Peak Savings (MW) | Achievable Economic UCT Potential | 0 | 0 | 0 | 0 | 0 | 0 | 0 | 0 | 0 | 0 | 0 | 0 | 0 | 0 | 0 | 0 | 0 | 0 | 0 | 0 | 0 | 0 | 0 | 0 | 0 | 0 | 0
F9_Industrial_Industrial - WA_New_Space Heating_Natural Gas_Strategic Energy Management_A_Achievable Economic UCT Potential | F9 | Industrial | Industrial - WA | New | Space Heating | Natural Gas | Strategic Energy Management | A | Cumulative Winter Peak Savings (MW) | Achievable Economic UCT Potential | 0 | 0 | 0 | 0 | 0 | 0 | 0 | 0 | 0 | 0 | 0 | 0 | 0 | 0 | 0 | 0 | 0 | 0 | 0 | 0 | 0 | 0 | 0 | 0 | 0 | 0 | 0
F10_Industrial_Industrial - WA_New_Space Heating_Natural Gas_Strategic Energy Management_A_Achievable Economic UCT Potential | F10 | Industrial | Industrial - WA | New | Space Heating | Natural Gas | Strategic Energy Management | A | Purchases (Incremental) | Achievable Economic UCT Potential | 0 | 0 | 0 | 0 | 0 | 0 | 0 | 0 | 0 | 0 | 0 | 0 | 0 | 0 | 0 | 0 | 0 | 0 | 0 | 0 | 0 | 0 | 0 | 0 | 0 | 0 | 0
F11_Industrial_Industrial - WA_New_Space Heating_Natural Gas_Strategic Energy Management_A_Achievable Economic UCT Potential | F11 | Industrial | Industrial - WA | New | Space Heating | Natural Gas | Strategic Energy Management | A | Purchases (Cumulative) | Achievable Economic UCT Potential | 0 | 0 | 0 | 0 | 0 | 0 | 0 | 0 | 0 | 0 | 0 | 0 | 0 | 0 | 0 | 0 | 0 | 0 | 0 | 0 | 0 | 0 | 0 | 0 | 0 | 0 | 0
F1_Industrial_Industrial - WA_New_Process_Natural Gas_Strategic Energy Management_A_Achievable Economic UCT Potential | F1 | Industrial | Industrial - WA | New | Process | Natural Gas | Strategic Energy Management | A | Integrated Unit Energy Savings (kWh or therms) | Achievable Economic UCT Potential | 0 | 0 | 0.11483 | 0.11427 | 0.11375 | 0.11323 | 0.11267 | 0.11213 | 0.11161 | 0.11111 | 0.11063 | 0.11016 | 0.10971 | 0.10927 | 0.10884 | 0.10841 | 0.108 | 0.1076 | 0.1072 | 0.10681 | 0.10641 | 0.10602 | 0.10628 | 0.10653 | 0.10676 | 0.10697 | 0.10718
F2_Industrial_Industrial - WA_New_Process_Natural Gas_Strategic Energy Management_A_Achievable Economic UCT Potential | F2 | Industrial | Industrial - WA | New | Process | Natural Gas | Strategic Energy Management | A | Integrated Unit Summer Peak Savings (kW) | Achievable Economic UCT Potential | 0 | 0 | 0 | 0 | 0 | 0 | 0 | 0 | 0 | 0 | 0 | 0 | 0 | 0 | 0 | 0 | 0 | 0 | 0 | 0 | 0 | 0 | 0 | 0 | 0 | 0 | 0
F3_Industrial_Industrial - WA_New_Process_Natural Gas_Strategic Energy Management_A_Achievable Economic UCT Potential | F3 | Industrial | Industrial - WA | New | Process | Natural Gas | Strategic Energy Management | A | Integrated Unit Winter Peak Savings (kW) | Achievable Economic UCT Potential | 0 | 0 | 0 | 0 | 0 | 0 | 0 | 0 | 0 | 0 | 0 | 0 | 0 | 0 | 0 | 0 | 0 | 0 | 0 | 0 | 0 | 0 | 0 | 0 | 0 | 0 | 0
F4_Industrial_Industrial - WA_New_Process_Natural Gas_Strategic Energy Management_A_Achievable Economic UCT Potential | F4 | Industrial | Industrial - WA | New | Process | Natural Gas | Strategic Energy Management | A | Incremental Energy Savings (MWh or mTherms) | Achievable Economic UCT Potential | 0 | 0 | 0 | 0 | 0 | 0 | 0 | 0 | 0 | 0 | 0 | 0 | 0 | 0 | 0 | 0 | 0 | 0 | 0 | 0 | 0 | 0 | 0 | 0 | 0 | 0 | 0
F5_Industrial_Industrial - WA_New_Process_Natural Gas_Strategic Energy Management_A_Achievable Economic UCT Potential | F5 | Industrial | Industrial - WA | New | Process | Natural Gas | Strategic Energy Management | A | Incremental Summer Peak Savings (MW) | Achievable Economic UCT Potential | 0 | 0 | 0 | 0 | 0 | 0 | 0 | 0 | 0 | 0 | 0 | 0 | 0 | 0 | 0 | 0 | 0 | 0 | 0 | 0 | 0 | 0 | 0 | 0 | 0 | 0 | 0
F6_Industrial_Industrial - WA_New_Process_Natural Gas_Strategic Energy Management_A_Achievable Economic UCT Potential | F6 | Industrial | Industrial - WA | New | Process | Natural Gas | Strategic Energy Management | A | Incremental Winter Peak Savings (MW) | Achievable Economic UCT Potential | 0 | 0 | 0 | 0 | 0 | 0 | 0 | 0 | 0 | 0 | 0 | 0 | 0 | 0 | 0 | 0 | 0 | 0 | 0 | 0 | 0 | 0 | 0 | 0 | 0 | 0 | 0
F7_Industrial_Industrial - WA_New_Process_Natural Gas_Strategic Energy Management_A_Achievable Economic UCT Potential | F7 | Industrial | Industrial - WA | New | Process | Natural Gas | Strategic Energy Management | A | Cumulative Energy Savings (MWh or mTherms) | Achievable Economic UCT Potential | 0 | 0 | 0 | 0 | 0 | 0 | 0 | 0 | 0 | 0 | 0 | 0 | 0 | 0 | 0 | 0 | 0 | 0 | 0 | 0 | 0 | 0 | 0 | 0 | 0 | 0 | 0
F8_Industrial_Industrial - WA_New_Process_Natural Gas_Strategic Energy Management_A_Achievable Economic UCT Potential | F8 | Industrial | Industrial - WA | New | Process | Natural Gas | Strategic Energy Management | A | Cumulative Summer Peak Savings (MW) | Achievable Economic UCT Potential | 0 | 0 | 0 | 0 | 0 | 0 | 0 | 0 | 0 | 0 | 0 | 0 | 0 | 0 | 0 | 0 | 0 | 0 | 0 | 0 | 0 | 0 | 0 | 0 | 0 | 0 | 0
F9_Industrial_Industrial - WA_New_Process_Natural Gas_Strategic Energy Management_A_Achievable Economic UCT Potential | F9 | Industrial | Industrial - WA | New | Process | Natural Gas | Strategic Energy Management | A | Cumulative Winter Peak Savings (MW) | Achievable Economic UCT Potential | 0 | 0 | 0 | 0 | 0 | 0 | 0 | 0 | 0 | 0 | 0 | 0 | 0 | 0 | 0 | 0 | 0 | 0 | 0 | 0 | 0 | 0 | 0 | 0 | 0 | 0 | 0
F10_Industrial_Industrial - WA_New_Process_Natural Gas_Strategic Energy Management_A_Achievable Economic UCT Potential | F10 | Industrial | Industrial - WA | New | Process | Natural Gas | Strategic Energy Management | A | Purchases (Incremental) | Achievable Economic UCT Potential | 0 | 0 | 0 | 0 | 0 | 0 | 0 | 0 | 0 | 0 | 0 | 0 | 0 | 0 | 0 | 0 | 0 | 0 | 0 | 0 | 0 | 0 | 0 | 0 | 0 | 0 | 0
F11_Industrial_Industrial - WA_New_Process_Natural Gas_Strategic Energy Management_A_Achievable Economic UCT Potential | F11 | Industrial | Industrial - WA | New | Process | Natural Gas | Strategic Energy Management | A | Purchases (Cumulative) | Achievable Economic UCT Potential | 0 | 0 | 0 | 0 | 0 | 0 | 0 | 0 | 0 | 0 | 0 | 0 | 0 | 0 | 0 | 0 | 0 | 0 | 0 | 0 | 0 | 0 | 0 | 0 | 0 | 0 | 0
F1_Industrial_Industrial - WA_New_Miscellaneous_Natural Gas_Strategic Energy Management_A_Achievable Economic UCT Potential | F1 | Industrial | Industrial - WA | New | Miscellaneous | Natural Gas | Strategic Energy Management | A | Integrated Unit Energy Savings (kWh or therms) | Achievable Economic UCT Potential | 0 | 0 | 0.025233 | 0.025233 | 0.025233 | 0.025233 | 0.025233 | 0.025233 | 0.025233 | 0.025233 | 0.025233 | 0.025233 | 0.025233 | 0.025233 | 0.025233 | 0.025233 | 0.025233 | 0.025233 | 0.025233 | 0.025233 | 0.025233 | 0.025233 | 0.025233 | 0.025233 | 0.025233 | 0.025233 | 0.025233
F2_Industrial_Industrial - WA_New_Miscellaneous_Natural Gas_Strategic Energy Management_A_Achievable Economic UCT Potential | F2 | Industrial | Industrial - WA | New | Miscellaneous | Natural Gas | Strategic Energy Management | A | Integrated Unit Summer Peak Savings (kW) | Achievable Economic UCT Potential | 0 | 0 | 0 | 0 | 0 | 0 | 0 | 0 | 0 | 0 | 0 | 0 | 0 | 0 | 0 | 0 | 0 | 0 | 0 | 0 | 0 | 0 | 0 | 0 | 0 | 0 | 0
F3_Industrial_Industrial - WA_New_Miscellaneous_Natural Gas_Strategic Energy Management_A_Achievable Economic UCT Potential | F3 | Industrial | Industrial - WA | New | Miscellaneous | Natural Gas | Strategic Energy Management | A | Integrated Unit Winter Peak Savings (kW) | Achievable Economic UCT Potential | 0 | 0 | 0 | 0 | 0 | 0 | 0 | 0 | 0 | 0 | 0 | 0 | 0 | 0 | 0 | 0 | 0 | 0 | 0 | 0 | 0 | 0 | 0 | 0 | 0 | 0 | 0
F4_Industrial_Industrial - WA_New_Miscellaneous_Natural Gas_Strategic Energy Management_A_Achievable Economic UCT Potential | F4 | Industrial | Industrial - WA | New | Miscellaneous | Natural Gas | Strategic Energy Management | A | Incremental Energy Savings (MWh or mTherms) | Achievable Economic UCT Potential | 0 | 0 | 0 | 0 | 0 | 0 | 0 | 0 | 0 | 0 | 0 | 0 | 0 | 0 | 0 | 0 | 0 | 0 | 0 | 0 | 0 | 0 | 0 | 0 | 0 | 0 | 0
F5_Industrial_Industrial - WA_New_Miscellaneous_Natural Gas_Strategic Energy Management_A_Achievable Economic UCT Potential | F5 | Industrial | Industrial - WA | New | Miscellaneous | Natural Gas | Strategic Energy Management | A | Incremental Summer Peak Savings (MW) | Achievable Economic UCT Potential | 0 | 0 | 0 | 0 | 0 | 0 | 0 | 0 | 0 | 0 | 0 | 0 | 0 | 0 | 0 | 0 | 0 | 0 | 0 | 0 | 0 | 0 | 0 | 0 | 0 | 0 | 0
F6_Industrial_Industrial - WA_New_Miscellaneous_Natural Gas_Strategic Energy Management_A_Achievable Economic UCT Potential | F6 | Industrial | Industrial - WA | New | Miscellaneous | Natural Gas | Strategic Energy Management | A | Incremental Winter Peak Savings (MW) | Achievable Economic UCT Potential | 0 | 0 | 0 | 0 | 0 | 0 | 0 | 0 | 0 | 0 | 0 | 0 | 0 | 0 | 0 | 0 | 0 | 0 | 0 | 0 | 0 | 0 | 0 | 0 | 0 | 0 | 0
F7_Industrial_Industrial - WA_New_Miscellaneous_Natural Gas_Strategic Energy Management_A_Achievable Economic UCT Potential | F7 | Industrial | Industrial - WA | New | Miscellaneous | Natural Gas | Strategic Energy Management | A | Cumulative Energy Savings (MWh or mTherms) | Achievable Economic UCT Potential | 0 | 0 | 0 | 0 | 0 | 0 | 0 | 0 | 0 | 0 | 0 | 0 | 0 | 0 | 0 | 0 | 0 | 0 | 0 | 0 | 0 | 0 | 0 | 0 | 0 | 0 | 0
F8_Industrial_Industrial - WA_New_Miscellaneous_Natural Gas_Strategic Energy Management_A_Achievable Economic UCT Potential | F8 | Industrial | Industrial - WA | New | Miscellaneous | Natural Gas | Strategic Energy Management | A | Cumulative Summer Peak Savings (MW) | Achievable Economic UCT Potential | 0 | 0 | 0 | 0 | 0 | 0 | 0 | 0 | 0 | 0 | 0 | 0 | 0 | 0 | 0 | 0 | 0 | 0 | 0 | 0 | 0 | 0 | 0 | 0 | 0 | 0 | 0
F9_Industrial_Industrial - WA_New_Miscellaneous_Natural Gas_Strategic Energy Management_A_Achievable Economic UCT Potential | F9 | Industrial | Industrial - WA | New | Miscellaneous | Natural Gas | Strategic Energy Management | A | Cumulative Winter Peak Savings (MW) | Achievable Economic UCT Potential | 0 | 0 | 0 | 0 | 0 | 0 | 0 | 0 | 0 | 0 | 0 | 0 | 0 | 0 | 0 | 0 | 0 | 0 | 0 | 0 | 0 | 0 | 0 | 0 | 0 | 0 | 0
F10_Industrial_Industrial - WA_New_Miscellaneous_Natural Gas_Strategic Energy Management_A_Achievable Economic UCT Potential | F10 | Industrial | Industrial - WA | New | Miscellaneous | Natural Gas | Strategic Energy Management | A | Purchases (Incremental) | Achievable Economic UCT Potential | 0 | 0 | 0 | 0 | 0 | 0 | 0 | 0 | 0 | 0 | 0 | 0 | 0 | 0 | 0 | 0 | 0 | 0 | 0 | 0 | 0 | 0 | 0 | 0 | 0 | 0 | 0
F11_Industrial_Industrial - WA_New_Miscellaneous_Natural Gas_Strategic Energy Management_A_Achievable Economic UCT Potential | F11 | Industrial | Industrial - WA | New | Miscellaneous | Natural Gas | Strategic Energy Management | A | Purchases (Cumulative) | Achievable Economic UCT Potential | 0 | 0 | 0 | 0 | 0 | 0 | 0 | 0 | 0 | 0 | 0 | 0 | 0 | 0 | 0 | 0 | 0 | 0 | 0 | 0 | 0 | 0 | 0 | 0 | 0 | 0 | 0
F1_Industrial_Industrial - WA_New_Space Heating_Natural Gas_Retrocommissioning_A_Achievable Economic UCT Potential | F1 | Industrial | Industrial - WA | New | Space Heating | Natural Gas | Retrocommissioning | A | Integrated Unit Energy Savings (kWh or therms) | Achievable Economic UCT Potential | 0 | 0 | 0.034714 | 0.034306 | 0.034045 | 0.033842 | 0.033671 | 0.033547 | 0.033448 | 0.033362 | 0.033281 | 0.033203 | 0.033131 | 0.033062 | 0.032999 | 0.03294 | 0.032886 | 0.032852 | 0.032824 | 0.032787 | 0.032744 | 0.032701 | 0.03269 | 0.032681 | 0.032675 | 0.032671 | 0.032668
F2_Industrial_Industrial - WA_New_Space Heating_Natural Gas_Retrocommissioning_A_Achievable Economic UCT Potential | F2 | Industrial | Industrial - WA | New | Space Heating | Natural Gas | Retrocommissioning | A | Integrated Unit Summer Peak Savings (kW) | Achievable Economic UCT Potential | 0 | 0 | 0 | 0 | 0 | 0 | 0 | 0 | 0 | 0 | 0 | 0 | 0 | 0 | 0 | 0 | 0 | 0 | 0 | 0 | 0 | 0 | 0 | 0 | 0 | 0 | 0
F3_Industrial_Industrial - WA_New_Space Heating_Natural Gas_Retrocommissioning_A_Achievable Economic UCT Potential | F3 | Industrial | Industrial - WA | New | Space Heating | Natural Gas | Retrocommissioning | A | Integrated Unit Winter Peak Savings (kW) | Achievable Economic UCT Potential | 0 | 0 | 0 | 0 | 0 | 0 | 0 | 0 | 0 | 0 | 0 | 0 | 0 | 0 | 0 | 0 | 0 | 0 | 0 | 0 | 0 | 0 | 0 | 0 | 0 | 0 | 0
F4_Industrial_Industrial - WA_New_Space Heating_Natural Gas_Retrocommissioning_A_Achievable Economic UCT Potential | F4 | Industrial | Industrial - WA | New | Space Heating | Natural Gas | Retrocommissioning | A | Incremental Energy Savings (MWh or mTherms) | Achievable Economic UCT Potential | 0 | 0 | 0 | 0 | 0 | 0 | 0 | 0 | 0 | 0 | 0 | 0 | 0 | 0 | 0 | 0 | 0 | 0 | 0 | 0 | 0 | 0 | 0 | 0 | 0 | 0 | 0
F5_Industrial_Industrial - WA_New_Space Heating_Natural Gas_Retrocommissioning_A_Achievable Economic UCT Potential | F5 | Industrial | Industrial - WA | New | Space Heating | Natural Gas | Retrocommissioning | A | Incremental Summer Peak Savings (MW) | Achievable Economic UCT Potential | 0 | 0 | 0 | 0 | 0 | 0 | 0 | 0 | 0 | 0 | 0 | 0 | 0 | 0 | 0 | 0 | 0 | 0 | 0 | 0 | 0 | 0 | 0 | 0 | 0 | 0 | 0
F6_Industrial_Industrial - WA_New_Space Heating_Natural Gas_Retrocommissioning_A_Achievable Economic UCT Potential | F6 | Industrial | Industrial - WA | New | Space Heating | Natural Gas | Retrocommissioning | A | Incremental Winter Peak Savings (MW) | Achievable Economic UCT Potential | 0 | 0 | 0 | 0 | 0 | 0 | 0 | 0 | 0 | 0 | 0 | 0 | 0 | 0 | 0 | 0 | 0 | 0 | 0 | 0 | 0 | 0 | 0 | 0 | 0 | 0 | 0
F7_Industrial_Industrial - WA_New_Space Heating_Natural Gas_Retrocommissioning_A_Achievable Economic UCT Potential | F7 | Industrial | Industrial - WA | New | Space Heating | Natural Gas | Retrocommissioning | A | Cumulative Energy Savings (MWh or mTherms) | Achievable Economic UCT Potential | 0 | 0 | 0 | 0 | 0 | 0 | 0 | 0 | 0 | 0 | 0 | 0 | 0 | 0 | 0 | 0 | 0 | 0 | 0 | 0 | 0 | 0 | 0 | 0 | 0 | 0 | 0
F8_Industrial_Industrial - WA_New_Space Heating_Natural Gas_Retrocommissioning_A_Achievable Economic UCT Potential | F8 | Industrial | Industrial - WA | New | Space Heating | Natural Gas | Retrocommissioning | A | Cumulative Summer Peak Savings (MW) | Achievable Economic UCT Potential | 0 | 0 | 0 | 0 | 0 | 0 | 0 | 0 | 0 | 0 | 0 | 0 | 0 | 0 | 0 | 0 | 0 | 0 | 0 | 0 | 0 | 0 | 0 | 0 | 0 | 0 | 0
F9_Industrial_Industrial - WA_New_Space Heating_Natural Gas_Retrocommissioning_A_Achievable Economic UCT Potential | F9 | Industrial | Industrial - WA | New | Space Heating | Natural Gas | Retrocommissioning | A | Cumulative Winter Peak Savings (MW) | Achievable Economic UCT Potential | 0 | 0 | 0 | 0 | 0 | 0 | 0 | 0 | 0 | 0 | 0 | 0 | 0 | 0 | 0 | 0 | 0 | 0 | 0 | 0 | 0 | 0 | 0 | 0 | 0 | 0 | 0
F10_Industrial_Industrial - WA_New_Space Heating_Natural Gas_Retrocommissioning_A_Achievable Economic UCT Potential | F10 | Industrial | Industrial - WA | New | Space Heating | Natural Gas | Retrocommissioning | A | Purchases (Incremental) | Achievable Economic UCT Potential | 0 | 0 | 0 | 0 | 0 | 0 | 0 | 0 | 0 | 0 | 0 | 0 | 0 | 0 | 0 | 0 | 0 | 0 | 0 | 0 | 0 | 0 | 0 | 0 | 0 | 0 | 0
F11_Industrial_Industrial - WA_New_Space Heating_Natural Gas_Retrocommissioning_A_Achievable Economic UCT Potential | F11 | Industrial | Industrial - WA | New | Space Heating | Natural Gas | Retrocommissioning | A | Purchases (Cumulative) | Achievable Economic UCT Potential | 0 | 0 | 0 | 0 | 0 | 0 | 0 | 0 | 0 | 0 | 0 | 0 | 0 | 0 | 0 | 0 | 0 | 0 | 0 | 0 | 0 | 0 | 0 | 0 | 0 | 0 | 0
F1_Industrial_Industrial - WA_New_Process_Natural Gas_Retrocommissioning_A_Achievable Economic UCT Potential | F1 | Industrial | Industrial - WA | New | Process | Natural Gas | Retrocommissioning | A | Integrated Unit Energy Savings (kWh or therms) | Achievable Economic UCT Potential | 0 | 0 | 0 | 0 | 0 | 0 | 0 | 0 | 0 | 0 | 0 | 0 | 0 | 0 | 0 | 0 | 0 | 0 | 0 | 0 | 0 | 0 | 0 | 0 | 0 | 0 | 0
F2_Industrial_Industrial - WA_New_Process_Natural Gas_Retrocommissioning_A_Achievable Economic UCT Potential | F2 | Industrial | Industrial - WA | New | Process | Natural Gas | Retrocommissioning | A | Integrated Unit Summer Peak Savings (kW) | Achievable Economic UCT Potential | 0 | 0 | 0 | 0 | 0 | 0 | 0 | 0 | 0 | 0 | 0 | 0 | 0 | 0 | 0 | 0 | 0 | 0 | 0 | 0 | 0 | 0 | 0 | 0 | 0 | 0 | 0
F3_Industrial_Industrial - WA_New_Process_Natural Gas_Retrocommissioning_A_Achievable Economic UCT Potential | F3 | Industrial | Industrial - WA | New | Process | Natural Gas | Retrocommissioning | A | Integrated Unit Winter Peak Savings (kW) | Achievable Economic UCT Potential | 0 | 0 | 0 | 0 | 0 | 0 | 0 | 0 | 0 | 0 | 0 | 0 | 0 | 0 | 0 | 0 | 0 | 0 | 0 | 0 | 0 | 0 | 0 | 0 | 0 | 0 | 0
F4_Industrial_Industrial - WA_New_Process_Natural Gas_Retrocommissioning_A_Achievable Economic UCT Potential | F4 | Industrial | Industrial - WA | New | Process | Natural Gas | Retrocommissioning | A | Incremental Energy Savings (MWh or mTherms) | Achievable Economic UCT Potential | 0 | 0 | 0 | 0 | 0 | 0 | 0 | 0 | 0 | 0 | 0 | 0 | 0 | 0 | 0 | 0 | 0 | 0 | 0 | 0 | 0 | 0 | 0 | 0 | 0 | 0 | 0
F5_Industrial_Industrial - WA_New_Process_Natural Gas_Retrocommissioning_A_Achievable Economic UCT Potential | F5 | Industrial | Industrial - WA | New | Process | Natural Gas | Retrocommissioning | A | Incremental Summer Peak Savings (MW) | Achievable Economic UCT Potential | 0 | 0 | 0 | 0 | 0 | 0 | 0 | 0 | 0 | 0 | 0 | 0 | 0 | 0 | 0 | 0 | 0 | 0 | 0 | 0 | 0 | 0 | 0 | 0 | 0 | 0 | 0
F6_Industrial_Industrial - WA_New_Process_Natural Gas_Retrocommissioning_A_Achievable Economic UCT Potential | F6 | Industrial | Industrial - WA | New | Process | Natural Gas | Retrocommissioning | A | Incremental Winter Peak Savings (MW) | Achievable Economic UCT Potential | 0 | 0 | 0 | 0 | 0 | 0 | 0 | 0 | 0 | 0 | 0 | 0 | 0 | 0 | 0 | 0 | 0 | 0 | 0 | 0 | 0 | 0 | 0 | 0 | 0 | 0 | 0
F7_Industrial_Industrial - WA_New_Process_Natural Gas_Retrocommissioning_A_Achievable Economic UCT Potential | F7 | Industrial | Industrial - WA | New | Process | Natural Gas | Retrocommissioning | A | Cumulative Energy Savings (MWh or mTherms) | Achievable Economic UCT Potential | 0 | 0 | 0 | 0 | 0 | 0 | 0 | 0 | 0 | 0 | 0 | 0 | 0 | 0 | 0 | 0 | 0 | 0 | 0 | 0 | 0 | 0 | 0 | 0 | 0 | 0 | 0
F8_Industrial_Industrial - WA_New_Process_Natural Gas_Retrocommissioning_A_Achievable Economic UCT Potential | F8 | Industrial | Industrial - WA | New | Process | Natural Gas | Retrocommissioning | A | Cumulative Summer Peak Savings (MW) | Achievable Economic UCT Potential | 0 | 0 | 0 | 0 | 0 | 0 | 0 | 0 | 0 | 0 | 0 | 0 | 0 | 0 | 0 | 0 | 0 | 0 | 0 | 0 | 0 | 0 | 0 | 0 | 0 | 0 | 0
F9_Industrial_Industrial - WA_New_Process_Natural Gas_Retrocommissioning_A_Achievable Economic UCT Potential | F9 | Industrial | Industrial - WA | New | Process | Natural Gas | Retrocommissioning | A | Cumulative Winter Peak Savings (MW) | Achievable Economic UCT Potential | 0 | 0 | 0 | 0 | 0 | 0 | 0 | 0 | 0 | 0 | 0 | 0 | 0 | 0 | 0 | 0 | 0 | 0 | 0 | 0 | 0 | 0 | 0 | 0 | 0 | 0 | 0
F10_Industrial_Industrial - WA_New_Process_Natural Gas_Retrocommissioning_A_Achievable Economic UCT Potential | F10 | Industrial | Industrial - WA | New | Process | Natural Gas | Retrocommissioning | A | Purchases (Incremental) | Achievable Economic UCT Potential | 0 | 0 | 0 | 0 | 0 | 0 | 0 | 0 | 0 | 0 | 0 | 0 | 0 | 0 | 0 | 0 | 0 | 0 | 0 | 0 | 0 | 0 | 0 | 0 | 0 | 0 | 0
F11_Industrial_Industrial - WA_New_Process_Natural Gas_Retrocommissioning_A_Achievable Economic UCT Potential | F11 | Industrial | Industrial - WA | New | Process | Natural Gas | Retrocommissioning | A | Purchases (Cumulative) | Achievable Economic UCT Potential | 0 | 0 | 0 | 0 | 0 | 0 | 0 | 0 | 0 | 0 | 0 | 0 | 0 | 0 | 0 | 0 | 0 | 0 | 0 | 0 | 0 | 0 | 0 | 0 | 0 | 0 | 0
F1_Industrial_Industrial - ID_Existing_Space Heating_Natural Gas_Insulation - Ceiling_A_Achievable Economic UCT Potential | F1 | Industrial | Industrial - ID | Existing | Space Heating | Natural Gas | Insulation - Ceiling | A | Integrated Unit Energy Savings (kWh or therms) | Achievable Economic UCT Potential | 0 | 0 | 0.08498 | 0.084354 | 0.083684 | 0.082966 | 0.082191 | 0.081484 | 0.08072 | 0.079898 | 0.079025 | 0.078112 | 0.077173 | 0.076242 | 0.07532 | 0.074425 | 0.073572 | 0.072922 | 0.072333 | 0.07181 | 0.071347 | 0.070927 | 0.070608 | 0.070304 | 0.070011 | 0.069724 | 0.069444
F2_Industrial_Industrial - ID_Existing_Space Heating_Natural Gas_Insulation - Ceiling_A_Achievable Economic UCT Potential | F2 | Industrial | Industrial - ID | Existing | Space Heating | Natural Gas | Insulation - Ceiling | A | Integrated Unit Summer Peak Savings (kW) | Achievable Economic UCT Potential | 0 | 0 | 0 | 0 | 0 | 0 | 0 | 0 | 0 | 0 | 0 | 0 | 0 | 0 | 0 | 0 | 0 | 0 | 0 | 0 | 0 | 0 | 0 | 0 | 0 | 0 | 0
F3_Industrial_Industrial - ID_Existing_Space Heating_Natural Gas_Insulation - Ceiling_A_Achievable Economic UCT Potential | F3 | Industrial | Industrial - ID | Existing | Space Heating | Natural Gas | Insulation - Ceiling | A | Integrated Unit Winter Peak Savings (kW) | Achievable Economic UCT Potential | 0 | 0 | 0 | 0 | 0 | 0 | 0 | 0 | 0 | 0 | 0 | 0 | 0 | 0 | 0 | 0 | 0 | 0 | 0 | 0 | 0 | 0 | 0 | 0 | 0 | 0 | 0
F4_Industrial_Industrial - ID_Existing_Space Heating_Natural Gas_Insulation - Ceiling_A_Achievable Economic UCT Potential | F4 | Industrial | Industrial - ID | Existing | Space Heating | Natural Gas | Insulation - Ceiling | A | Incremental Energy Savings (MWh or mTherms) | Achievable Economic UCT Potential | 0 | 0 | 0.0095972 | 0.018714 | 0.032396 | 0.051343 | 0.075874 | 0.10588 | 0.14021 | 0.17681 | 0.21256 | 0.24349 | 0.26525 | 0.27396 | 0.26709 | 0.2445 | 0.20884 | 0.16823 | 0.12541 | 0.084708 | 0.052843 | 0.033669 | 0 | 0 | 0 | 0 | 0
F5_Industrial_Industrial - ID_Existing_Space Heating_Natural Gas_Insulation - Ceiling_A_Achievable Economic UCT Potential | F5 | Industrial | Industrial - ID | Existing | Space Heating | Natural Gas | Insulation - Ceiling | A | Incremental Summer Peak Savings (MW) | Achievable Economic UCT Potential | 0 | 0 | 0 | 0 | 0 | 0 | 0 | 0 | 0 | 0 | 0 | 0 | 0 | 0 | 0 | 0 | 0 | 0 | 0 | 0 | 0 | 0 | 0 | 0 | 0 | 0 | 0
F6_Industrial_Industrial - ID_Existing_Space Heating_Natural Gas_Insulation - Ceiling_A_Achievable Economic UCT Potential | F6 | Industrial | Industrial - ID | Existing | Space Heating | Natural Gas | Insulation - Ceiling | A | Incremental Winter Peak Savings (MW) | Achievable Economic UCT Potential | 0 | 0 | 0 | 0 | 0 | 0 | 0 | 0 | 0 | 0 | 0 | 0 | 0 | 0 | 0 | 0 | 0 | 0 | 0 | 0 | 0 | 0 | 0 | 0 | 0 | 0 | 0
F7_Industrial_Industrial - ID_Existing_Space Heating_Natural Gas_Insulation - Ceiling_A_Achievable Economic UCT Potential | F7 | Industrial | Industrial - ID | Existing | Space Heating | Natural Gas | Insulation - Ceiling | A | Cumulative Energy Savings (MWh or mTherms) | Achievable Economic UCT Potential | 0 | 0 | 0.0095972 | 0.028241 | 0.060413 | 0.11124 | 0.18607 | 0.29035 | 0.42783 | 0.60029 | 0.80629 | 1.0405 | 1.2932 | 1.5516 | 1.7999 | 2.023 | 2.2087 | 2.3574 | 2.4638 | 2.5307 | 2.5672 | 2.5857 | 2.5741 | 2.563 | 2.5523 | 2.5419 | 2.5317
F8_Industrial_Industrial - ID_Existing_Space Heating_Natural Gas_Insulation - Ceiling_A_Achievable Economic UCT Potential | F8 | Industrial | Industrial - ID | Existing | Space Heating | Natural Gas | Insulation - Ceiling | A | Cumulative Summer Peak Savings (MW) | Achievable Economic UCT Potential | 0 | 0 | 0 | 0 | 0 | 0 | 0 | 0 | 0 | 0 | 0 | 0 | 0 | 0 | 0 | 0 | 0 | 0 | 0 | 0 | 0 | 0 | 0 | 0 | 0 | 0 | 0
F9_Industrial_Industrial - ID_Existing_Space Heating_Natural Gas_Insulation - Ceiling_A_Achievable Economic UCT Potential | F9 | Industrial | Industrial - ID | Existing | Space Heating | Natural Gas | Insulation - Ceiling | A | Cumulative Winter Peak Savings (MW) | Achievable Economic UCT Potential | 0 | 0 | 0 | 0 | 0 | 0 | 0 | 0 | 0 | 0 | 0 | 0 | 0 | 0 | 0 | 0 | 0 | 0 | 0 | 0 | 0 | 0 | 0 | 0 | 0 | 0 | 0
F10_Industrial_Industrial - ID_Existing_Space Heating_Natural Gas_Insulation - Ceiling_A_Achievable Economic UCT Potential | F10 | Industrial | Industrial - ID | Existing | Space Heating | Natural Gas | Insulation - Ceiling | A | Purchases (Incremental) | Achievable Economic UCT Potential | 0 | 0 | 112.9342 | 221.8559 | 387.1235 | 618.8524 | 923.1362 | 1299.333 | 1736.9764 | 2212.9255 | 2689.8177 | 3117.2455 | 3437.0477 | 3593.3308 | 3546.1198 | 3285.1812 | 2838.6089 | 2307.0241 | 1733.7777 | 1179.6127 | 740.6476 | 474.7029 | 0 | 0 | 0 | 0 | 0
F11_Industrial_Industrial - ID_Existing_Space Heating_Natural Gas_Insulation - Ceiling_A_Achievable Economic UCT Potential | F11 | Industrial | Industrial - ID | Existing | Space Heating | Natural Gas | Insulation - Ceiling | A | Purchases (Cumulative) | Achievable Economic UCT Potential | 0 | 0 | 112.9342 | 334.7901 | 721.9136 | 1340.7661 | 2263.9023 | 3563.2352 | 5300.2116 | 7513.1371 | 10202.9548 | 13320.2002 | 16757.248 | 20350.5787 | 23896.6986 | 27181.8798 | 30020.4887 | 32327.5128 | 34061.2905 | 35240.9032 | 35981.5509 | 36456.2538 | 36456.2538 | 36456.2538 | 36456.2538 | 36456.2538 | 36456.2538
F1_Industrial_Industrial - ID_Existing_Space Heating_Natural Gas_Insulation - Wall Cavity_A_Achievable Economic UCT Potential | F1 | Industrial | Industrial - ID | Existing | Space Heating | Natural Gas | Insulation - Wall Cavity | A | Integrated Unit Energy Savings (kWh or therms) | Achievable Economic UCT Potential | 0 | 0 | 0.22639 | 0.22497 | 0.22348 | 0.22191 | 0.22028 | 0.21893 | 0.21755 | 0.21613 | 0.2147 | 0.21327 | 0.21185 | 0.21046 | 0.20908 | 0.20772 | 0.20637 | 0.20547 | 0.20459 | 0.20378 | 0.20301 | 0.20229 | 0.20163 | 0.201 | 0.20042 | 0.19985 | 0.19931
F2_Industrial_Industrial - ID_Existing_Space Heating_Natural Gas_Insulation - Wall Cavity_A_Achievable Economic UCT Potential | F2 | Industrial | Industrial - ID | Existing | Space Heating | Natural Gas | Insulation - Wall Cavity | A | Integrated Unit Summer Peak Savings (kW) | Achievable Economic UCT Potential | 0 | 0 | 0 | 0 | 0 | 0 | 0 | 0 | 0 | 0 | 0 | 0 | 0 | 0 | 0 | 0 | 0 | 0 | 0 | 0 | 0 | 0 | 0 | 0 | 0 | 0 | 0
F3_Industrial_Industrial - ID_Existing_Space Heating_Natural Gas_Insulation - Wall Cavity_A_Achievable Economic UCT Potential | F3 | Industrial | Industrial - ID | Existing | Space Heating | Natural Gas | Insulation - Wall Cavity | A | Integrated Unit Winter Peak Savings (kW) | Achievable Economic UCT Potential | 0 | 0 | 0 | 0 | 0 | 0 | 0 | 0 | 0 | 0 | 0 | 0 | 0 | 0 | 0 | 0 | 0 | 0 | 0 | 0 | 0 | 0 | 0 | 0 | 0 | 0 | 0
F4_Industrial_Industrial - ID_Existing_Space Heating_Natural Gas_Insulation - Wall Cavity_A_Achievable Economic UCT Potential | F4 | Industrial | Industrial - ID | Existing | Space Heating | Natural Gas | Insulation - Wall Cavity | A | Incremental Energy Savings (MWh or mTherms) | Achievable Economic UCT Potential | 0 | 0 | 0.011528 | 0.022504 | 0.039007 | 0.06192 | 0.091686 | 0.12826 | 0.17037 | 0.21564 | 0.26038 | 0.29975 | 0.3283 | 0.34097 | 0.33429 | 0.30768 | 0.26413 | 0.21372 | 0.15993 | 0.10838 | 0.067792 | 0.043297 | 0 | 0 | 0 | 0 | 0
F5_Industrial_Industrial - ID_Existing_Space Heating_Natural Gas_Insulation - Wall Cavity_A_Achievable Economic UCT Potential | F5 | Industrial | Industrial - ID | Existing | Space Heating | Natural Gas | Insulation - Wall Cavity | A | Incremental Summer Peak Savings (MW) | Achievable Economic UCT Potential | 0 | 0 | 0 | 0 | 0 | 0 | 0 | 0 | 0 | 0 | 0 | 0 | 0 | 0 | 0 | 0 | 0 | 0 | 0 | 0 | 0 | 0 | 0 | 0 | 0 | 0 | 0
F6_Industrial_Industrial - ID_Existing_Space Heating_Natural Gas_Insulation - Wall Cavity_A_Achievable Economic UCT Potential | F6 | Industrial | Industrial - ID | Existing | Space Heating | Natural Gas | Insulation - Wall Cavity | A | Incremental Winter Peak Savings (MW) | Achievable Economic UCT Potential | 0 | 0 | 0 | 0 | 0 | 0 | 0 | 0 | 0 | 0 | 0 | 0 | 0 | 0 | 0 | 0 | 0 | 0 | 0 | 0 | 0 | 0 | 0 | 0 | 0 | 0 | 0
F7_Industrial_Industrial - ID_Existing_Space Heating_Natural Gas_Insulation - Wall Cavity_A_Achievable Economic UCT Potential | F7 | Industrial | Industrial - ID | Existing | Space Heating | Natural Gas | Insulation - Wall Cavity | A | Cumulative Energy Savings (MWh or mTherms) | Achievable Economic UCT Potential | 0 | 0 | 0.011528 | 0.033959 | 0.072741 | 0.13415 | 0.22485 | 0.35173 | 0.51988 | 0.73213 | 0.98767 | 1.2808 | 1.6006 | 1.931 | 2.2527 | 2.5457 | 2.7933 | 2.9948 | 3.142 | 3.2378 | 3.2934 | 3.3251 | 3.3142 | 3.3039 | 3.2943 | 3.285 | 3.276
F8_Industrial_Industrial - ID_Existing_Space Heating_Natural Gas_Insulation - Wall Cavity_A_Achievable Economic UCT Potential | F8 | Industrial | Industrial - ID | Existing | Space Heating | Natural Gas | Insulation - Wall Cavity | A | Cumulative Summer Peak Savings (MW) | Achievable Economic UCT Potential | 0 | 0 | 0 | 0 | 0 | 0 | 0 | 0 | 0 | 0 | 0 | 0 | 0 | 0 | 0 | 0 | 0 | 0 | 0 | 0 | 0 | 0 | 0 | 0 | 0 | 0 | 0
F9_Industrial_Industrial - ID_Existing_Space Heating_Natural Gas_Insulation - Wall Cavity_A_Achievable Economic UCT Potential | F9 | Industrial | Industrial - ID | Existing | Space Heating | Natural Gas | Insulation - Wall Cavity | A | Cumulative Winter Peak Savings (MW) | Achievable Economic UCT Potential | 0 | 0 | 0 | 0 | 0 | 0 | 0 | 0 | 0 | 0 | 0 | 0 | 0 | 0 | 0 | 0 | 0 | 0 | 0 | 0 | 0 | 0 | 0 | 0 | 0 | 0 | 0
F10_Industrial_Industrial - ID_Existing_Space Heating_Natural Gas_Insulation - Wall Cavity_A_Achievable Economic UCT Potential | F10 | Industrial | Industrial - ID | Existing | Space Heating | Natural Gas | Insulation - Wall Cavity | A | Purchases (Incremental) | Achievable Economic UCT Potential | 0 | 0 | 50.9192 | 100.0292 | 174.5442 | 279.0249 | 416.2188 | 585.8364 | 783.1588 | 997.7522 | 1212.7708 | 1405.4872 | 1549.678 | 1620.1421 | 1598.8558 | 1481.2052 | 1279.857 | 1040.1789 | 781.7166 | 531.8576 | 333.9393 | 214.0316 | 0 | 0 | 0 | 0 | 0
F11_Industrial_Industrial - ID_Existing_Space Heating_Natural Gas_Insulation - Wall Cavity_A_Achievable Economic UCT Potential | F11 | Industrial | Industrial - ID | Existing | Space Heating | Natural Gas | Insulation - Wall Cavity | A | Purchases (Cumulative) | Achievable Economic UCT Potential | 0 | 0 | 50.9192 | 150.9484 | 325.4926 | 604.5175 | 1020.7363 | 1606.5727 | 2389.7315 | 3387.4837 | 4600.2545 | 6005.7417 | 7555.4197 | 9175.5617 | 10774.4176 | 12255.6228 | 13535.4798 | 14575.6587 | 15357.3752 | 15889.2328 | 16223.1721 | 16437.2037 | 16437.2037 | 16437.2037 | 16437.2037 | 16437.2037 | 16437.2037
F1_Industrial_Industrial - ID_Existing_Space Heating_Natural Gas_Insulation - Ducting_A_Achievable Economic UCT Potential | F1 | Industrial | Industrial - ID | Existing | Space Heating | Natural Gas | Insulation - Ducting | A | Integrated Unit Energy Savings (kWh or therms) | Achievable Economic UCT Potential | 0 | 0 | 0.0067937 | 0.0067348 | 0.0066697 | 0.0065985 | 0.0065196 | 0.0064434 | 0.0063605 | 0.0062705 | 0.0061741 | 0.0060723 | 0.0059675 | 0.0058622 | 0.0057574 | 0.0056554 | 0.0055582 | 0.0054787 | 0.0054059 | 0.0053418 | 0.0052851 | 0.0052339 | 0.0051935 | 0.0051552 | 0.0051185 | 0.0050833 | 0.0050493
F2_Industrial_Industrial - ID_Existing_Space Heating_Natural Gas_Insulation - Ducting_A_Achievable Economic UCT Potential | F2 | Industrial | Industrial - ID | Existing | Space Heating | Natural Gas | Insulation - Ducting | A | Integrated Unit Summer Peak Savings (kW) | Achievable Economic UCT Potential | 0 | 0 | 0 | 0 | 0 | 0 | 0 | 0 | 0 | 0 | 0 | 0 | 0 | 0 | 0 | 0 | 0 | 0 | 0 | 0 | 0 | 0 | 0 | 0 | 0 | 0 | 0
F3_Industrial_Industrial - ID_Existing_Space Heating_Natural Gas_Insulation - Ducting_A_Achievable Economic UCT Potential | F3 | Industrial | Industrial - ID | Existing | Space Heating | Natural Gas | Insulation - Ducting | A | Integrated Unit Winter Peak Savings (kW) | Achievable Economic UCT Potential | 0 | 0 | 0 | 0 | 0 | 0 | 0 | 0 | 0 | 0 | 0 | 0 | 0 | 0 | 0 | 0 | 0 | 0 | 0 | 0 | 0 | 0 | 0 | 0 | 0 | 0 | 0
F4_Industrial_Industrial - ID_Existing_Space Heating_Natural Gas_Insulation - Ducting_A_Achievable Economic UCT Potential | F4 | Industrial | Industrial - ID | Existing | Space Heating | Natural Gas | Insulation - Ducting | A | Incremental Energy Savings (MWh or mTherms) | Achievable Economic UCT Potential | 0 | 0 | 0 | 0 | 0 | 0 | 0 | 0 | 0 | 0 | 0 | 0 | 0 | 0 | 0 | 0 | 0 | 0 | 0 | 0 | 0 | 0 | 0 | 0 | 0 | 0 | 0
F5_Industrial_Industrial - ID_Existing_Space Heating_Natural Gas_Insulation - Ducting_A_Achievable Economic UCT Potential | F5 | Industrial | Industrial - ID | Existing | Space Heating | Natural Gas | Insulation - Ducting | A | Incremental Summer Peak Savings (MW) | Achievable Economic UCT Potential | 0 | 0 | 0 | 0 | 0 | 0 | 0 | 0 | 0 | 0 | 0 | 0 | 0 | 0 | 0 | 0 | 0 | 0 | 0 | 0 | 0 | 0 | 0 | 0 | 0 | 0 | 0
F6_Industrial_Industrial - ID_Existing_Space Heating_Natural Gas_Insulation - Ducting_A_Achievable Economic UCT Potential | F6 | Industrial | Industrial - ID | Existing | Space Heating | Natural Gas | Insulation - Ducting | A | Incremental Winter Peak Savings (MW) | Achievable Economic UCT Potential | 0 | 0 | 0 | 0 | 0 | 0 | 0 | 0 | 0 | 0 | 0 | 0 | 0 | 0 | 0 | 0 | 0 | 0 | 0 | 0 | 0 | 0 | 0 | 0 | 0 | 0 | 0
F7_Industrial_Industrial - ID_Existing_Space Heating_Natural Gas_Insulation - Ducting_A_Achievable Economic UCT Potential | F7 | Industrial | Industrial - ID | Existing | Space Heating | Natural Gas | Insulation - Ducting | A | Cumulative Energy Savings (MWh or mTherms) | Achievable Economic UCT Potential | 0 | 0 | 0 | 0 | 0 | 0 | 0 | 0 | 0 | 0 | 0 | 0 | 0 | 0 | 0 | 0 | 0 | 0 | 0 | 0 | 0 | 0 | 0 | 0 | 0 | 0 | 0
F8_Industrial_Industrial - ID_Existing_Space Heating_Natural Gas_Insulation - Ducting_A_Achievable Economic UCT Potential | F8 | Industrial | Industrial - ID | Existing | Space Heating | Natural Gas | Insulation - Ducting | A | Cumulative Summer Peak Savings (MW) | Achievable Economic UCT Potential | 0 | 0 | 0 | 0 | 0 | 0 | 0 | 0 | 0 | 0 | 0 | 0 | 0 | 0 | 0 | 0 | 0 | 0 | 0 | 0 | 0 | 0 | 0 | 0 | 0 | 0 | 0
F9_Industrial_Industrial - ID_Existing_Space Heating_Natural Gas_Insulation - Ducting_A_Achievable Economic UCT Potential | F9 | Industrial | Industrial - ID | Existing | Space Heating | Natural Gas | Insulation - Ducting | A | Cumulative Winter Peak Savings (MW) | Achievable Economic UCT Potential | 0 | 0 | 0 | 0 | 0 | 0 | 0 | 0 | 0 | 0 | 0 | 0 | 0 | 0 | 0 | 0 | 0 | 0 | 0 | 0 | 0 | 0 | 0 | 0 | 0 | 0 | 0
F10_Industrial_Industrial - ID_Existing_Space Heating_Natural Gas_Insulation - Ducting_A_Achievable Economic UCT Potential | F10 | Industrial | Industrial - ID | Existing | Space Heating | Natural Gas | Insulation - Ducting | A | Purchases (Incremental) | Achievable Economic UCT Potential | 0 | 0 | 0 | 0 | 0 | 0 | 0 | 0 | 0 | 0 | 0 | 0 | 0 | 0 | 0 | 0 | 0 | 0 | 0 | 0 | 0 | 0 | 0 | 0 | 0 | 0 | 0
F11_Industrial_Industrial - ID_Existing_Space Heating_Natural Gas_Insulation - Ducting_A_Achievable Economic UCT Potential | F11 | Industrial | Industrial - ID | Existing | Space Heating | Natural Gas | Insulation - Ducting | A | Purchases (Cumulative) | Achievable Economic UCT Potential | 0 | 0 | 0 | 0 | 0 | 0 | 0 | 0 | 0 | 0 | 0 | 0 | 0 | 0 | 0 | 0 | 0 | 0 | 0 | 0 | 0 | 0 | 0 | 0 | 0 | 0 | 0
F1_Industrial_Industrial - ID_Existing_Space Heating_Natural Gas_Ducting - Repair and Sealing_A_Achievable Economic UCT Potential | F1 | Industrial | Industrial - ID | Existing | Space Heating | Natural Gas | Ducting - Repair and Sealing | A | Integrated Unit Energy Savings (kWh or therms) | Achievable Economic UCT Potential | 0 | 0 | 0.27775 | 0.27596 | 0.27395 | 0.2717 | 0.2692 | 0.26689 | 0.26435 | 0.26159 | 0.25866 | 0.25558 | 0.2524 | 0.24917 | 0.24595 | 0.24278 | 0.2397 | 0.23723 | 0.23491 | 0.23283 | 0.23095 | 0.22925 | 0.22776 | 0.22636 | 0.22504 | 0.22378 | 0.22258
F2_Industrial_Industrial - ID_Existing_Space Heating_Natural Gas_Ducting - Repair and Sealing_A_Achievable Economic UCT Potential | F2 | Industrial | Industrial - ID | Existing | Space Heating | Natural Gas | Ducting - Repair and Sealing | A | Integrated Unit Summer Peak Savings (kW) | Achievable Economic UCT Potential | 0 | 0 | 0 | 0 | 0 | 0 | 0 | 0 | 0 | 0 | 0 | 0 | 0 | 0 | 0 | 0 | 0 | 0 | 0 | 0 | 0 | 0 | 0 | 0 | 0 | 0 | 0
F3_Industrial_Industrial - ID_Existing_Space Heating_Natural Gas_Ducting - Repair and Sealing_A_Achievable Economic UCT Potential | F3 | Industrial | Industrial - ID | Existing | Space Heating | Natural Gas | Ducting - Repair and Sealing | A | Integrated Unit Winter Peak Savings (kW) | Achievable Economic UCT Potential | 0 | 0 | 0 | 0 | 0 | 0 | 0 | 0 | 0 | 0 | 0 | 0 | 0 | 0 | 0 | 0 | 0 | 0 | 0 | 0 | 0 | 0 | 0 | 0 | 0 | 0 | 0
F4_Industrial_Industrial - ID_Existing_Space Heating_Natural Gas_Ducting - Repair and Sealing_A_Achievable Economic UCT Potential | F4 | Industrial | Industrial - ID | Existing | Space Heating | Natural Gas | Ducting - Repair and Sealing | A | Incremental Energy Savings (MWh or mTherms) | Achievable Economic UCT Potential | 0 | 0 | 0.0035462 | 0.0069216 | 0.011989 | 0.019009 | 0.028095 | 0.039204 | 0.05191 | 0.065445 | 0.078656 | 0.090069 | 0.098073 | 0.10122 | 0.098601 | 0.090168 | 0.076922 | 0.061873 | 0.046044 | 0.031049 | 0.016389 | 0.0065531 | 0 | 0 | 0 | 0 | 0
F5_Industrial_Industrial - ID_Existing_Space Heating_Natural Gas_Ducting - Repair and Sealing_A_Achievable Economic UCT Potential | F5 | Industrial | Industrial - ID | Existing | Space Heating | Natural Gas | Ducting - Repair and Sealing | A | Incremental Summer Peak Savings (MW) | Achievable Economic UCT Potential | 0 | 0 | 0 | 0 | 0 | 0 | 0 | 0 | 0 | 0 | 0 | 0 | 0 | 0 | 0 | 0 | 0 | 0 | 0 | 0 | 0 | 0 | 0 | 0 | 0 | 0 | 0
F6_Industrial_Industrial - ID_Existing_Space Heating_Natural Gas_Ducting - Repair and Sealing_A_Achievable Economic UCT Potential | F6 | Industrial | Industrial - ID | Existing | Space Heating | Natural Gas | Ducting - Repair and Sealing | A | Incremental Winter Peak Savings (MW) | Achievable Economic UCT Potential | 0 | 0 | 0 | 0 | 0 | 0 | 0 | 0 | 0 | 0 | 0 | 0 | 0 | 0 | 0 | 0 | 0 | 0 | 0 | 0 | 0 | 0 | 0 | 0 | 0 | 0 | 0
F7_Industrial_Industrial - ID_Existing_Space Heating_Natural Gas_Ducting - Repair and Sealing_A_Achievable Economic UCT Potential | F7 | Industrial | Industrial - ID | Existing | Space Heating | Natural Gas | Ducting - Repair and Sealing | A | Cumulative Energy Savings (MWh or mTherms) | Achievable Economic UCT Potential | 0 | 0 | 0.0035462 | 0.010445 | 0.022358 | 0.041183 | 0.0689 | 0.10751 | 0.1584 | 0.22219 | 0.29836 | 0.38487 | 0.47815 | 0.57327 | 0.66446 | 0.74606 | 0.81351 | 0.867 | 0.90456 | 0.9276 | 0.93652 | 0.93616 | 0.93007 | 0.92436 | 0.91897 | 0.91383 | 0.90892
F8_Industrial_Industrial - ID_Existing_Space Heating_Natural Gas_Ducting - Repair and Sealing_A_Achievable Economic UCT Potential | F8 | Industrial | Industrial - ID | Existing | Space Heating | Natural Gas | Ducting - Repair and Sealing | A | Cumulative Summer Peak Savings (MW) | Achievable Economic UCT Potential | 0 | 0 | 0 | 0 | 0 | 0 | 0 | 0 | 0 | 0 | 0 | 0 | 0 | 0 | 0 | 0 | 0 | 0 | 0 | 0 | 0 | 0 | 0 | 0 | 0 | 0 | 0
F9_Industrial_Industrial - ID_Existing_Space Heating_Natural Gas_Ducting - Repair and Sealing_A_Achievable Economic UCT Potential | F9 | Industrial | Industrial - ID | Existing | Space Heating | Natural Gas | Ducting - Repair and Sealing | A | Cumulative Winter Peak Savings (MW) | Achievable Economic UCT Potential | 0 | 0 | 0 | 0 | 0 | 0 | 0 | 0 | 0 | 0 | 0 | 0 | 0 | 0 | 0 | 0 | 0 | 0 | 0 | 0 | 0 | 0 | 0 | 0 | 0 | 0 | 0
F10_Industrial_Industrial - ID_Existing_Space Heating_Natural Gas_Ducting - Repair and Sealing_A_Achievable Economic UCT Potential | F10 | Industrial | Industrial - ID | Existing | Space Heating | Natural Gas | Ducting - Repair and Sealing | A | Purchases (Incremental) | Achievable Economic UCT Potential | 0 | 0 | 12.7676 | 25.0816 | 43.7656 | 69.9633 | 104.3636 | 146.894 | 196.371 | 250.1787 | 304.0929 | 352.4151 | 388.5698 | 406.2381 | 400.9008 | 371.4008 | 320.9143 | 260.8168 | 196.0094 | 133.3592 | 70.9651 | 28.5852 | 0 | 0 | 0 | 0 | 0
F11_Industrial_Industrial - ID_Existing_Space Heating_Natural Gas_Ducting - Repair and Sealing_A_Achievable Economic UCT Potential | F11 | Industrial | Industrial - ID | Existing | Space Heating | Natural Gas | Ducting - Repair and Sealing | A | Purchases (Cumulative) | Achievable Economic UCT Potential | 0 | 0 | 12.7676 | 37.8491 | 81.6148 | 151.5781 | 255.9418 | 402.8357 | 599.2067 | 849.3854 | 1153.4783 | 1505.8934 | 1894.4632 | 2300.7013 | 2701.602 | 3073.0028 | 3393.9171 | 3654.7339 | 3850.7433 | 3984.1025 | 4055.0676 | 4083.6528 | 4083.6528 | 4083.6528 | 4083.6528 | 4083.6528 | 4083.6528
F1_Industrial_Industrial - ID_Existing_Space Heating_Natural Gas_Building Shell - Air Sealing (Infiltration Control)_A_Achievable Economic UCT Potential | F1 | Industrial | Industrial - ID | Existing | Space Heating | Natural Gas | Building Shell - Air Sealing (Infiltration Control) | A | Integrated Unit Energy Savings (kWh or therms) | Achievable Economic UCT Potential | 0 | 0 | 64.0421 | 63.708 | 63.359 | 62.996 | 62.6197 | 62.3288 | 62.0293 | 61.7214 | 61.4062 | 61.0848 | 60.7583 | 60.4275 | 60.0932 | 59.756 | 59.4167 | 59.1802 | 58.9502 | 58.7357 | 58.5355 | 58.351 | 58.1809 | 58.0238 | 57.8767 | 57.7363 | 57.6019
F2_Industrial_Industrial - ID_Existing_Space Heating_Natural Gas_Building Shell - Air Sealing (Infiltration Control)_A_Achievable Economic UCT Potential | F2 | Industrial | Industrial - ID | Existing | Space Heating | Natural Gas | Building Shell - Air Sealing (Infiltration Control) | A | Integrated Unit Summer Peak Savings (kW) | Achievable Economic UCT Potential | 0 | 0 | 0 | 0 | 0 | 0 | 0 | 0 | 0 | 0 | 0 | 0 | 0 | 0 | 0 | 0 | 0 | 0 | 0 | 0 | 0 | 0 | 0 | 0 | 0 | 0 | 0
F3_Industrial_Industrial - ID_Existing_Space Heating_Natural Gas_Building Shell - Air Sealing (Infiltration Control)_A_Achievable Economic UCT Potential | F3 | Industrial | Industrial - ID | Existing | Space Heating | Natural Gas | Building Shell - Air Sealing (Infiltration Control) | A | Integrated Unit Winter Peak Savings (kW) | Achievable Economic UCT Potential | 0 | 0 | 0 | 0 | 0 | 0 | 0 | 0 | 0 | 0 | 0 | 0 | 0 | 0 | 0 | 0 | 0 | 0 | 0 | 0 | 0 | 0 | 0 | 0 | 0 | 0 | 0
F4_Industrial_Industrial - ID_Existing_Space Heating_Natural Gas_Building Shell - Air Sealing (Infiltration Control)_A_Achievable Economic UCT Potential | F4 | Industrial | Industrial - ID | Existing | Space Heating | Natural Gas | Building Shell - Air Sealing (Infiltration Control) | A | Incremental Energy Savings (MWh or mTherms) | Achievable Economic UCT Potential | 0 | 0 | 0.00060753 | 0.0011873 | 0.0020603 | 0.0032748 | 0.0048557 | 0.0068028 | 0.0090505 | 0.011473 | 0.013874 | 0.015995 | 0.016965 | 0.017113 | 0.015946 | 0.013384 | 0.0095601 | 0.0050094 | 0 | 0 | 0 | 0 | 0 | 0 | 0 | 0 | 0
F5_Industrial_Industrial - ID_Existing_Space Heating_Natural Gas_Building Shell - Air Sealing (Infiltration Control)_A_Achievable Economic UCT Potential | F5 | Industrial | Industrial - ID | Existing | Space Heating | Natural Gas | Building Shell - Air Sealing (Infiltration Control) | A | Incremental Summer Peak Savings (MW) | Achievable Economic UCT Potential | 0 | 0 | 0 | 0 | 0 | 0 | 0 | 0 | 0 | 0 | 0 | 0 | 0 | 0 | 0 | 0 | 0 | 0 | 0 | 0 | 0 | 0 | 0 | 0 | 0 | 0 | 0
F6_Industrial_Industrial - ID_Existing_Space Heating_Natural Gas_Building Shell - Air Sealing (Infiltration Control)_A_Achievable Economic UCT Potential | F6 | Industrial | Industrial - ID | Existing | Space Heating | Natural Gas | Building Shell - Air Sealing (Infiltration Control) | A | Incremental Winter Peak Savings (MW) | Achievable Economic UCT Potential | 0 | 0 | 0 | 0 | 0 | 0 | 0 | 0 | 0 | 0 | 0 | 0 | 0 | 0 | 0 | 0 | 0 | 0 | 0 | 0 | 0 | 0 | 0 | 0 | 0 | 0 | 0
F7_Industrial_Industrial - ID_Existing_Space Heating_Natural Gas_Building Shell - Air Sealing (Infiltration Control)_A_Achievable Economic UCT Potential | F7 | Industrial | Industrial - ID | Existing | Space Heating | Natural Gas | Building Shell - Air Sealing (Infiltration Control) | A | Cumulative Energy Savings (MWh or mTherms) | Achievable Economic UCT Potential | 0 | 0 | 0.00060753 | 0.0017916 | 0.0038421 | 0.0070949 | 0.011908 | 0.018656 | 0.027617 | 0.038953 | 0.052628 | 0.068348 | 0.084948 | 0.1016 | 0.11698 | 0.12971 | 0.13853 | 0.14299 | 0.14244 | 0.14192 | 0.14143 | 0.14099 | 0.14058 | 0.1402 | 0.13984 | 0.1395 | 0.13918
F8_Industrial_Industrial - ID_Existing_Space Heating_Natural Gas_Building Shell - Air Sealing (Infiltration Control)_A_Achievable Economic UCT Potential | F8 | Industrial | Industrial - ID | Existing | Space Heating | Natural Gas | Building Shell - Air Sealing (Infiltration Control) | A | Cumulative Summer Peak Savings (MW) | Achievable Economic UCT Potential | 0 | 0 | 0 | 0 | 0 | 0 | 0 | 0 | 0 | 0 | 0 | 0 | 0 | 0 | 0 | 0 | 0 | 0 | 0 | 0 | 0 | 0 | 0 | 0 | 0 | 0 | 0
F9_Industrial_Industrial - ID_Existing_Space Heating_Natural Gas_Building Shell - Air Sealing (Infiltration Control)_A_Achievable Economic UCT Potential | F9 | Industrial | Industrial - ID | Existing | Space Heating | Natural Gas | Building Shell - Air Sealing (Infiltration Control) | A | Cumulative Winter Peak Savings (MW) | Achievable Economic UCT Potential | 0 | 0 | 0 | 0 | 0 | 0 | 0 | 0 | 0 | 0 | 0 | 0 | 0 | 0 | 0 | 0 | 0 | 0 | 0 | 0 | 0 | 0 | 0 | 0 | 0 | 0 | 0
F10_Industrial_Industrial - ID_Existing_Space Heating_Natural Gas_Building Shell - Air Sealing (Infiltration Control)_A_Achievable Economic UCT Potential | F10 | Industrial | Industrial - ID | Existing | Space Heating | Natural Gas | Building Shell - Air Sealing (Infiltration Control) | A | Purchases (Incremental) | Achievable Economic UCT Potential | 0 | 0 | 0.0094865 | 0.018636 | 0.032518 | 0.051984 | 0.077543 | 0.10914 | 0.14591 | 0.18589 | 0.22594 | 0.26185 | 0.27923 | 0.2832 | 0.26536 | 0.22397 | 0.1609 | 0.084646 | 0 | 0 | 0 | 0 | 0 | 0 | 0 | 0 | 0
F11_Industrial_Industrial - ID_Existing_Space Heating_Natural Gas_Building Shell - Air Sealing (Infiltration Control)_A_Achievable Economic UCT Potential | F11 | Industrial | Industrial - ID | Existing | Space Heating | Natural Gas | Building Shell - Air Sealing (Infiltration Control) | A | Purchases (Cumulative) | Achievable Economic UCT Potential | 0 | 0 | 0.0094865 | 0.028122 | 0.060641 | 0.11262 | 0.19017 | 0.29931 | 0.44522 | 0.6311 | 0.85705 | 1.1189 | 1.3981 | 1.6813 | 1.9467 | 2.1707 | 2.3316 | 2.4162 | 2.4162 | 2.4162 | 2.4162 | 2.4162 | 2.4162 | 2.4162 | 2.4162 | 2.4162 | 2.4162
F1_Industrial_Industrial - ID_Existing_Space Heating_Natural Gas_Ventilation - Demand Controlled_A_Achievable Economic UCT Potential | F1 | Industrial | Industrial - ID | Existing | Space Heating | Natural Gas | Ventilation - Demand Controlled | A | Integrated Unit Energy Savings (kWh or therms) | Achievable Economic UCT Potential | 0 | 0 | 0.051215 | 0.050833 | 0.0504 | 0.049915 | 0.049372 | 0.048843 | 0.048255 | 0.047606 | 0.046902 | 0.046152 | 0.04537 | 0.044583 | 0.043798 | 0.043033 | 0.042304 | 0.041707 | 0.04116 | 0.040679 | 0.040255 | 0.039874 | 0.039574 | 0.03929 | 0.039019 | 0.038759 | 0.038508
F2_Industrial_Industrial - ID_Existing_Space Heating_Natural Gas_Ventilation - Demand Controlled_A_Achievable Economic UCT Potential | F2 | Industrial | Industrial - ID | Existing | Space Heating | Natural Gas | Ventilation - Demand Controlled | A | Integrated Unit Summer Peak Savings (kW) | Achievable Economic UCT Potential | 0 | 0 | 0 | 0 | 0 | 0 | 0 | 0 | 0 | 0 | 0 | 0 | 0 | 0 | 0 | 0 | 0 | 0 | 0 | 0 | 0 | 0 | 0 | 0 | 0 | 0 | 0
F3_Industrial_Industrial - ID_Existing_Space Heating_Natural Gas_Ventilation - Demand Controlled_A_Achievable Economic UCT Potential | F3 | Industrial | Industrial - ID | Existing | Space Heating | Natural Gas | Ventilation - Demand Controlled | A | Integrated Unit Winter Peak Savings (kW) | Achievable Economic UCT Potential | 0 | 0 | 0 | 0 | 0 | 0 | 0 | 0 | 0 | 0 | 0 | 0 | 0 | 0 | 0 | 0 | 0 | 0 | 0 | 0 | 0 | 0 | 0 | 0 | 0 | 0 | 0
F4_Industrial_Industrial - ID_Existing_Space Heating_Natural Gas_Ventilation - Demand Controlled_A_Achievable Economic UCT Potential | F4 | Industrial | Industrial - ID | Existing | Space Heating | Natural Gas | Ventilation - Demand Controlled | A | Incremental Energy Savings (MWh or mTherms) | Achievable Economic UCT Potential | 0 | 0 | 0.063747 | 0.06218 | 0.060589 | 0.05897 | 0.057323 | 0.050158 | 0.03896 | 0.030218 | 0.023407 | 0.018108 | 0 | 0 | 0 | 0 | 0 | 0 | 0 | 0 | 0 | 0 | 0 | 0 | 0 | 0 | 0
F5_Industrial_Industrial - ID_Existing_Space Heating_Natural Gas_Ventilation - Demand Controlled_A_Achievable Economic UCT Potential | F5 | Industrial | Industrial - ID | Existing | Space Heating | Natural Gas | Ventilation - Demand Controlled | A | Incremental Summer Peak Savings (MW) | Achievable Economic UCT Potential | 0 | 0 | 0 | 0 | 0 | 0 | 0 | 0 | 0 | 0 | 0 | 0 | 0 | 0 | 0 | 0 | 0 | 0 | 0 | 0 | 0 | 0 | 0 | 0 | 0 | 0 | 0
F6_Industrial_Industrial - ID_Existing_Space Heating_Natural Gas_Ventilation - Demand Controlled_A_Achievable Economic UCT Potential | F6 | Industrial | Industrial - ID | Existing | Space Heating | Natural Gas | Ventilation - Demand Controlled | A | Incremental Winter Peak Savings (MW) | Achievable Economic UCT Potential | 0 | 0 | 0 | 0 | 0 | 0 | 0 | 0 | 0 | 0 | 0 | 0 | 0 | 0 | 0 | 0 | 0 | 0 | 0 | 0 | 0 | 0 | 0 | 0 | 0 | 0 | 0
F7_Industrial_Industrial - ID_Existing_Space Heating_Natural Gas_Ventilation - Demand Controlled_A_Achievable Economic UCT Potential | F7 | Industrial | Industrial - ID | Existing | Space Heating | Natural Gas | Ventilation - Demand Controlled | A | Cumulative Energy Savings (MWh or mTherms) | Achievable Economic UCT Potential | 0 | 0 | 0.063747 | 0.12545 | 0.18497 | 0.24216 | 0.29685 | 0.34383 | 0.37865 | 0.40377 | 0.42121 | 0.43259 | 0.42526 | 0.41788 | 0.41052 | 0.40335 | 0.39652 | 0.39092 | 0.38579 | 0.38129 | 0.37732 | 0.37374 | 0.37093 | 0.36826 | 0.36573 | 0.36328 | 0.36093
F8_Industrial_Industrial - ID_Existing_Space Heating_Natural Gas_Ventilation - Demand Controlled_A_Achievable Economic UCT Potential | F8 | Industrial | Industrial - ID | Existing | Space Heating | Natural Gas | Ventilation - Demand Controlled | A | Cumulative Summer Peak Savings (MW) | Achievable Economic UCT Potential | 0 | 0 | 0 | 0 | 0 | 0 | 0 | 0 | 0 | 0 | 0 | 0 | 0 | 0 | 0 | 0 | 0 | 0 | 0 | 0 | 0 | 0 | 0 | 0 | 0 | 0 | 0
F9_Industrial_Industrial - ID_Existing_Space Heating_Natural Gas_Ventilation - Demand Controlled_A_Achievable Economic UCT Potential | F9 | Industrial | Industrial - ID | Existing | Space Heating | Natural Gas | Ventilation - Demand Controlled | A | Cumulative Winter Peak Savings (MW) | Achievable Economic UCT Potential | 0 | 0 | 0 | 0 | 0 | 0 | 0 | 0 | 0 | 0 | 0 | 0 | 0 | 0 | 0 | 0 | 0 | 0 | 0 | 0 | 0 | 0 | 0 | 0 | 0 | 0 | 0
F10_Industrial_Industrial - ID_Existing_Space Heating_Natural Gas_Ventilation - Demand Controlled_A_Achievable Economic UCT Potential | F10 | Industrial | Industrial - ID | Existing | Space Heating | Natural Gas | Ventilation - Demand Controlled | A | Purchases (Incremental) | Achievable Economic UCT Potential | 0 | 0 | 1244.6927 | 1223.2325 | 1202.1423 | 1181.4157 | 1161.0465 | 1026.9256 | 807.376 | 634.7646 | 499.0563 | 392.3615 | 0 | 0 | 0 | 0 | 0 | 0 | 0 | 0 | 0 | 0 | 0 | 0 | 0 | 0 | 0
F11_Industrial_Industrial - ID_Existing_Space Heating_Natural Gas_Ventilation - Demand Controlled_A_Achievable Economic UCT Potential | F11 | Industrial | Industrial - ID | Existing | Space Heating | Natural Gas | Ventilation - Demand Controlled | A | Purchases (Cumulative) | Achievable Economic UCT Potential | 0 | 0 | 1244.6927 | 2467.9252 | 3670.0675 | 4851.4832 | 6012.5297 | 7039.4553 | 7846.8312 | 8481.5958 | 8980.6521 | 9373.0135 | 9373.0135 | 9373.0135 | 9373.0135 | 9373.0135 | 9373.0135 | 9373.0135 | 9373.0135 | 9373.0135 | 9373.0135 | 9373.0135 | 9373.0135 | 9373.0135 | 9373.0135 | 9373.0135 | 9373.0135
F1_Industrial_Industrial - ID_Existing_Space Heating_Natural Gas_Destratification Fans (HVLS)_A_Achievable Economic UCT Potential | F1 | Industrial | Industrial - ID | Existing | Space Heating | Natural Gas | Destratification Fans (HVLS) | A | Integrated Unit Energy Savings (kWh or therms) | Achievable Economic UCT Potential | 0 | 0 | 166371.0653 | 165776.6392 | 165146.0508 | 164481.526 | 163785.1405 | 163314.9659 | 162825.6107 | 162317.4758 | 161793.6539 | 161256.9577 | 160709.9367 | 160154.8961 | 159593.9177 | 159028.8799 | 158461.4771 | 157909.0946 | 157374.8616 | 156882.6532 | 156429.9876 | 156019.9702 | 155649.6479 | 155314.9666 | 155008.5013 | 154721.0083 | 154450.847
F2_Industrial_Industrial - ID_Existing_Space Heating_Natural Gas_Destratification Fans (HVLS)_A_Achievable Economic UCT Potential | F2 | Industrial | Industrial - ID | Existing | Space Heating | Natural Gas | Destratification Fans (HVLS) | A | Integrated Unit Summer Peak Savings (kW) | Achievable Economic UCT Potential | 0 | 0 | 0 | 0 | 0 | 0 | 0 | 0 | 0 | 0 | 0 | 0 | 0 | 0 | 0 | 0 | 0 | 0 | 0 | 0 | 0 | 0 | 0 | 0 | 0 | 0 | 0
F3_Industrial_Industrial - ID_Existing_Space Heating_Natural Gas_Destratification Fans (HVLS)_A_Achievable Economic UCT Potential | F3 | Industrial | Industrial - ID | Existing | Space Heating | Natural Gas | Destratification Fans (HVLS) | A | Integrated Unit Winter Peak Savings (kW) | Achievable Economic UCT Potential | 0 | 0 | 0 | 0 | 0 | 0 | 0 | 0 | 0 | 0 | 0 | 0 | 0 | 0 | 0 | 0 | 0 | 0 | 0 | 0 | 0 | 0 | 0 | 0 | 0 | 0 | 0
F4_Industrial_Industrial - ID_Existing_Space Heating_Natural Gas_Destratification Fans (HVLS)_A_Achievable Economic UCT Potential | F4 | Industrial | Industrial - ID | Existing | Space Heating | Natural Gas | Destratification Fans (HVLS) | A | Incremental Energy Savings (MWh or mTherms) | Achievable Economic UCT Potential | 0 | 0 | 0.23296 | 0.22812 | 0.22334 | 0.2186 | 0.21392 | 0.20963 | 0.2054 | 0.20123 | 0.19712 | 0.19308 | 0.18911 | 0.18521 | 0.18137 | 0.17762 | 0.17393 | 0 | 0 | 0 | 0 | 0 | 0 | 0 | 0 | 0 | 0
F5_Industrial_Industrial - ID_Existing_Space Heating_Natural Gas_Destratification Fans (HVLS)_A_Achievable Economic UCT Potential | F5 | Industrial | Industrial - ID | Existing | Space Heating | Natural Gas | Destratification Fans (HVLS) | A | Incremental Summer Peak Savings (MW) | Achievable Economic UCT Potential | 0 | 0 | 0 | 0 | 0 | 0 | 0 | 0 | 0 | 0 | 0 | 0 | 0 | 0 | 0 | 0 | 0 | 0 | 0 | 0 | 0 | 0 | 0 | 0 | 0 | 0 | 0
F6_Industrial_Industrial - ID_Existing_Space Heating_Natural Gas_Destratification Fans (HVLS)_A_Achievable Economic UCT Potential | F6 | Industrial | Industrial - ID | Existing | Space Heating | Natural Gas | Destratification Fans (HVLS) | A | Incremental Winter Peak Savings (MW) | Achievable Economic UCT Potential | 0 | 0 | 0 | 0 | 0 | 0 | 0 | 0 | 0 | 0 | 0 | 0 | 0 | 0 | 0 | 0 | 0 | 0 | 0 | 0 | 0 | 0 | 0 | 0 | 0 | 0 | 0
F7_Industrial_Industrial - ID_Existing_Space Heating_Natural Gas_Destratification Fans (HVLS)_A_Achievable Economic UCT Potential | F7 | Industrial | Industrial - ID | Existing | Space Heating | Natural Gas | Destratification Fans (HVLS) | A | Cumulative Energy Savings (MWh or mTherms) | Achievable Economic UCT Potential | 0 | 0 | 0.23296 | 0.46025 | 0.68183 | 0.89769 | 1.1078 | 1.3143 | 1.5157 | 1.7122 | 1.9038 | 2.0906 | 2.2726 | 2.45 | 2.6228 | 2.7911 | 2.9551 | 2.9448 | 2.9348 | 2.9256 | 2.9172 | 2.9095 | 2.9026 | 2.8964 | 2.8907 | 2.8853 | 2.8803
F8_Industrial_Industrial - ID_Existing_Space Heating_Natural Gas_Destratification Fans (HVLS)_A_Achievable Economic UCT Potential | F8 | Industrial | Industrial - ID | Existing | Space Heating | Natural Gas | Destratification Fans (HVLS) | A | Cumulative Summer Peak Savings (MW) | Achievable Economic UCT Potential | 0 | 0 | 0 | 0 | 0 | 0 | 0 | 0 | 0 | 0 | 0 | 0 | 0 | 0 | 0 | 0 | 0 | 0 | 0 | 0 | 0 | 0 | 0 | 0 | 0 | 0 | 0
F9_Industrial_Industrial - ID_Existing_Space Heating_Natural Gas_Destratification Fans (HVLS)_A_Achievable Economic UCT Potential | F9 | Industrial | Industrial - ID | Existing | Space Heating | Natural Gas | Destratification Fans (HVLS) | A | Cumulative Winter Peak Savings (MW) | Achievable Economic UCT Potential | 0 | 0 | 0 | 0 | 0 | 0 | 0 | 0 | 0 | 0 | 0 | 0 | 0 | 0 | 0 | 0 | 0 | 0 | 0 | 0 | 0 | 0 | 0 | 0 | 0 | 0 | 0
F10_Industrial_Industrial - ID_Existing_Space Heating_Natural Gas_Destratification Fans (HVLS)_A_Achievable Economic UCT Potential | F10 | Industrial | Industrial - ID | Existing | Space Heating | Natural Gas | Destratification Fans (HVLS) | A | Purchases (Incremental) | Achievable Economic UCT Potential | 0 | 0 | 0.0014002 | 0.0013761 | 0.0013524 | 0.001329 | 0.0013061 | 0.0012836 | 0.0012615 | 0.0012397 | 0.0012183 | 0.0011973 | 0.0011767 | 0.0011564 | 0.0011365 | 0.0011169 | 0.0010976 | 0 | 0 | 0 | 0 | 0 | 0 | 0 | 0 | 0 | 0
F11_Industrial_Industrial - ID_Existing_Space Heating_Natural Gas_Destratification Fans (HVLS)_A_Achievable Economic UCT Potential | F11 | Industrial | Industrial - ID | Existing | Space Heating | Natural Gas | Destratification Fans (HVLS) | A | Purchases (Cumulative) | Achievable Economic UCT Potential | 0 | 0 | 0.0014002 | 0.0027763 | 0.0041287 | 0.0054577 | 0.0067638 | 0.0080474 | 0.0093089 | 0.010549 | 0.011767 | 0.012964 | 0.014141 | 0.015297 | 0.016434 | 0.017551 | 0.018648 | 0.018648 | 0.018648 | 0.018648 | 0.018648 | 0.018648 | 0.018648 | 0.018648 | 0.018648 | 0.018648 | 0.018648
F1_Industrial_Industrial - ID_Existing_Space Heating_Natural Gas_Condensing RTU_A_Achievable Economic UCT Potential | F1 | Industrial | Industrial - ID | Existing | Space Heating | Natural Gas | Condensing RTU | A | Integrated Unit Energy Savings (kWh or therms) | Achievable Economic UCT Potential | 0 | 0 | 0.082294 | 0.081536 | 0.080693 | 0.079804 | 0.078824 | 0.077874 | 0.076844 | 0.075736 | 0.074567 | 0.073333 | 0.072063 | 0.070787 | 0.069517 | 0.068281 | 0.067104 | 0.066139 | 0.065255 | 0.064477 | 0.063788 | 0.063167 | 0.062674 | 0.062207 | 0.06176 | 0.06133 | 0.060915
F2_Industrial_Industrial - ID_Existing_Space Heating_Natural Gas_Condensing RTU_A_Achievable Economic UCT Potential | F2 | Industrial | Industrial - ID | Existing | Space Heating | Natural Gas | Condensing RTU | A | Integrated Unit Summer Peak Savings (kW) | Achievable Economic UCT Potential | 0 | 0 | 0 | 0 | 0 | 0 | 0 | 0 | 0 | 0 | 0 | 0 | 0 | 0 | 0 | 0 | 0 | 0 | 0 | 0 | 0 | 0 | 0 | 0 | 0 | 0 | 0
F3_Industrial_Industrial - ID_Existing_Space Heating_Natural Gas_Condensing RTU_A_Achievable Economic UCT Potential | F3 | Industrial | Industrial - ID | Existing | Space Heating | Natural Gas | Condensing RTU | A | Integrated Unit Winter Peak Savings (kW) | Achievable Economic UCT Potential | 0 | 0 | 0 | 0 | 0 | 0 | 0 | 0 | 0 | 0 | 0 | 0 | 0 | 0 | 0 | 0 | 0 | 0 | 0 | 0 | 0 | 0 | 0 | 0 | 0 | 0 | 0
F4_Industrial_Industrial - ID_Existing_Space Heating_Natural Gas_Condensing RTU_A_Achievable Economic UCT Potential | F4 | Industrial | Industrial - ID | Existing | Space Heating | Natural Gas | Condensing RTU | A | Incremental Energy Savings (MWh or mTherms) | Achievable Economic UCT Potential | 0 | 0 | 0 | 0 | 0 | 0 | 0 | 0 | 0 | 0 | 0 | 0 | 0 | 0 | 0 | 0 | 0 | 0 | 0 | 0 | 0 | 0 | 0 | 0 | 0 | 0 | 0
F5_Industrial_Industrial - ID_Existing_Space Heating_Natural Gas_Condensing RTU_A_Achievable Economic UCT Potential | F5 | Industrial | Industrial - ID | Existing | Space Heating | Natural Gas | Condensing RTU | A | Incremental Summer Peak Savings (MW) | Achievable Economic UCT Potential | 0 | 0 | 0 | 0 | 0 | 0 | 0 | 0 | 0 | 0 | 0 | 0 | 0 | 0 | 0 | 0 | 0 | 0 | 0 | 0 | 0 | 0 | 0 | 0 | 0 | 0 | 0
F6_Industrial_Industrial - ID_Existing_Space Heating_Natural Gas_Condensing RTU_A_Achievable Economic UCT Potential | F6 | Industrial | Industrial - ID | Existing | Space Heating | Natural Gas | Condensing RTU | A | Incremental Winter Peak Savings (MW) | Achievable Economic UCT Potential | 0 | 0 | 0 | 0 | 0 | 0 | 0 | 0 | 0 | 0 | 0 | 0 | 0 | 0 | 0 | 0 | 0 | 0 | 0 | 0 | 0 | 0 | 0 | 0 | 0 | 0 | 0
F7_Industrial_Industrial - ID_Existing_Space Heating_Natural Gas_Condensing RTU_A_Achievable Economic UCT Potential | F7 | Industrial | Industrial - ID | Existing | Space Heating | Natural Gas | Condensing RTU | A | Cumulative Energy Savings (MWh or mTherms) | Achievable Economic UCT Potential | 0 | 0 | 0 | 0 | 0 | 0 | 0 | 0 | 0 | 0 | 0 | 0 | 0 | 0 | 0 | 0 | 0 | 0 | 0 | 0 | 0 | 0 | 0 | 0 | 0 | 0 | 0
F8_Industrial_Industrial - ID_Existing_Space Heating_Natural Gas_Condensing RTU_A_Achievable Economic UCT Potential | F8 | Industrial | Industrial - ID | Existing | Space Heating | Natural Gas | Condensing RTU | A | Cumulative Summer Peak Savings (MW) | Achievable Economic UCT Potential | 0 | 0 | 0 | 0 | 0 | 0 | 0 | 0 | 0 | 0 | 0 | 0 | 0 | 0 | 0 | 0 | 0 | 0 | 0 | 0 | 0 | 0 | 0 | 0 | 0 | 0 | 0
F9_Industrial_Industrial - ID_Existing_Space Heating_Natural Gas_Condensing RTU_A_Achievable Economic UCT Potential | F9 | Industrial | Industrial - ID | Existing | Space Heating | Natural Gas | Condensing RTU | A | Cumulative Winter Peak Savings (MW) | Achievable Economic UCT Potential | 0 | 0 | 0 | 0 | 0 | 0 | 0 | 0 | 0 | 0 | 0 | 0 | 0 | 0 | 0 | 0 | 0 | 0 | 0 | 0 | 0 | 0 | 0 | 0 | 0 | 0 | 0
F10_Industrial_Industrial - ID_Existing_Space Heating_Natural Gas_Condensing RTU_A_Achievable Economic UCT Potential | F10 | Industrial | Industrial - ID | Existing | Space Heating | Natural Gas | Condensing RTU | A | Purchases (Incremental) | Achievable Economic UCT Potential | 0 | 0 | 0 | 0 | 0 | 0 | 0 | 0 | 0 | 0 | 0 | 0 | 0 | 0 | 0 | 0 | 0 | 0 | 0 | 0 | 0 | 0 | 0 | 0 | 0 | 0 | 0
F11_Industrial_Industrial - ID_Existing_Space Heating_Natural Gas_Condensing RTU_A_Achievable Economic UCT Potential | F11 | Industrial | Industrial - ID | Existing | Space Heating | Natural Gas | Condensing RTU | A | Purchases (Cumulative) | Achievable Economic UCT Potential | 0 | 0 | 0 | 0 | 0 | 0 | 0 | 0 | 0 | 0 | 0 | 0 | 0 | 0 | 0 | 0 | 0 | 0 | 0 | 0 | 0 | 0 | 0 | 0 | 0 | 0 | 0
F1_Industrial_Industrial - ID_Existing_Space Heating_Natural Gas_Industrial Air Curtains_A_Achievable Economic UCT Potential | F1 | Industrial | Industrial - ID | Existing | Space Heating | Natural Gas | Industrial Air Curtains | A | Integrated Unit Energy Savings (kWh or therms) | Achievable Economic UCT Potential | 0 | 0 | -0.018168 | -0.018132 | -0.018092 | -0.018049 | -0.018003 | -0.017955 | -0.017903 | -0.01785 | -0.017795 | -0.017739 | -0.017682 | -0.017623 | -0.017565 | -0.017505 | -0.017446 | -0.017388 | -0.017332 | -0.017281 | -0.017234 | -0.017192 | -0.017155 | -0.017121 | -0.017091 | -0.017062 | -0.017036
F2_Industrial_Industrial - ID_Existing_Space Heating_Natural Gas_Industrial Air Curtains_A_Achievable Economic UCT Potential | F2 | Industrial | Industrial - ID | Existing | Space Heating | Natural Gas | Industrial Air Curtains | A | Integrated Unit Summer Peak Savings (kW) | Achievable Economic UCT Potential | 0 | 0 | 0 | 0 | 0 | 0 | 0 | 0 | 0 | 0 | 0 | 0 | 0 | 0 | 0 | 0 | 0 | 0 | 0 | 0 | 0 | 0 | 0 | 0 | 0 | 0 | 0
F3_Industrial_Industrial - ID_Existing_Space Heating_Natural Gas_Industrial Air Curtains_A_Achievable Economic UCT Potential | F3 | Industrial | Industrial - ID | Existing | Space Heating | Natural Gas | Industrial Air Curtains | A | Integrated Unit Winter Peak Savings (kW) | Achievable Economic UCT Potential | 0 | 0 | 0 | 0 | 0 | 0 | 0 | 0 | 0 | 0 | 0 | 0 | 0 | 0 | 0 | 0 | 0 | 0 | 0 | 0 | 0 | 0 | 0 | 0 | 0 | 0 | 0
F4_Industrial_Industrial - ID_Existing_Space Heating_Natural Gas_Industrial Air Curtains_A_Achievable Economic UCT Potential | F4 | Industrial | Industrial - ID | Existing | Space Heating | Natural Gas | Industrial Air Curtains | A | Incremental Energy Savings (MWh or mTherms) | Achievable Economic UCT Potential | 0 | 0 | 0 | 0 | 0 | 0 | 0 | 0 | 0 | 0 | 0 | 0 | 0 | 0 | 0 | 0 | 0 | 0 | 0 | 0 | 0 | 0 | 0 | 0 | 0 | 0 | 0
F5_Industrial_Industrial - ID_Existing_Space Heating_Natural Gas_Industrial Air Curtains_A_Achievable Economic UCT Potential | F5 | Industrial | Industrial - ID | Existing | Space Heating | Natural Gas | Industrial Air Curtains | A | Incremental Summer Peak Savings (MW) | Achievable Economic UCT Potential | 0 | 0 | 0 | 0 | 0 | 0 | 0 | 0 | 0 | 0 | 0 | 0 | 0 | 0 | 0 | 0 | 0 | 0 | 0 | 0 | 0 | 0 | 0 | 0 | 0 | 0 | 0
F6_Industrial_Industrial - ID_Existing_Space Heating_Natural Gas_Industrial Air Curtains_A_Achievable Economic UCT Potential | F6 | Industrial | Industrial - ID | Existing | Space Heating | Natural Gas | Industrial Air Curtains | A | Incremental Winter Peak Savings (MW) | Achievable Economic UCT Potential | 0 | 0 | 0 | 0 | 0 | 0 | 0 | 0 | 0 | 0 | 0 | 0 | 0 | 0 | 0 | 0 | 0 | 0 | 0 | 0 | 0 | 0 | 0 | 0 | 0 | 0 | 0
F7_Industrial_Industrial - ID_Existing_Space Heating_Natural Gas_Industrial Air Curtains_A_Achievable Economic UCT Potential | F7 | Industrial | Industrial - ID | Existing | Space Heating | Natural Gas | Industrial Air Curtains | A | Cumulative Energy Savings (MWh or mTherms) | Achievable Economic UCT Potential | 0 | 0 | 0 | 0 | 0 | 0 | 0 | 0 | 0 | 0 | 0 | 0 | 0 | 0 | 0 | 0 | 0 | 0 | 0 | 0 | 0 | 0 | 0 | 0 | 0 | 0 | 0
F8_Industrial_Industrial - ID_Existing_Space Heating_Natural Gas_Industrial Air Curtains_A_Achievable Economic UCT Potential | F8 | Industrial | Industrial - ID | Existing | Space Heating | Natural Gas | Industrial Air Curtains | A | Cumulative Summer Peak Savings (MW) | Achievable Economic UCT Potential | 0 | 0 | 0 | 0 | 0 | 0 | 0 | 0 | 0 | 0 | 0 | 0 | 0 | 0 | 0 | 0 | 0 | 0 | 0 | 0 | 0 | 0 | 0 | 0 | 0 | 0 | 0
F9_Industrial_Industrial - ID_Existing_Space Heating_Natural Gas_Industrial Air Curtains_A_Achievable Economic UCT Potential | F9 | Industrial | Industrial - ID | Existing | Space Heating | Natural Gas | Industrial Air Curtains | A | Cumulative Winter Peak Savings (MW) | Achievable Economic UCT Potential | 0 | 0 | 0 | 0 | 0 | 0 | 0 | 0 | 0 | 0 | 0 | 0 | 0 | 0 | 0 | 0 | 0 | 0 | 0 | 0 | 0 | 0 | 0 | 0 | 0 | 0 | 0
F10_Industrial_Industrial - ID_Existing_Space Heating_Natural Gas_Industrial Air Curtains_A_Achievable Economic UCT Potential | F10 | Industrial | Industrial - ID | Existing | Space Heating | Natural Gas | Industrial Air Curtains | A | Purchases (Incremental) | Achievable Economic UCT Potential | 0 | 0 | 0 | 0 | 0 | 0 | 0 | 0 | 0 | 0 | 0 | 0 | 0 | 0 | 0 | 0 | 0 | 0 | 0 | 0 | 0 | 0 | 0 | 0 | 0 | 0 | 0
F11_Industrial_Industrial - ID_Existing_Space Heating_Natural Gas_Industrial Air Curtains_A_Achievable Economic UCT Potential | F11 | Industrial | Industrial - ID | Existing | Space Heating | Natural Gas | Industrial Air Curtains | A | Purchases (Cumulative) | Achievable Economic UCT Potential | 0 | 0 | 0 | 0 | 0 | 0 | 0 | 0 | 0 | 0 | 0 | 0 | 0 | 0 | 0 | 0 | 0 | 0 | 0 | 0 | 0 | 0 | 0 | 0 | 0 | 0 | 0
F1_Industrial_Industrial - ID_Existing_Space Heating_Natural Gas_HVAC - Energy Recovery Ventilator_A_Achievable Economic UCT Potential | F1 | Industrial | Industrial - ID | Existing | Space Heating | Natural Gas | HVAC - Energy Recovery Ventilator | A | Integrated Unit Energy Savings (kWh or therms) | Achievable Economic UCT Potential | 0 | 0 | 0.2078 | 0.20641 | 0.2049 | 0.20328 | 0.20152 | 0.19993 | 0.19819 | 0.19632 | 0.19432 | 0.19221 | 0.19005 | 0.1879 | 0.18578 | 0.18372 | 0.18176 | 0.18031 | 0.179 | 0.17786 | 0.17687 | 0.17599 | 0.17525 | 0.17454 | 0.17386 | 0.1732 | 0.17255
F2_Industrial_Industrial - ID_Existing_Space Heating_Natural Gas_HVAC - Energy Recovery Ventilator_A_Achievable Economic UCT Potential | F2 | Industrial | Industrial - ID | Existing | Space Heating | Natural Gas | HVAC - Energy Recovery Ventilator | A | Integrated Unit Summer Peak Savings (kW) | Achievable Economic UCT Potential | 0 | 0 | 0 | 0 | 0 | 0 | 0 | 0 | 0 | 0 | 0 | 0 | 0 | 0 | 0 | 0 | 0 | 0 | 0 | 0 | 0 | 0 | 0 | 0 | 0 | 0 | 0
F3_Industrial_Industrial - ID_Existing_Space Heating_Natural Gas_HVAC - Energy Recovery Ventilator_A_Achievable Economic UCT Potential | F3 | Industrial | Industrial - ID | Existing | Space Heating | Natural Gas | HVAC - Energy Recovery Ventilator | A | Integrated Unit Winter Peak Savings (kW) | Achievable Economic UCT Potential | 0 | 0 | 0 | 0 | 0 | 0 | 0 | 0 | 0 | 0 | 0 | 0 | 0 | 0 | 0 | 0 | 0 | 0 | 0 | 0 | 0 | 0 | 0 | 0 | 0 | 0 | 0
F4_Industrial_Industrial - ID_Existing_Space Heating_Natural Gas_HVAC - Energy Recovery Ventilator_A_Achievable Economic UCT Potential | F4 | Industrial | Industrial - ID | Existing | Space Heating | Natural Gas | HVAC - Energy Recovery Ventilator | A | Incremental Energy Savings (MWh or mTherms) | Achievable Economic UCT Potential | 0 | 0 | 0.091515 | 0.089333 | 0.087153 | 0.084972 | 0.082784 | 0.080714 | 0.078634 | 0.076547 | 0.07446 | 0.072385 | 0.070335 | 0.068342 | 0.066404 | 0.064536 | 0.062748 | 0.061172 | 0.059683 | 0.05828 | 0.056956 | 0.055695 | 0 | 0 | 0 | 0 | 0
F5_Industrial_Industrial - ID_Existing_Space Heating_Natural Gas_HVAC - Energy Recovery Ventilator_A_Achievable Economic UCT Potential | F5 | Industrial | Industrial - ID | Existing | Space Heating | Natural Gas | HVAC - Energy Recovery Ventilator | A | Incremental Summer Peak Savings (MW) | Achievable Economic UCT Potential | 0 | 0 | 0 | 0 | 0 | 0 | 0 | 0 | 0 | 0 | 0 | 0 | 0 | 0 | 0 | 0 | 0 | 0 | 0 | 0 | 0 | 0 | 0 | 0 | 0 | 0 | 0
F6_Industrial_Industrial - ID_Existing_Space Heating_Natural Gas_HVAC - Energy Recovery Ventilator_A_Achievable Economic UCT Potential | F6 | Industrial | Industrial - ID | Existing | Space Heating | Natural Gas | HVAC - Energy Recovery Ventilator | A | Incremental Winter Peak Savings (MW) | Achievable Economic UCT Potential | 0 | 0 | 0 | 0 | 0 | 0 | 0 | 0 | 0 | 0 | 0 | 0 | 0 | 0 | 0 | 0 | 0 | 0 | 0 | 0 | 0 | 0 | 0 | 0 | 0 | 0 | 0
F7_Industrial_Industrial - ID_Existing_Space Heating_Natural Gas_HVAC - Energy Recovery Ventilator_A_Achievable Economic UCT Potential | F7 | Industrial | Industrial - ID | Existing | Space Heating | Natural Gas | HVAC - Energy Recovery Ventilator | A | Cumulative Energy Savings (MWh or mTherms) | Achievable Economic UCT Potential | 0 | 0 | 0.091515 | 0.18023 | 0.26607 | 0.34894 | 0.4287 | 0.50603 | 0.58027 | 0.65132 | 0.71914 | 0.78375 | 0.84526 | 0.90405 | 0.96023 | 1.0141 | 1.0661 | 1.1187 | 1.1703 | 1.2211 | 1.2713 | 1.3206 | 1.3151 | 1.3097 | 1.3046 | 1.2997 | 1.2948
F8_Industrial_Industrial - ID_Existing_Space Heating_Natural Gas_HVAC - Energy Recovery Ventilator_A_Achievable Economic UCT Potential | F8 | Industrial | Industrial - ID | Existing | Space Heating | Natural Gas | HVAC - Energy Recovery Ventilator | A | Cumulative Summer Peak Savings (MW) | Achievable Economic UCT Potential | 0 | 0 | 0 | 0 | 0 | 0 | 0 | 0 | 0 | 0 | 0 | 0 | 0 | 0 | 0 | 0 | 0 | 0 | 0 | 0 | 0 | 0 | 0 | 0 | 0 | 0 | 0
F9_Industrial_Industrial - ID_Existing_Space Heating_Natural Gas_HVAC - Energy Recovery Ventilator_A_Achievable Economic UCT Potential | F9 | Industrial | Industrial - ID | Existing | Space Heating | Natural Gas | HVAC - Energy Recovery Ventilator | A | Cumulative Winter Peak Savings (MW) | Achievable Economic UCT Potential | 0 | 0 | 0 | 0 | 0 | 0 | 0 | 0 | 0 | 0 | 0 | 0 | 0 | 0 | 0 | 0 | 0 | 0 | 0 | 0 | 0 | 0 | 0 | 0 | 0 | 0 | 0
F10_Industrial_Industrial - ID_Existing_Space Heating_Natural Gas_HVAC - Energy Recovery Ventilator_A_Achievable Economic UCT Potential | F10 | Industrial | Industrial - ID | Existing | Space Heating | Natural Gas | HVAC - Energy Recovery Ventilator | A | Purchases (Incremental) | Achievable Economic UCT Potential | 0 | 0 | 440.3929 | 432.7999 | 425.3378 | 418.0044 | 410.7974 | 403.7147 | 396.7541 | 389.9135 | 383.1909 | 376.5842 | 370.0913 | 363.7104 | 357.4396 | 351.2768 | 345.2203 | 339.2682 | 333.4188 | 327.6702 | 322.0207 | 316.4686 | 0 | 0 | 0 | 0 | 0
F11_Industrial_Industrial - ID_Existing_Space Heating_Natural Gas_HVAC - Energy Recovery Ventilator_A_Achievable Economic UCT Potential | F11 | Industrial | Industrial - ID | Existing | Space Heating | Natural Gas | HVAC - Energy Recovery Ventilator | A | Purchases (Cumulative) | Achievable Economic UCT Potential | 0 | 0 | 440.3929 | 873.1928 | 1298.5306 | 1716.535 | 2127.3325 | 2531.0472 | 2927.8013 | 3317.7149 | 3700.9058 | 4077.4899 | 4447.5812 | 4811.2917 | 5168.7313 | 5520.0081 | 5865.2284 | 6204.4966 | 6537.9154 | 6865.5856 | 7187.6063 | 7504.075 | 7504.075 | 7504.075 | 7504.075 | 7504.075 | 7504.075
F1_Industrial_Industrial - ID_Existing_Space Heating_Natural Gas_Thermostat - Connected_A_Achievable Economic UCT Potential | F1 | Industrial | Industrial - ID | Existing | Space Heating | Natural Gas | Thermostat - Connected | A | Integrated Unit Energy Savings (kWh or therms) | Achievable Economic UCT Potential | 0 | 0 | 10061.9177 | 10041.8255 | 10019.754 | 9995.8321 | 9970.1799 | 9942.9698 | 9914.6088 | 9885.1209 | 9854.6943 | 9823.5001 | 9791.6935 | 9759.4149 | 9726.7911 | 9693.9367 | 9660.955 | 9628.9064 | 9597.9823 | 9569.6399 | 9543.7294 | 9520.4419 | 9499.5988 | 9480.9544 | 9464.057 | 9448.3433 | 9433.7144
F2_Industrial_Industrial - ID_Existing_Space Heating_Natural Gas_Thermostat - Connected_A_Achievable Economic UCT Potential | F2 | Industrial | Industrial - ID | Existing | Space Heating | Natural Gas | Thermostat - Connected | A | Integrated Unit Summer Peak Savings (kW) | Achievable Economic UCT Potential | 0 | 0 | 0 | 0 | 0 | 0 | 0 | 0 | 0 | 0 | 0 | 0 | 0 | 0 | 0 | 0 | 0 | 0 | 0 | 0 | 0 | 0 | 0 | 0 | 0 | 0 | 0
F3_Industrial_Industrial - ID_Existing_Space Heating_Natural Gas_Thermostat - Connected_A_Achievable Economic UCT Potential | F3 | Industrial | Industrial - ID | Existing | Space Heating | Natural Gas | Thermostat - Connected | A | Integrated Unit Winter Peak Savings (kW) | Achievable Economic UCT Potential | 0 | 0 | 0 | 0 | 0 | 0 | 0 | 0 | 0 | 0 | 0 | 0 | 0 | 0 | 0 | 0 | 0 | 0 | 0 | 0 | 0 | 0 | 0 | 0 | 0 | 0 | 0
F4_Industrial_Industrial - ID_Existing_Space Heating_Natural Gas_Thermostat - Connected_A_Achievable Economic UCT Potential | F4 | Industrial | Industrial - ID | Existing | Space Heating | Natural Gas | Thermostat - Connected | A | Incremental Energy Savings (MWh or mTherms) | Achievable Economic UCT Potential | 0 | 0 | 0.22344 | 0.21915 | 0.2149 | 0.21069 | 0.20652 | 0 | 0 | 0 | 0 | 0 | 0 | 0 | 0 | 0 | 0 | 0 | 0 | 0 | 0 | 0 | 0 | 0 | 0 | 0 | 0
F5_Industrial_Industrial - ID_Existing_Space Heating_Natural Gas_Thermostat - Connected_A_Achievable Economic UCT Potential | F5 | Industrial | Industrial - ID | Existing | Space Heating | Natural Gas | Thermostat - Connected | A | Incremental Summer Peak Savings (MW) | Achievable Economic UCT Potential | 0 | 0 | 0 | 0 | 0 | 0 | 0 | 0 | 0 | 0 | 0 | 0 | 0 | 0 | 0 | 0 | 0 | 0 | 0 | 0 | 0 | 0 | 0 | 0 | 0 | 0 | 0
F6_Industrial_Industrial - ID_Existing_Space Heating_Natural Gas_Thermostat - Connected_A_Achievable Economic UCT Potential | F6 | Industrial | Industrial - ID | Existing | Space Heating | Natural Gas | Thermostat - Connected | A | Incremental Winter Peak Savings (MW) | Achievable Economic UCT Potential | 0 | 0 | 0 | 0 | 0 | 0 | 0 | 0 | 0 | 0 | 0 | 0 | 0 | 0 | 0 | 0 | 0 | 0 | 0 | 0 | 0 | 0 | 0 | 0 | 0 | 0 | 0
F7_Industrial_Industrial - ID_Existing_Space Heating_Natural Gas_Thermostat - Connected_A_Achievable Economic UCT Potential | F7 | Industrial | Industrial - ID | Existing | Space Heating | Natural Gas | Thermostat - Connected | A | Cumulative Energy Savings (MWh or mTherms) | Achievable Economic UCT Potential | 0 | 0 | 0.22344 | 0.44214 | 0.65607 | 0.86519 | 1.0695 | 1.0666 | 1.0635 | 1.0604 | 1.0571 | 1.0538 | 1.0504 | 1.0469 | 1.0434 | 1.0399 | 1.0363 | 1.0329 | 1.0296 | 1.0265 | 1.0238 | 1.0213 | 1.019 | 1.017 | 1.0152 | 1.0135 | 1.012
F8_Industrial_Industrial - ID_Existing_Space Heating_Natural Gas_Thermostat - Connected_A_Achievable Economic UCT Potential | F8 | Industrial | Industrial - ID | Existing | Space Heating | Natural Gas | Thermostat - Connected | A | Cumulative Summer Peak Savings (MW) | Achievable Economic UCT Potential | 0 | 0 | 0 | 0 | 0 | 0 | 0 | 0 | 0 | 0 | 0 | 0 | 0 | 0 | 0 | 0 | 0 | 0 | 0 | 0 | 0 | 0 | 0 | 0 | 0 | 0 | 0
F9_Industrial_Industrial - ID_Existing_Space Heating_Natural Gas_Thermostat - Connected_A_Achievable Economic UCT Potential | F9 | Industrial | Industrial - ID | Existing | Space Heating | Natural Gas | Thermostat - Connected | A | Cumulative Winter Peak Savings (MW) | Achievable Economic UCT Potential | 0 | 0 | 0 | 0 | 0 | 0 | 0 | 0 | 0 | 0 | 0 | 0 | 0 | 0 | 0 | 0 | 0 | 0 | 0 | 0 | 0 | 0 | 0 | 0 | 0 | 0 | 0
F10_Industrial_Industrial - ID_Existing_Space Heating_Natural Gas_Thermostat - Connected_A_Achievable Economic UCT Potential | F10 | Industrial | Industrial - ID | Existing | Space Heating | Natural Gas | Thermostat - Connected | A | Purchases (Incremental) | Achievable Economic UCT Potential | 0 | 0 | 0.022207 | 0.021824 | 0.021447 | 0.021078 | 0.020714 | 0 | 0 | 0 | 0 | 0 | 0 | 0 | 0 | 0 | 0 | 0 | 0 | 0 | 0 | 0 | 0 | 0 | 0 | 0 | 0
F11_Industrial_Industrial - ID_Existing_Space Heating_Natural Gas_Thermostat - Connected_A_Achievable Economic UCT Potential | F11 | Industrial | Industrial - ID | Existing | Space Heating | Natural Gas | Thermostat - Connected | A | Purchases (Cumulative) | Achievable Economic UCT Potential | 0 | 0 | 0.022207 | 0.04403 | 0.065478 | 0.086555 | 0.10727 | 0.10727 | 0.10727 | 0.10727 | 0.10727 | 0.10727 | 0.10727 | 0.10727 | 0.10727 | 0.10727 | 0.10727 | 0.10727 | 0.10727 | 0.10727 | 0.10727 | 0.10727 | 0.10727 | 0.10727 | 0.10727 | 0.10727 | 0.10727
F1_Industrial_Industrial - ID_Existing_Space Heating_Natural Gas_Gas Boiler - Maintenance_A_Achievable Economic UCT Potential | F1 | Industrial | Industrial - ID | Existing | Space Heating | Natural Gas | Gas Boiler - Maintenance | A | Integrated Unit Energy Savings (kWh or therms) | Achievable Economic UCT Potential | 0 | 0 | 0.69856 | 0.69219 | 0.68552 | 0.67847 | 0.67095 | 0.66398 | 0.65655 | 0.64862 | 0.6402 | 0.63137 | 0.62236 | 0.6134 | 0.60459 | 0.59614 | 0.58826 | 0.5823 | 0.57709 | 0.57261 | 0.56876 | 0.56532 | 0.56287 | 0.5605 | 0.55817 | 0.55586 | 0.55356
F2_Industrial_Industrial - ID_Existing_Space Heating_Natural Gas_Gas Boiler - Maintenance_A_Achievable Economic UCT Potential | F2 | Industrial | Industrial - ID | Existing | Space Heating | Natural Gas | Gas Boiler - Maintenance | A | Integrated Unit Summer Peak Savings (kW) | Achievable Economic UCT Potential | 0 | 0 | 0 | 0 | 0 | 0 | 0 | 0 | 0 | 0 | 0 | 0 | 0 | 0 | 0 | 0 | 0 | 0 | 0 | 0 | 0 | 0 | 0 | 0 | 0 | 0 | 0
F3_Industrial_Industrial - ID_Existing_Space Heating_Natural Gas_Gas Boiler - Maintenance_A_Achievable Economic UCT Potential | F3 | Industrial | Industrial - ID | Existing | Space Heating | Natural Gas | Gas Boiler - Maintenance | A | Integrated Unit Winter Peak Savings (kW) | Achievable Economic UCT Potential | 0 | 0 | 0 | 0 | 0 | 0 | 0 | 0 | 0 | 0 | 0 | 0 | 0 | 0 | 0 | 0 | 0 | 0 | 0 | 0 | 0 | 0 | 0 | 0 | 0 | 0 | 0
F4_Industrial_Industrial - ID_Existing_Space Heating_Natural Gas_Gas Boiler - Maintenance_A_Achievable Economic UCT Potential | F4 | Industrial | Industrial - ID | Existing | Space Heating | Natural Gas | Gas Boiler - Maintenance | A | Incremental Energy Savings (MWh or mTherms) | Achievable Economic UCT Potential | 0 | 0 | 0.024945 | 0.017026 | 0.011472 | 0 | 0 | 0 | 0 | 0 | 0 | 0 | 0 | 0 | 0 | 0 | 0 | 0 | 0 | 0 | 0 | 0 | 0 | 0 | 0 | 0 | 0
F5_Industrial_Industrial - ID_Existing_Space Heating_Natural Gas_Gas Boiler - Maintenance_A_Achievable Economic UCT Potential | F5 | Industrial | Industrial - ID | Existing | Space Heating | Natural Gas | Gas Boiler - Maintenance | A | Incremental Summer Peak Savings (MW) | Achievable Economic UCT Potential | 0 | 0 | 0 | 0 | 0 | 0 | 0 | 0 | 0 | 0 | 0 | 0 | 0 | 0 | 0 | 0 | 0 | 0 | 0 | 0 | 0 | 0 | 0 | 0 | 0 | 0 | 0
F6_Industrial_Industrial - ID_Existing_Space Heating_Natural Gas_Gas Boiler - Maintenance_A_Achievable Economic UCT Potential | F6 | Industrial | Industrial - ID | Existing | Space Heating | Natural Gas | Gas Boiler - Maintenance | A | Incremental Winter Peak Savings (MW) | Achievable Economic UCT Potential | 0 | 0 | 0 | 0 | 0 | 0 | 0 | 0 | 0 | 0 | 0 | 0 | 0 | 0 | 0 | 0 | 0 | 0 | 0 | 0 | 0 | 0 | 0 | 0 | 0 | 0 | 0
F7_Industrial_Industrial - ID_Existing_Space Heating_Natural Gas_Gas Boiler - Maintenance_A_Achievable Economic UCT Potential | F7 | Industrial | Industrial - ID | Existing | Space Heating | Natural Gas | Gas Boiler - Maintenance | A | Cumulative Energy Savings (MWh or mTherms) | Achievable Economic UCT Potential | 0 | 0 | 0.024945 | 0.041744 | 0.052813 | 0.052271 | 0.051691 | 0.051154 | 0.050582 | 0.04997 | 0.049321 | 0.048641 | 0.047947 | 0.047257 | 0.046578 | 0.045928 | 0.04532 | 0.044861 | 0.04446 | 0.044115 | 0.043818 | 0.043553 | 0.043365 | 0.043182 | 0.043002 | 0.042824 | 0.042647
F8_Industrial_Industrial - ID_Existing_Space Heating_Natural Gas_Gas Boiler - Maintenance_A_Achievable Economic UCT Potential | F8 | Industrial | Industrial - ID | Existing | Space Heating | Natural Gas | Gas Boiler - Maintenance | A | Cumulative Summer Peak Savings (MW) | Achievable Economic UCT Potential | 0 | 0 | 0 | 0 | 0 | 0 | 0 | 0 | 0 | 0 | 0 | 0 | 0 | 0 | 0 | 0 | 0 | 0 | 0 | 0 | 0 | 0 | 0 | 0 | 0 | 0 | 0
F9_Industrial_Industrial - ID_Existing_Space Heating_Natural Gas_Gas Boiler - Maintenance_A_Achievable Economic UCT Potential | F9 | Industrial | Industrial - ID | Existing | Space Heating | Natural Gas | Gas Boiler - Maintenance | A | Cumulative Winter Peak Savings (MW) | Achievable Economic UCT Potential | 0 | 0 | 0 | 0 | 0 | 0 | 0 | 0 | 0 | 0 | 0 | 0 | 0 | 0 | 0 | 0 | 0 | 0 | 0 | 0 | 0 | 0 | 0 | 0 | 0 | 0 | 0
F10_Industrial_Industrial - ID_Existing_Space Heating_Natural Gas_Gas Boiler - Maintenance_A_Achievable Economic UCT Potential | F10 | Industrial | Industrial - ID | Existing | Space Heating | Natural Gas | Gas Boiler - Maintenance | A | Purchases (Incremental) | Achievable Economic UCT Potential | 0 | 0 | 35.709 | 24.5977 | 16.7346 | 0 | 0 | 0 | 0 | 0 | 0 | 0 | 0 | 0 | 0 | 0 | 0 | 0 | 0 | 0 | 0 | 0 | 0 | 0 | 0 | 0 | 0
F11_Industrial_Industrial - ID_Existing_Space Heating_Natural Gas_Gas Boiler - Maintenance_A_Achievable Economic UCT Potential | F11 | Industrial | Industrial - ID | Existing | Space Heating | Natural Gas | Gas Boiler - Maintenance | A | Purchases (Cumulative) | Achievable Economic UCT Potential | 0 | 0 | 35.709 | 60.3067 | 77.0412 | 77.0412 | 77.0412 | 77.0412 | 77.0412 | 77.0412 | 77.0412 | 77.0412 | 77.0412 | 77.0412 | 77.0412 | 77.0412 | 77.0412 | 77.0412 | 77.0412 | 77.0412 | 77.0412 | 77.0412 | 77.0412 | 77.0412 | 77.0412 | 77.0412 | 77.0412
F1_Industrial_Industrial - ID_Existing_Space Heating_Natural Gas_Gas Furnace - Maintenance_A_Achievable Economic UCT Potential | F1 | Industrial | Industrial - ID | Existing | Space Heating | Natural Gas | Gas Furnace - Maintenance | A | Integrated Unit Energy Savings (kWh or therms) | Achievable Economic UCT Potential | 0 | 0 | 0.70157 | 0.69554 | 0.68885 | 0.6815 | 0.67336 | 0.66549 | 0.65693 | 0.64764 | 0.63768 | 0.62717 | 0.61635 | 0.60547 | 0.59465 | 0.58412 | 0.57409 | 0.56588 | 0.55835 | 0.55173 | 0.54588 | 0.5406 | 0.53643 | 0.53247 | 0.52869 | 0.52505 | 0.52154
F2_Industrial_Industrial - ID_Existing_Space Heating_Natural Gas_Gas Furnace - Maintenance_A_Achievable Economic UCT Potential | F2 | Industrial | Industrial - ID | Existing | Space Heating | Natural Gas | Gas Furnace - Maintenance | A | Integrated Unit Summer Peak Savings (kW) | Achievable Economic UCT Potential | 0 | 0 | 0 | 0 | 0 | 0 | 0 | 0 | 0 | 0 | 0 | 0 | 0 | 0 | 0 | 0 | 0 | 0 | 0 | 0 | 0 | 0 | 0 | 0 | 0 | 0 | 0
F3_Industrial_Industrial - ID_Existing_Space Heating_Natural Gas_Gas Furnace - Maintenance_A_Achievable Economic UCT Potential | F3 | Industrial | Industrial - ID | Existing | Space Heating | Natural Gas | Gas Furnace - Maintenance | A | Integrated Unit Winter Peak Savings (kW) | Achievable Economic UCT Potential | 0 | 0 | 0 | 0 | 0 | 0 | 0 | 0 | 0 | 0 | 0 | 0 | 0 | 0 | 0 | 0 | 0 | 0 | 0 | 0 | 0 | 0 | 0 | 0 | 0 | 0 | 0
F4_Industrial_Industrial - ID_Existing_Space Heating_Natural Gas_Gas Furnace - Maintenance_A_Achievable Economic UCT Potential | F4 | Industrial | Industrial - ID | Existing | Space Heating | Natural Gas | Gas Furnace - Maintenance | A | Incremental Energy Savings (MWh or mTherms) | Achievable Economic UCT Potential | 0 | 0 | 0.015698 | 0.01072 | 0.0072234 | 0 | 0 | 0 | 0 | 0 | 0 | 0 | 0 | 0 | 0 | 0 | 0 | 0 | 0 | 0 | 0 | 0 | 0 | 0 | 0 | 0 | 0
F5_Industrial_Industrial - ID_Existing_Space Heating_Natural Gas_Gas Furnace - Maintenance_A_Achievable Economic UCT Potential | F5 | Industrial | Industrial - ID | Existing | Space Heating | Natural Gas | Gas Furnace - Maintenance | A | Incremental Summer Peak Savings (MW) | Achievable Economic UCT Potential | 0 | 0 | 0 | 0 | 0 | 0 | 0 | 0 | 0 | 0 | 0 | 0 | 0 | 0 | 0 | 0 | 0 | 0 | 0 | 0 | 0 | 0 | 0 | 0 | 0 | 0 | 0
F6_Industrial_Industrial - ID_Existing_Space Heating_Natural Gas_Gas Furnace - Maintenance_A_Achievable Economic UCT Potential | F6 | Industrial | Industrial - ID | Existing | Space Heating | Natural Gas | Gas Furnace - Maintenance | A | Incremental Winter Peak Savings (MW) | Achievable Economic UCT Potential | 0 | 0 | 0 | 0 | 0 | 0 | 0 | 0 | 0 | 0 | 0 | 0 | 0 | 0 | 0 | 0 | 0 | 0 | 0 | 0 | 0 | 0 | 0 | 0 | 0 | 0 | 0
F7_Industrial_Industrial - ID_Existing_Space Heating_Natural Gas_Gas Furnace - Maintenance_A_Achievable Economic UCT Potential | F7 | Industrial | Industrial - ID | Existing | Space Heating | Natural Gas | Gas Furnace - Maintenance | A | Cumulative Energy Savings (MWh or mTherms) | Achievable Economic UCT Potential | 0 | 0 | 0.015698 | 0.026284 | 0.033254 | 0.032899 | 0.032506 | 0.032127 | 0.031713 | 0.031265 | 0.030784 | 0.030277 | 0.029754 | 0.029229 | 0.028707 | 0.028198 | 0.027714 | 0.027318 | 0.026955 | 0.026635 | 0.026352 | 0.026098 | 0.025896 | 0.025705 | 0.025523 | 0.025347 | 0.025177
F8_Industrial_Industrial - ID_Existing_Space Heating_Natural Gas_Gas Furnace - Maintenance_A_Achievable Economic UCT Potential | F8 | Industrial | Industrial - ID | Existing | Space Heating | Natural Gas | Gas Furnace - Maintenance | A | Cumulative Summer Peak Savings (MW) | Achievable Economic UCT Potential | 0 | 0 | 0 | 0 | 0 | 0 | 0 | 0 | 0 | 0 | 0 | 0 | 0 | 0 | 0 | 0 | 0 | 0 | 0 | 0 | 0 | 0 | 0 | 0 | 0 | 0 | 0
F9_Industrial_Industrial - ID_Existing_Space Heating_Natural Gas_Gas Furnace - Maintenance_A_Achievable Economic UCT Potential | F9 | Industrial | Industrial - ID | Existing | Space Heating | Natural Gas | Gas Furnace - Maintenance | A | Cumulative Winter Peak Savings (MW) | Achievable Economic UCT Potential | 0 | 0 | 0 | 0 | 0 | 0 | 0 | 0 | 0 | 0 | 0 | 0 | 0 | 0 | 0 | 0 | 0 | 0 | 0 | 0 | 0 | 0 | 0 | 0 | 0 | 0 | 0
F10_Industrial_Industrial - ID_Existing_Space Heating_Natural Gas_Gas Furnace - Maintenance_A_Achievable Economic UCT Potential | F10 | Industrial | Industrial - ID | Existing | Space Heating | Natural Gas | Gas Furnace - Maintenance | A | Purchases (Incremental) | Achievable Economic UCT Potential | 0 | 0 | 22.3757 | 15.4132 | 10.4861 | 0 | 0 | 0 | 0 | 0 | 0 | 0 | 0 | 0 | 0 | 0 | 0 | 0 | 0 | 0 | 0 | 0 | 0 | 0 | 0 | 0 | 0
F11_Industrial_Industrial - ID_Existing_Space Heating_Natural Gas_Gas Furnace - Maintenance_A_Achievable Economic UCT Potential | F11 | Industrial | Industrial - ID | Existing | Space Heating | Natural Gas | Gas Furnace - Maintenance | A | Purchases (Cumulative) | Achievable Economic UCT Potential | 0 | 0 | 22.3757 | 37.7889 | 48.275 | 48.275 | 48.275 | 48.275 | 48.275 | 48.275 | 48.275 | 48.275 | 48.275 | 48.275 | 48.275 | 48.275 | 48.275 | 48.275 | 48.275 | 48.275 | 48.275 | 48.275 | 48.275 | 48.275 | 48.275 | 48.275 | 48.275
F1_Industrial_Industrial - ID_Existing_Space Heating_Natural Gas_Gas Furnace - Tube Inserts_A_Achievable Economic UCT Potential | F1 | Industrial | Industrial - ID | Existing | Space Heating | Natural Gas | Gas Furnace - Tube Inserts | A | Integrated Unit Energy Savings (kWh or therms) | Achievable Economic UCT Potential | 0 | 0 | 0 | 0 | 0 | 0 | 0 | 0 | 0 | 0 | 0 | 0 | 0 | 0 | 0 | 0 | 0 | 0 | 0 | 0 | 0 | 0 | 0 | 0 | 0 | 0 | 0
F2_Industrial_Industrial - ID_Existing_Space Heating_Natural Gas_Gas Furnace - Tube Inserts_A_Achievable Economic UCT Potential | F2 | Industrial | Industrial - ID | Existing | Space Heating | Natural Gas | Gas Furnace - Tube Inserts | A | Integrated Unit Summer Peak Savings (kW) | Achievable Economic UCT Potential | 0 | 0 | 0 | 0 | 0 | 0 | 0 | 0 | 0 | 0 | 0 | 0 | 0 | 0 | 0 | 0 | 0 | 0 | 0 | 0 | 0 | 0 | 0 | 0 | 0 | 0 | 0
F3_Industrial_Industrial - ID_Existing_Space Heating_Natural Gas_Gas Furnace - Tube Inserts_A_Achievable Economic UCT Potential | F3 | Industrial | Industrial - ID | Existing | Space Heating | Natural Gas | Gas Furnace - Tube Inserts | A | Integrated Unit Winter Peak Savings (kW) | Achievable Economic UCT Potential | 0 | 0 | 0 | 0 | 0 | 0 | 0 | 0 | 0 | 0 | 0 | 0 | 0 | 0 | 0 | 0 | 0 | 0 | 0 | 0 | 0 | 0 | 0 | 0 | 0 | 0 | 0
F4_Industrial_Industrial - ID_Existing_Space Heating_Natural Gas_Gas Furnace - Tube Inserts_A_Achievable Economic UCT Potential | F4 | Industrial | Industrial - ID | Existing | Space Heating | Natural Gas | Gas Furnace - Tube Inserts | A | Incremental Energy Savings (MWh or mTherms) | Achievable Economic UCT Potential | 0 | 0 | 0 | 0 | 0 | 0 | 0 | 0 | 0 | 0 | 0 | 0 | 0 | 0 | 0 | 0 | 0 | 0 | 0 | 0 | 0 | 0 | 0 | 0 | 0 | 0 | 0
F5_Industrial_Industrial - ID_Existing_Space Heating_Natural Gas_Gas Furnace - Tube Inserts_A_Achievable Economic UCT Potential | F5 | Industrial | Industrial - ID | Existing | Space Heating | Natural Gas | Gas Furnace - Tube Inserts | A | Incremental Summer Peak Savings (MW) | Achievable Economic UCT Potential | 0 | 0 | 0 | 0 | 0 | 0 | 0 | 0 | 0 | 0 | 0 | 0 | 0 | 0 | 0 | 0 | 0 | 0 | 0 | 0 | 0 | 0 | 0 | 0 | 0 | 0 | 0
F6_Industrial_Industrial - ID_Existing_Space Heating_Natural Gas_Gas Furnace - Tube Inserts_A_Achievable Economic UCT Potential | F6 | Industrial | Industrial - ID | Existing | Space Heating | Natural Gas | Gas Furnace - Tube Inserts | A | Incremental Winter Peak Savings (MW) | Achievable Economic UCT Potential | 0 | 0 | 0 | 0 | 0 | 0 | 0 | 0 | 0 | 0 | 0 | 0 | 0 | 0 | 0 | 0 | 0 | 0 | 0 | 0 | 0 | 0 | 0 | 0 | 0 | 0 | 0
F7_Industrial_Industrial - ID_Existing_Space Heating_Natural Gas_Gas Furnace - Tube Inserts_A_Achievable Economic UCT Potential | F7 | Industrial | Industrial - ID | Existing | Space Heating | Natural Gas | Gas Furnace - Tube Inserts | A | Cumulative Energy Savings (MWh or mTherms) | Achievable Economic UCT Potential | 0 | 0 | 0 | 0 | 0 | 0 | 0 | 0 | 0 | 0 | 0 | 0 | 0 | 0 | 0 | 0 | 0 | 0 | 0 | 0 | 0 | 0 | 0 | 0 | 0 | 0 | 0
F8_Industrial_Industrial - ID_Existing_Space Heating_Natural Gas_Gas Furnace - Tube Inserts_A_Achievable Economic UCT Potential | F8 | Industrial | Industrial - ID | Existing | Space Heating | Natural Gas | Gas Furnace - Tube Inserts | A | Cumulative Summer Peak Savings (MW) | Achievable Economic UCT Potential | 0 | 0 | 0 | 0 | 0 | 0 | 0 | 0 | 0 | 0 | 0 | 0 | 0 | 0 | 0 | 0 | 0 | 0 | 0 | 0 | 0 | 0 | 0 | 0 | 0 | 0 | 0
F9_Industrial_Industrial - ID_Existing_Space Heating_Natural Gas_Gas Furnace - Tube Inserts_A_Achievable Economic UCT Potential | F9 | Industrial | Industrial - ID | Existing | Space Heating | Natural Gas | Gas Furnace - Tube Inserts | A | Cumulative Winter Peak Savings (MW) | Achievable Economic UCT Potential | 0 | 0 | 0 | 0 | 0 | 0 | 0 | 0 | 0 | 0 | 0 | 0 | 0 | 0 | 0 | 0 | 0 | 0 | 0 | 0 | 0 | 0 | 0 | 0 | 0 | 0 | 0
F10_Industrial_Industrial - ID_Existing_Space Heating_Natural Gas_Gas Furnace - Tube Inserts_A_Achievable Economic UCT Potential | F10 | Industrial | Industrial - ID | Existing | Space Heating | Natural Gas | Gas Furnace - Tube Inserts | A | Purchases (Incremental) | Achievable Economic UCT Potential | 0 | 0 | 0 | 0 | 0 | 0 | 0 | 0 | 0 | 0 | 0 | 0 | 0 | 0 | 0 | 0 | 0 | 0 | 0 | 0 | 0 | 0 | 0 | 0 | 0 | 0 | 0
F11_Industrial_Industrial - ID_Existing_Space Heating_Natural Gas_Gas Furnace - Tube Inserts_A_Achievable Economic UCT Potential | F11 | Industrial | Industrial - ID | Existing | Space Heating | Natural Gas | Gas Furnace - Tube Inserts | A | Purchases (Cumulative) | Achievable Economic UCT Potential | 0 | 0 | 0 | 0 | 0 | 0 | 0 | 0 | 0 | 0 | 0 | 0 | 0 | 0 | 0 | 0 | 0 | 0 | 0 | 0 | 0 | 0 | 0 | 0 | 0 | 0 | 0
F1_Industrial_Industrial - ID_Existing_Space Heating_Natural Gas_Gas Boiler - Burner Control Optimization_A_Achievable Economic UCT Potential | F1 | Industrial | Industrial - ID | Existing | Space Heating | Natural Gas | Gas Boiler - Burner Control Optimization | A | Integrated Unit Energy Savings (kWh or therms) | Achievable Economic UCT Potential | 0 | 0 | 0.33829 | 0.33591 | 0.33344 | 0.33086 | 0.32816 | 0.32582 | 0.32336 | 0.32075 | 0.31803 | 0.31521 | 0.31233 | 0.30946 | 0.30662 | 0.30389 | 0.30129 | 0.29949 | 0.2979 | 0.29651 | 0.29529 | 0.2942 | 0.2933 | 0.29245 | 0.29162 | 0.29081 | 0.29
F2_Industrial_Industrial - ID_Existing_Space Heating_Natural Gas_Gas Boiler - Burner Control Optimization_A_Achievable Economic UCT Potential | F2 | Industrial | Industrial - ID | Existing | Space Heating | Natural Gas | Gas Boiler - Burner Control Optimization | A | Integrated Unit Summer Peak Savings (kW) | Achievable Economic UCT Potential | 0 | 0 | 0 | 0 | 0 | 0 | 0 | 0 | 0 | 0 | 0 | 0 | 0 | 0 | 0 | 0 | 0 | 0 | 0 | 0 | 0 | 0 | 0 | 0 | 0 | 0 | 0
F3_Industrial_Industrial - ID_Existing_Space Heating_Natural Gas_Gas Boiler - Burner Control Optimization_A_Achievable Economic UCT Potential | F3 | Industrial | Industrial - ID | Existing | Space Heating | Natural Gas | Gas Boiler - Burner Control Optimization | A | Integrated Unit Winter Peak Savings (kW) | Achievable Economic UCT Potential | 0 | 0 | 0 | 0 | 0 | 0 | 0 | 0 | 0 | 0 | 0 | 0 | 0 | 0 | 0 | 0 | 0 | 0 | 0 | 0 | 0 | 0 | 0 | 0 | 0 | 0 | 0
F4_Industrial_Industrial - ID_Existing_Space Heating_Natural Gas_Gas Boiler - Burner Control Optimization_A_Achievable Economic UCT Potential | F4 | Industrial | Industrial - ID | Existing | Space Heating | Natural Gas | Gas Boiler - Burner Control Optimization | A | Incremental Energy Savings (MWh or mTherms) | Achievable Economic UCT Potential | 0 | 0 | 0.0024169 | 0.0037074 | 0.0072333 | 0.012344 | 0.018716 | 0.025568 | 0.031738 | 0.036096 | 0.037878 | 0.036895 | 0.033533 | 0.02857 | 0.022911 | 0.017356 | 0.012461 | 0.0085208 | 0.0055529 | 0.0034566 | 0 | 0 | 0 | 0 | 0 | 0 | 0
F5_Industrial_Industrial - ID_Existing_Space Heating_Natural Gas_Gas Boiler - Burner Control Optimization_A_Achievable Economic UCT Potential | F5 | Industrial | Industrial - ID | Existing | Space Heating | Natural Gas | Gas Boiler - Burner Control Optimization | A | Incremental Summer Peak Savings (MW) | Achievable Economic UCT Potential | 0 | 0 | 0 | 0 | 0 | 0 | 0 | 0 | 0 | 0 | 0 | 0 | 0 | 0 | 0 | 0 | 0 | 0 | 0 | 0 | 0 | 0 | 0 | 0 | 0 | 0 | 0
F6_Industrial_Industrial - ID_Existing_Space Heating_Natural Gas_Gas Boiler - Burner Control Optimization_A_Achievable Economic UCT Potential | F6 | Industrial | Industrial - ID | Existing | Space Heating | Natural Gas | Gas Boiler - Burner Control Optimization | A | Incremental Winter Peak Savings (MW) | Achievable Economic UCT Potential | 0 | 0 | 0 | 0 | 0 | 0 | 0 | 0 | 0 | 0 | 0 | 0 | 0 | 0 | 0 | 0 | 0 | 0 | 0 | 0 | 0 | 0 | 0 | 0 | 0 | 0 | 0
F7_Industrial_Industrial - ID_Existing_Space Heating_Natural Gas_Gas Boiler - Burner Control Optimization_A_Achievable Economic UCT Potential | F7 | Industrial | Industrial - ID | Existing | Space Heating | Natural Gas | Gas Boiler - Burner Control Optimization | A | Cumulative Energy Savings (MWh or mTherms) | Achievable Economic UCT Potential | 0 | 0 | 0.0024169 | 0.0061073 | 0.013296 | 0.025537 | 0.044045 | 0.069299 | 0.10051 | 0.1358 | 0.17252 | 0.20789 | 0.23953 | 0.26589 | 0.28637 | 0.30116 | 0.31105 | 0.31771 | 0.32158 | 0.32353 | 0.32221 | 0.32102 | 0.32004 | 0.3191 | 0.3182 | 0.31731 | 0.31644
F8_Industrial_Industrial - ID_Existing_Space Heating_Natural Gas_Gas Boiler - Burner Control Optimization_A_Achievable Economic UCT Potential | F8 | Industrial | Industrial - ID | Existing | Space Heating | Natural Gas | Gas Boiler - Burner Control Optimization | A | Cumulative Summer Peak Savings (MW) | Achievable Economic UCT Potential | 0 | 0 | 0 | 0 | 0 | 0 | 0 | 0 | 0 | 0 | 0 | 0 | 0 | 0 | 0 | 0 | 0 | 0 | 0 | 0 | 0 | 0 | 0 | 0 | 0 | 0 | 0
F9_Industrial_Industrial - ID_Existing_Space Heating_Natural Gas_Gas Boiler - Burner Control Optimization_A_Achievable Economic UCT Potential | F9 | Industrial | Industrial - ID | Existing | Space Heating | Natural Gas | Gas Boiler - Burner Control Optimization | A | Cumulative Winter Peak Savings (MW) | Achievable Economic UCT Potential | 0 | 0 | 0 | 0 | 0 | 0 | 0 | 0 | 0 | 0 | 0 | 0 | 0 | 0 | 0 | 0 | 0 | 0 | 0 | 0 | 0 | 0 | 0 | 0 | 0 | 0 | 0
F10_Industrial_Industrial - ID_Existing_Space Heating_Natural Gas_Gas Boiler - Burner Control Optimization_A_Achievable Economic UCT Potential | F10 | Industrial | Industrial - ID | Existing | Space Heating | Natural Gas | Gas Boiler - Burner Control Optimization | A | Purchases (Incremental) | Achievable Economic UCT Potential | 0 | 0 | 7.1445 | 11.0368 | 21.6931 | 37.3083 | 57.0346 | 78.4717 | 98.1511 | 112.5354 | 119.1024 | 117.0489 | 107.3621 | 92.3222 | 74.7192 | 57.1129 | 41.3576 | 28.4512 | 18.6404 | 11.6576 | 0 | 0 | 0 | 0 | 0 | 0 | 0
F11_Industrial_Industrial - ID_Existing_Space Heating_Natural Gas_Gas Boiler - Burner Control Optimization_A_Achievable Economic UCT Potential | F11 | Industrial | Industrial - ID | Existing | Space Heating | Natural Gas | Gas Boiler - Burner Control Optimization | A | Purchases (Cumulative) | Achievable Economic UCT Potential | 0 | 0 | 7.1445 | 18.1813 | 39.8744 | 77.1827 | 134.2173 | 212.689 | 310.8402 | 423.3755 | 542.4779 | 659.5269 | 766.889 | 859.2112 | 933.9303 | 991.0432 | 1032.4009 | 1060.8521 | 1079.4925 | 1091.1501 | 1091.1501 | 1091.1501 | 1091.1501 | 1091.1501 | 1091.1501 | 1091.1501 | 1091.1501
F1_Industrial_Industrial - ID_Existing_Space Heating_Natural Gas_Gas Boiler - High Turndown Burner_A_Achievable Economic UCT Potential | F1 | Industrial | Industrial - ID | Existing | Space Heating | Natural Gas | Gas Boiler - High Turndown Burner | A | Integrated Unit Energy Savings (kWh or therms) | Achievable Economic UCT Potential | 0 | 0 | 1.167 | 1.1594 | 1.1517 | 1.1437 | 1.1356 | 1.1291 | 1.1225 | 1.1158 | 1.1092 | 1.1026 | 1.0961 | 1.0899 | 1.0838 | 1.0779 | 1.0721 | 1.0686 | 1.0654 | 1.0624 | 1.0595 | 1.0569 | 1.0544 | 1.0521 | 1.05 | 1.0478 | 1.0458
F2_Industrial_Industrial - ID_Existing_Space Heating_Natural Gas_Gas Boiler - High Turndown Burner_A_Achievable Economic UCT Potential | F2 | Industrial | Industrial - ID | Existing | Space Heating | Natural Gas | Gas Boiler - High Turndown Burner | A | Integrated Unit Summer Peak Savings (kW) | Achievable Economic UCT Potential | 0 | 0 | 0 | 0 | 0 | 0 | 0 | 0 | 0 | 0 | 0 | 0 | 0 | 0 | 0 | 0 | 0 | 0 | 0 | 0 | 0 | 0 | 0 | 0 | 0 | 0 | 0
F3_Industrial_Industrial - ID_Existing_Space Heating_Natural Gas_Gas Boiler - High Turndown Burner_A_Achievable Economic UCT Potential | F3 | Industrial | Industrial - ID | Existing | Space Heating | Natural Gas | Gas Boiler - High Turndown Burner | A | Integrated Unit Winter Peak Savings (kW) | Achievable Economic UCT Potential | 0 | 0 | 0 | 0 | 0 | 0 | 0 | 0 | 0 | 0 | 0 | 0 | 0 | 0 | 0 | 0 | 0 | 0 | 0 | 0 | 0 | 0 | 0 | 0 | 0 | 0 | 0
F4_Industrial_Industrial - ID_Existing_Space Heating_Natural Gas_Gas Boiler - High Turndown Burner_A_Achievable Economic UCT Potential | F4 | Industrial | Industrial - ID | Existing | Space Heating | Natural Gas | Gas Boiler - High Turndown Burner | A | Incremental Energy Savings (MWh or mTherms) | Achievable Economic UCT Potential | 0 | 0 | 0.051516 | 0.050297 | 0.049098 | 0.04792 | 0.046761 | 0.041122 | 0.032141 | 0.025119 | 0.019631 | 0.015342 | 0.011992 | 0.0093742 | 0.007329 | 0.0057306 | 0.0044812 | 0 | 0 | 0 | 0 | 0 | 0 | 0 | 0 | 0 | 0
F5_Industrial_Industrial - ID_Existing_Space Heating_Natural Gas_Gas Boiler - High Turndown Burner_A_Achievable Economic UCT Potential | F5 | Industrial | Industrial - ID | Existing | Space Heating | Natural Gas | Gas Boiler - High Turndown Burner | A | Incremental Summer Peak Savings (MW) | Achievable Economic UCT Potential | 0 | 0 | 0 | 0 | 0 | 0 | 0 | 0 | 0 | 0 | 0 | 0 | 0 | 0 | 0 | 0 | 0 | 0 | 0 | 0 | 0 | 0 | 0 | 0 | 0 | 0 | 0
F6_Industrial_Industrial - ID_Existing_Space Heating_Natural Gas_Gas Boiler - High Turndown Burner_A_Achievable Economic UCT Potential | F6 | Industrial | Industrial - ID | Existing | Space Heating | Natural Gas | Gas Boiler - High Turndown Burner | A | Incremental Winter Peak Savings (MW) | Achievable Economic UCT Potential | 0 | 0 | 0 | 0 | 0 | 0 | 0 | 0 | 0 | 0 | 0 | 0 | 0 | 0 | 0 | 0 | 0 | 0 | 0 | 0 | 0 | 0 | 0 | 0 | 0 | 0 | 0
F7_Industrial_Industrial - ID_Existing_Space Heating_Natural Gas_Gas Boiler - High Turndown Burner_A_Achievable Economic UCT Potential | F7 | Industrial | Industrial - ID | Existing | Space Heating | Natural Gas | Gas Boiler - High Turndown Burner | A | Cumulative Energy Savings (MWh or mTherms) | Achievable Economic UCT Potential | 0 | 0 | 0.051516 | 0.10148 | 0.14989 | 0.19678 | 0.24215 | 0.28189 | 0.31237 | 0.33563 | 0.35326 | 0.3665 | 0.37636 | 0.38358 | 0.38878 | 0.39238 | 0.39476 | 0.39348 | 0.39229 | 0.39117 | 0.39012 | 0.38915 | 0.38825 | 0.3874 | 0.3866 | 0.38582 | 0.38506
F8_Industrial_Industrial - ID_Existing_Space Heating_Natural Gas_Gas Boiler - High Turndown Burner_A_Achievable Economic UCT Potential | F8 | Industrial | Industrial - ID | Existing | Space Heating | Natural Gas | Gas Boiler - High Turndown Burner | A | Cumulative Summer Peak Savings (MW) | Achievable Economic UCT Potential | 0 | 0 | 0 | 0 | 0 | 0 | 0 | 0 | 0 | 0 | 0 | 0 | 0 | 0 | 0 | 0 | 0 | 0 | 0 | 0 | 0 | 0 | 0 | 0 | 0 | 0 | 0
F9_Industrial_Industrial - ID_Existing_Space Heating_Natural Gas_Gas Boiler - High Turndown Burner_A_Achievable Economic UCT Potential | F9 | Industrial | Industrial - ID | Existing | Space Heating | Natural Gas | Gas Boiler - High Turndown Burner | A | Cumulative Winter Peak Savings (MW) | Achievable Economic UCT Potential | 0 | 0 | 0 | 0 | 0 | 0 | 0 | 0 | 0 | 0 | 0 | 0 | 0 | 0 | 0 | 0 | 0 | 0 | 0 | 0 | 0 | 0 | 0 | 0 | 0 | 0 | 0
F10_Industrial_Industrial - ID_Existing_Space Heating_Natural Gas_Gas Boiler - High Turndown Burner_A_Achievable Economic UCT Potential | F10 | Industrial | Industrial - ID | Existing | Space Heating | Natural Gas | Gas Boiler - High Turndown Burner | A | Purchases (Incremental) | Achievable Economic UCT Potential | 0 | 0 | 44.1419 | 43.3808 | 42.6329 | 41.8978 | 41.1754 | 36.419 | 28.6328 | 22.5113 | 17.6986 | 13.9147 | 10.9399 | 8.601 | 6.7622 | 5.3165 | 4.1798 | 0 | 0 | 0 | 0 | 0 | 0 | 0 | 0 | 0 | 0
F11_Industrial_Industrial - ID_Existing_Space Heating_Natural Gas_Gas Boiler - High Turndown Burner_A_Achievable Economic UCT Potential | F11 | Industrial | Industrial - ID | Existing | Space Heating | Natural Gas | Gas Boiler - High Turndown Burner | A | Purchases (Cumulative) | Achievable Economic UCT Potential | 0 | 0 | 44.1419 | 87.5227 | 130.1555 | 172.0534 | 213.2288 | 249.6478 | 278.2806 | 300.7919 | 318.4905 | 332.4052 | 343.3451 | 351.9461 | 358.7083 | 364.0247 | 368.2045 | 368.2045 | 368.2045 | 368.2045 | 368.2045 | 368.2045 | 368.2045 | 368.2045 | 368.2045 | 368.2045 | 368.2045
F1_Industrial_Industrial - ID_Existing_Space Heating_Natural Gas_Gas Boiler - Hot Water Reset_A_Achievable Economic UCT Potential | F1 | Industrial | Industrial - ID | Existing | Space Heating | Natural Gas | Gas Boiler - Hot Water Reset | A | Integrated Unit Energy Savings (kWh or therms) | Achievable Economic UCT Potential | 0 | 0 | 1245.61 | 1238.3384 | 1231.0016 | 1223.5951 | 1216.1138 | 1210.4512 | 1204.7639 | 1199.0391 | 1193.2867 | 1187.5176 | 1181.7507 | 1176.0011 | 1170.2885 | 1164.6338 | 1159.0562 | 1155.6091 | 1152.4167 | 1149.4318 | 1146.6612 | 1144.1113 | 1141.766 | 1139.6005 | 1137.565 | 1135.5959 | 1133.6851
F2_Industrial_Industrial - ID_Existing_Space Heating_Natural Gas_Gas Boiler - Hot Water Reset_A_Achievable Economic UCT Potential | F2 | Industrial | Industrial - ID | Existing | Space Heating | Natural Gas | Gas Boiler - Hot Water Reset | A | Integrated Unit Summer Peak Savings (kW) | Achievable Economic UCT Potential | 0 | 0 | 0 | 0 | 0 | 0 | 0 | 0 | 0 | 0 | 0 | 0 | 0 | 0 | 0 | 0 | 0 | 0 | 0 | 0 | 0 | 0 | 0 | 0 | 0 | 0 | 0
F3_Industrial_Industrial - ID_Existing_Space Heating_Natural Gas_Gas Boiler - Hot Water Reset_A_Achievable Economic UCT Potential | F3 | Industrial | Industrial - ID | Existing | Space Heating | Natural Gas | Gas Boiler - Hot Water Reset | A | Integrated Unit Winter Peak Savings (kW) | Achievable Economic UCT Potential | 0 | 0 | 0 | 0 | 0 | 0 | 0 | 0 | 0 | 0 | 0 | 0 | 0 | 0 | 0 | 0 | 0 | 0 | 0 | 0 | 0 | 0 | 0 | 0 | 0 | 0 | 0
F4_Industrial_Industrial - ID_Existing_Space Heating_Natural Gas_Gas Boiler - Hot Water Reset_A_Achievable Economic UCT Potential | F4 | Industrial | Industrial - ID | Existing | Space Heating | Natural Gas | Gas Boiler - Hot Water Reset | A | Incremental Energy Savings (MWh or mTherms) | Achievable Economic UCT Potential | 0 | 0 | 0.043233 | 0.051863 | 0.062002 | 0.070308 | 0.07833 | 0.08958 | 0.096122 | 0.096044 | 0.088523 | 0.074419 | 0.056321 | 0.036454 | 0.020701 | 0.0097478 | 0.0040336 | 0.0014372 | 0.00043995 | 9.3992e-05 | 1.5147e-05 | 1.7828e-06 | 0 | 0 | 0 | 0 | 0
F5_Industrial_Industrial - ID_Existing_Space Heating_Natural Gas_Gas Boiler - Hot Water Reset_A_Achievable Economic UCT Potential | F5 | Industrial | Industrial - ID | Existing | Space Heating | Natural Gas | Gas Boiler - Hot Water Reset | A | Incremental Summer Peak Savings (MW) | Achievable Economic UCT Potential | 0 | 0 | 0 | 0 | 0 | 0 | 0 | 0 | 0 | 0 | 0 | 0 | 0 | 0 | 0 | 0 | 0 | 0 | 0 | 0 | 0 | 0 | 0 | 0 | 0 | 0 | 0
F6_Industrial_Industrial - ID_Existing_Space Heating_Natural Gas_Gas Boiler - Hot Water Reset_A_Achievable Economic UCT Potential | F6 | Industrial | Industrial - ID | Existing | Space Heating | Natural Gas | Gas Boiler - Hot Water Reset | A | Incremental Winter Peak Savings (MW) | Achievable Economic UCT Potential | 0 | 0 | 0 | 0 | 0 | 0 | 0 | 0 | 0 | 0 | 0 | 0 | 0 | 0 | 0 | 0 | 0 | 0 | 0 | 0 | 0 | 0 | 0 | 0 | 0 | 0 | 0
F7_Industrial_Industrial - ID_Existing_Space Heating_Natural Gas_Gas Boiler - Hot Water Reset_A_Achievable Economic UCT Potential | F7 | Industrial | Industrial - ID | Existing | Space Heating | Natural Gas | Gas Boiler - Hot Water Reset | A | Cumulative Energy Savings (MWh or mTherms) | Achievable Economic UCT Potential | 0 | 0 | 0.043233 | 0.094844 | 0.15628 | 0.22565 | 0.3026 | 0.39077 | 0.48506 | 0.5788 | 0.66454 | 0.73575 | 0.7885 | 0.82112 | 0.83783 | 0.84353 | 0.84352 | 0.84245 | 0.84056 | 0.83848 | 0.83647 | 0.83462 | 0.8329 | 0.83132 | 0.82984 | 0.8284 | 0.82701
F8_Industrial_Industrial - ID_Existing_Space Heating_Natural Gas_Gas Boiler - Hot Water Reset_A_Achievable Economic UCT Potential | F8 | Industrial | Industrial - ID | Existing | Space Heating | Natural Gas | Gas Boiler - Hot Water Reset | A | Cumulative Summer Peak Savings (MW) | Achievable Economic UCT Potential | 0 | 0 | 0 | 0 | 0 | 0 | 0 | 0 | 0 | 0 | 0 | 0 | 0 | 0 | 0 | 0 | 0 | 0 | 0 | 0 | 0 | 0 | 0 | 0 | 0 | 0 | 0
F9_Industrial_Industrial - ID_Existing_Space Heating_Natural Gas_Gas Boiler - Hot Water Reset_A_Achievable Economic UCT Potential | F9 | Industrial | Industrial - ID | Existing | Space Heating | Natural Gas | Gas Boiler - Hot Water Reset | A | Cumulative Winter Peak Savings (MW) | Achievable Economic UCT Potential | 0 | 0 | 0 | 0 | 0 | 0 | 0 | 0 | 0 | 0 | 0 | 0 | 0 | 0 | 0 | 0 | 0 | 0 | 0 | 0 | 0 | 0 | 0 | 0 | 0 | 0 | 0
F10_Industrial_Industrial - ID_Existing_Space Heating_Natural Gas_Gas Boiler - Hot Water Reset_A_Achievable Economic UCT Potential | F10 | Industrial | Industrial - ID | Existing | Space Heating | Natural Gas | Gas Boiler - Hot Water Reset | A | Purchases (Incremental) | Achievable Economic UCT Potential | 0 | 0 | 0.034708 | 0.041881 | 0.050367 | 0.05746 | 0.06441 | 0.074005 | 0.079785 | 0.080101 | 0.074184 | 0.062668 | 0.047659 | 0.030998 | 0.017688 | 0.0083698 | 0.00348 | 0.0012436 | 0.00038176 | 8.1772e-05 | 1.3209e-05 | 1.5582e-06 | 0 | 0 | 0 | 0 | 0
F11_Industrial_Industrial - ID_Existing_Space Heating_Natural Gas_Gas Boiler - Hot Water Reset_A_Achievable Economic UCT Potential | F11 | Industrial | Industrial - ID | Existing | Space Heating | Natural Gas | Gas Boiler - Hot Water Reset | A | Purchases (Cumulative) | Achievable Economic UCT Potential | 0 | 0 | 0.034708 | 0.07659 | 0.12696 | 0.18442 | 0.24883 | 0.32283 | 0.40262 | 0.48272 | 0.5569 | 0.61957 | 0.66723 | 0.69823 | 0.71592 | 0.72429 | 0.72777 | 0.72901 | 0.72939 | 0.72947 | 0.72949 | 0.72949 | 0.72949 | 0.72949 | 0.72949 | 0.72949 | 0.72949
F1_Industrial_Industrial - ID_Existing_Space Heating_Natural Gas_Gas Boiler - Insulate Hot Water Lines_A_Achievable Economic UCT Potential | F1 | Industrial | Industrial - ID | Existing | Space Heating | Natural Gas | Gas Boiler - Insulate Hot Water Lines | A | Integrated Unit Energy Savings (kWh or therms) | Achievable Economic UCT Potential | 0 | 0 | 5.2115 | 5.1744 | 5.1356 | 5.0947 | 5.0512 | 5.0126 | 4.9712 | 4.9268 | 4.8799 | 4.8309 | 4.7808 | 4.7305 | 4.6812 | 4.6338 | 4.5893 | 4.5577 | 4.5302 | 4.5065 | 4.4862 | 4.4683 | 4.4537 | 4.4396 | 4.426 | 4.4126 | 4.3993
F2_Industrial_Industrial - ID_Existing_Space Heating_Natural Gas_Gas Boiler - Insulate Hot Water Lines_A_Achievable Economic UCT Potential | F2 | Industrial | Industrial - ID | Existing | Space Heating | Natural Gas | Gas Boiler - Insulate Hot Water Lines | A | Integrated Unit Summer Peak Savings (kW) | Achievable Economic UCT Potential | 0 | 0 | 0 | 0 | 0 | 0 | 0 | 0 | 0 | 0 | 0 | 0 | 0 | 0 | 0 | 0 | 0 | 0 | 0 | 0 | 0 | 0 | 0 | 0 | 0 | 0 | 0
F3_Industrial_Industrial - ID_Existing_Space Heating_Natural Gas_Gas Boiler - Insulate Hot Water Lines_A_Achievable Economic UCT Potential | F3 | Industrial | Industrial - ID | Existing | Space Heating | Natural Gas | Gas Boiler - Insulate Hot Water Lines | A | Integrated Unit Winter Peak Savings (kW) | Achievable Economic UCT Potential | 0 | 0 | 0 | 0 | 0 | 0 | 0 | 0 | 0 | 0 | 0 | 0 | 0 | 0 | 0 | 0 | 0 | 0 | 0 | 0 | 0 | 0 | 0 | 0 | 0 | 0 | 0
F4_Industrial_Industrial - ID_Existing_Space Heating_Natural Gas_Gas Boiler - Insulate Hot Water Lines_A_Achievable Economic UCT Potential | F4 | Industrial | Industrial - ID | Existing | Space Heating | Natural Gas | Gas Boiler - Insulate Hot Water Lines | A | Incremental Energy Savings (MWh or mTherms) | Achievable Economic UCT Potential | 0 | 0 | 0.02993 | 0.029205 | 0.028486 | 0.027772 | 0.02706 | 0.02639 | 0.025721 | 0.025052 | 0.024385 | 0.023724 | 0.023073 | 0 | 0 | 0 | 0 | 0 | 0 | 0 | 0 | 0 | 0 | 0 | 0 | 0 | 0
F5_Industrial_Industrial - ID_Existing_Space Heating_Natural Gas_Gas Boiler - Insulate Hot Water Lines_A_Achievable Economic UCT Potential | F5 | Industrial | Industrial - ID | Existing | Space Heating | Natural Gas | Gas Boiler - Insulate Hot Water Lines | A | Incremental Summer Peak Savings (MW) | Achievable Economic UCT Potential | 0 | 0 | 0 | 0 | 0 | 0 | 0 | 0 | 0 | 0 | 0 | 0 | 0 | 0 | 0 | 0 | 0 | 0 | 0 | 0 | 0 | 0 | 0 | 0 | 0 | 0 | 0
F6_Industrial_Industrial - ID_Existing_Space Heating_Natural Gas_Gas Boiler - Insulate Hot Water Lines_A_Achievable Economic UCT Potential | F6 | Industrial | Industrial - ID | Existing | Space Heating | Natural Gas | Gas Boiler - Insulate Hot Water Lines | A | Incremental Winter Peak Savings (MW) | Achievable Economic UCT Potential | 0 | 0 | 0 | 0 | 0 | 0 | 0 | 0 | 0 | 0 | 0 | 0 | 0 | 0 | 0 | 0 | 0 | 0 | 0 | 0 | 0 | 0 | 0 | 0 | 0 | 0 | 0
F7_Industrial_Industrial - ID_Existing_Space Heating_Natural Gas_Gas Boiler - Insulate Hot Water Lines_A_Achievable Economic UCT Potential | F7 | Industrial | Industrial - ID | Existing | Space Heating | Natural Gas | Gas Boiler - Insulate Hot Water Lines | A | Cumulative Energy Savings (MWh or mTherms) | Achievable Economic UCT Potential | 0 | 0 | 0.02993 | 0.058922 | 0.086965 | 0.11404 | 0.14013 | 0.16545 | 0.1898 | 0.21316 | 0.23552 | 0.25688 | 0.27729 | 0.27437 | 0.27151 | 0.26876 | 0.26618 | 0.26435 | 0.26275 | 0.26138 | 0.2602 | 0.25916 | 0.25831 | 0.2575 | 0.25671 | 0.25593 | 0.25516
F8_Industrial_Industrial - ID_Existing_Space Heating_Natural Gas_Gas Boiler - Insulate Hot Water Lines_A_Achievable Economic UCT Potential | F8 | Industrial | Industrial - ID | Existing | Space Heating | Natural Gas | Gas Boiler - Insulate Hot Water Lines | A | Cumulative Summer Peak Savings (MW) | Achievable Economic UCT Potential | 0 | 0 | 0 | 0 | 0 | 0 | 0 | 0 | 0 | 0 | 0 | 0 | 0 | 0 | 0 | 0 | 0 | 0 | 0 | 0 | 0 | 0 | 0 | 0 | 0 | 0 | 0
F9_Industrial_Industrial - ID_Existing_Space Heating_Natural Gas_Gas Boiler - Insulate Hot Water Lines_A_Achievable Economic UCT Potential | F9 | Industrial | Industrial - ID | Existing | Space Heating | Natural Gas | Gas Boiler - Insulate Hot Water Lines | A | Cumulative Winter Peak Savings (MW) | Achievable Economic UCT Potential | 0 | 0 | 0 | 0 | 0 | 0 | 0 | 0 | 0 | 0 | 0 | 0 | 0 | 0 | 0 | 0 | 0 | 0 | 0 | 0 | 0 | 0 | 0 | 0 | 0 | 0 | 0
F10_Industrial_Industrial - ID_Existing_Space Heating_Natural Gas_Gas Boiler - Insulate Hot Water Lines_A_Achievable Economic UCT Potential | F10 | Industrial | Industrial - ID | Existing | Space Heating | Natural Gas | Gas Boiler - Insulate Hot Water Lines | A | Purchases (Incremental) | Achievable Economic UCT Potential | 0 | 0 | 5.7431 | 5.6441 | 5.5468 | 5.4511 | 5.3572 | 5.2648 | 5.174 | 5.0848 | 4.9971 | 4.911 | 4.8263 | 0 | 0 | 0 | 0 | 0 | 0 | 0 | 0 | 0 | 0 | 0 | 0 | 0 | 0
F11_Industrial_Industrial - ID_Existing_Space Heating_Natural Gas_Gas Boiler - Insulate Hot Water Lines_A_Achievable Economic UCT Potential | F11 | Industrial | Industrial - ID | Existing | Space Heating | Natural Gas | Gas Boiler - Insulate Hot Water Lines | A | Purchases (Cumulative) | Achievable Economic UCT Potential | 0 | 0 | 5.7431 | 11.3872 | 16.934 | 22.3851 | 27.7423 | 33.0071 | 38.1811 | 43.2659 | 48.263 | 53.174 | 58.0003 | 58.0003 | 58.0003 | 58.0003 | 58.0003 | 58.0003 | 58.0003 | 58.0003 | 58.0003 | 58.0003 | 58.0003 | 58.0003 | 58.0003 | 58.0003 | 58.0003
F1_Industrial_Industrial - ID_Existing_Space Heating_Natural Gas_Gas Boiler - Insulate Steam Lines/Condensate Tank_A_Achievable Economic UCT Potential | F1 | Industrial | Industrial - ID | Existing | Space Heating | Natural Gas | Gas Boiler - Insulate Steam Lines/Condensate Tank | A | Integrated Unit Energy Savings (kWh or therms) | Achievable Economic UCT Potential | 0 | 0 | 7.7909 | 7.7425 | 7.6931 | 7.6427 | 7.5912 | 7.5502 | 7.5086 | 7.4665 | 7.4245 | 7.3832 | 7.3428 | 7.3038 | 7.2659 | 7.2291 | 7.1931 | 7.1706 | 7.1496 | 7.13 | 7.1116 | 7.0947 | 7.0789 | 7.0643 | 7.0505 | 7.0371 | 7.024
F2_Industrial_Industrial - ID_Existing_Space Heating_Natural Gas_Gas Boiler - Insulate Steam Lines/Condensate Tank_A_Achievable Economic UCT Potential | F2 | Industrial | Industrial - ID | Existing | Space Heating | Natural Gas | Gas Boiler - Insulate Steam Lines/Condensate Tank | A | Integrated Unit Summer Peak Savings (kW) | Achievable Economic UCT Potential | 0 | 0 | 0 | 0 | 0 | 0 | 0 | 0 | 0 | 0 | 0 | 0 | 0 | 0 | 0 | 0 | 0 | 0 | 0 | 0 | 0 | 0 | 0 | 0 | 0 | 0 | 0
F3_Industrial_Industrial - ID_Existing_Space Heating_Natural Gas_Gas Boiler - Insulate Steam Lines/Condensate Tank_A_Achievable Economic UCT Potential | F3 | Industrial | Industrial - ID | Existing | Space Heating | Natural Gas | Gas Boiler - Insulate Steam Lines/Condensate Tank | A | Integrated Unit Winter Peak Savings (kW) | Achievable Economic UCT Potential | 0 | 0 | 0 | 0 | 0 | 0 | 0 | 0 | 0 | 0 | 0 | 0 | 0 | 0 | 0 | 0 | 0 | 0 | 0 | 0 | 0 | 0 | 0 | 0 | 0 | 0 | 0
F4_Industrial_Industrial - ID_Existing_Space Heating_Natural Gas_Gas Boiler - Insulate Steam Lines/Condensate Tank_A_Achievable Economic UCT Potential | F4 | Industrial | Industrial - ID | Existing | Space Heating | Natural Gas | Gas Boiler - Insulate Steam Lines/Condensate Tank | A | Incremental Energy Savings (MWh or mTherms) | Achievable Economic UCT Potential | 0 | 0 | 0.044744 | 0.0437 | 0.042672 | 0.041661 | 0.040667 | 0.03975 | 0.038849 | 0.037966 | 0.037101 | 0.036259 | 0.035439 | 0.034643 | 0.033869 | 0.033116 | 0.032383 | 0 | 0 | 0 | 0 | 0 | 0 | 0 | 0 | 0 | 0
F5_Industrial_Industrial - ID_Existing_Space Heating_Natural Gas_Gas Boiler - Insulate Steam Lines/Condensate Tank_A_Achievable Economic UCT Potential | F5 | Industrial | Industrial - ID | Existing | Space Heating | Natural Gas | Gas Boiler - Insulate Steam Lines/Condensate Tank | A | Incremental Summer Peak Savings (MW) | Achievable Economic UCT Potential | 0 | 0 | 0 | 0 | 0 | 0 | 0 | 0 | 0 | 0 | 0 | 0 | 0 | 0 | 0 | 0 | 0 | 0 | 0 | 0 | 0 | 0 | 0 | 0 | 0 | 0 | 0
F6_Industrial_Industrial - ID_Existing_Space Heating_Natural Gas_Gas Boiler - Insulate Steam Lines/Condensate Tank_A_Achievable Economic UCT Potential | F6 | Industrial | Industrial - ID | Existing | Space Heating | Natural Gas | Gas Boiler - Insulate Steam Lines/Condensate Tank | A | Incremental Winter Peak Savings (MW) | Achievable Economic UCT Potential | 0 | 0 | 0 | 0 | 0 | 0 | 0 | 0 | 0 | 0 | 0 | 0 | 0 | 0 | 0 | 0 | 0 | 0 | 0 | 0 | 0 | 0 | 0 | 0 | 0 | 0 | 0
F7_Industrial_Industrial - ID_Existing_Space Heating_Natural Gas_Gas Boiler - Insulate Steam Lines/Condensate Tank_A_Achievable Economic UCT Potential | F7 | Industrial | Industrial - ID | Existing | Space Heating | Natural Gas | Gas Boiler - Insulate Steam Lines/Condensate Tank | A | Cumulative Energy Savings (MWh or mTherms) | Achievable Economic UCT Potential | 0 | 0 | 0.044744 | 0.088166 | 0.13027 | 0.17108 | 0.2106 | 0.24921 | 0.28668 | 0.32304 | 0.35833 | 0.39259 | 0.42589 | 0.45826 | 0.48976 | 0.52039 | 0.55019 | 0.54846 | 0.54686 | 0.54535 | 0.54395 | 0.54265 | 0.54145 | 0.54033 | 0.53928 | 0.53825 | 0.53725
F8_Industrial_Industrial - ID_Existing_Space Heating_Natural Gas_Gas Boiler - Insulate Steam Lines/Condensate Tank_A_Achievable Economic UCT Potential | F8 | Industrial | Industrial - ID | Existing | Space Heating | Natural Gas | Gas Boiler - Insulate Steam Lines/Condensate Tank | A | Cumulative Summer Peak Savings (MW) | Achievable Economic UCT Potential | 0 | 0 | 0 | 0 | 0 | 0 | 0 | 0 | 0 | 0 | 0 | 0 | 0 | 0 | 0 | 0 | 0 | 0 | 0 | 0 | 0 | 0 | 0 | 0 | 0 | 0 | 0
F9_Industrial_Industrial - ID_Existing_Space Heating_Natural Gas_Gas Boiler - Insulate Steam Lines/Condensate Tank_A_Achievable Economic UCT Potential | F9 | Industrial | Industrial - ID | Existing | Space Heating | Natural Gas | Gas Boiler - Insulate Steam Lines/Condensate Tank | A | Cumulative Winter Peak Savings (MW) | Achievable Economic UCT Potential | 0 | 0 | 0 | 0 | 0 | 0 | 0 | 0 | 0 | 0 | 0 | 0 | 0 | 0 | 0 | 0 | 0 | 0 | 0 | 0 | 0 | 0 | 0 | 0 | 0 | 0 | 0
F10_Industrial_Industrial - ID_Existing_Space Heating_Natural Gas_Gas Boiler - Insulate Steam Lines/Condensate Tank_A_Achievable Economic UCT Potential | F10 | Industrial | Industrial - ID | Existing | Space Heating | Natural Gas | Gas Boiler - Insulate Steam Lines/Condensate Tank | A | Purchases (Incremental) | Achievable Economic UCT Potential | 0 | 0 | 5.7431 | 5.6441 | 5.5468 | 5.4511 | 5.3572 | 5.2648 | 5.174 | 5.0848 | 4.9971 | 4.911 | 4.8263 | 4.7431 | 4.6613 | 4.581 | 4.502 | 0 | 0 | 0 | 0 | 0 | 0 | 0 | 0 | 0 | 0
F11_Industrial_Industrial - ID_Existing_Space Heating_Natural Gas_Gas Boiler - Insulate Steam Lines/Condensate Tank_A_Achievable Economic UCT Potential | F11 | Industrial | Industrial - ID | Existing | Space Heating | Natural Gas | Gas Boiler - Insulate Steam Lines/Condensate Tank | A | Purchases (Cumulative) | Achievable Economic UCT Potential | 0 | 0 | 5.7431 | 11.3872 | 16.934 | 22.3851 | 27.7423 | 33.0071 | 38.1811 | 43.2659 | 48.263 | 53.174 | 58.0003 | 62.7434 | 67.4047 | 71.9857 | 76.4877 | 76.4877 | 76.4877 | 76.4877 | 76.4877 | 76.4877 | 76.4877 | 76.4877 | 76.4877 | 76.4877 | 76.4877
F1_Industrial_Industrial - ID_Existing_Space Heating_Natural Gas_Gas Boiler - Stack Economizer_A_Achievable Economic UCT Potential | F1 | Industrial | Industrial - ID | Existing | Space Heating | Natural Gas | Gas Boiler - Stack Economizer | A | Integrated Unit Energy Savings (kWh or therms) | Achievable Economic UCT Potential | 0 | 0 | 1.1183 | 1.1087 | 1.0987 | 1.088 | 1.0766 | 1.066 | 1.0545 | 1.0422 | 1.029 | 1.0151 | 1.0009 | 0.9867 | 0.97272 | 0.95931 | 0.94679 | 0.9373 | 0.92903 | 0.92192 | 0.91582 | 0.9104 | 0.90656 | 0.90284 | 0.8992 | 0.89559 | 0.892
F2_Industrial_Industrial - ID_Existing_Space Heating_Natural Gas_Gas Boiler - Stack Economizer_A_Achievable Economic UCT Potential | F2 | Industrial | Industrial - ID | Existing | Space Heating | Natural Gas | Gas Boiler - Stack Economizer | A | Integrated Unit Summer Peak Savings (kW) | Achievable Economic UCT Potential | 0 | 0 | 0 | 0 | 0 | 0 | 0 | 0 | 0 | 0 | 0 | 0 | 0 | 0 | 0 | 0 | 0 | 0 | 0 | 0 | 0 | 0 | 0 | 0 | 0 | 0 | 0
F3_Industrial_Industrial - ID_Existing_Space Heating_Natural Gas_Gas Boiler - Stack Economizer_A_Achievable Economic UCT Potential | F3 | Industrial | Industrial - ID | Existing | Space Heating | Natural Gas | Gas Boiler - Stack Economizer | A | Integrated Unit Winter Peak Savings (kW) | Achievable Economic UCT Potential | 0 | 0 | 0 | 0 | 0 | 0 | 0 | 0 | 0 | 0 | 0 | 0 | 0 | 0 | 0 | 0 | 0 | 0 | 0 | 0 | 0 | 0 | 0 | 0 | 0 | 0 | 0
F4_Industrial_Industrial - ID_Existing_Space Heating_Natural Gas_Gas Boiler - Stack Economizer_A_Achievable Economic UCT Potential | F4 | Industrial | Industrial - ID | Existing | Space Heating | Natural Gas | Gas Boiler - Stack Economizer | A | Incremental Energy Savings (MWh or mTherms) | Achievable Economic UCT Potential | 0 | 0 | 0.078983 | 0.076956 | 0.074944 | 0.072937 | 0.070927 | 0.062116 | 0.048312 | 0.037538 | 0.029139 | 0.0226 | 0.017519 | 0.013579 | 0.010524 | 0.0081602 | 0.0063319 | 0 | 0 | 0 | 0 | 0 | 0 | 0 | 0 | 0 | 0
F5_Industrial_Industrial - ID_Existing_Space Heating_Natural Gas_Gas Boiler - Stack Economizer_A_Achievable Economic UCT Potential | F5 | Industrial | Industrial - ID | Existing | Space Heating | Natural Gas | Gas Boiler - Stack Economizer | A | Incremental Summer Peak Savings (MW) | Achievable Economic UCT Potential | 0 | 0 | 0 | 0 | 0 | 0 | 0 | 0 | 0 | 0 | 0 | 0 | 0 | 0 | 0 | 0 | 0 | 0 | 0 | 0 | 0 | 0 | 0 | 0 | 0 | 0 | 0
F6_Industrial_Industrial - ID_Existing_Space Heating_Natural Gas_Gas Boiler - Stack Economizer_A_Achievable Economic UCT Potential | F6 | Industrial | Industrial - ID | Existing | Space Heating | Natural Gas | Gas Boiler - Stack Economizer | A | Incremental Winter Peak Savings (MW) | Achievable Economic UCT Potential | 0 | 0 | 0 | 0 | 0 | 0 | 0 | 0 | 0 | 0 | 0 | 0 | 0 | 0 | 0 | 0 | 0 | 0 | 0 | 0 | 0 | 0 | 0 | 0 | 0 | 0 | 0
F7_Industrial_Industrial - ID_Existing_Space Heating_Natural Gas_Gas Boiler - Stack Economizer_A_Achievable Economic UCT Potential | F7 | Industrial | Industrial - ID | Existing | Space Heating | Natural Gas | Gas Boiler - Stack Economizer | A | Cumulative Energy Savings (MWh or mTherms) | Achievable Economic UCT Potential | 0 | 0 | 0.078983 | 0.15526 | 0.2288 | 0.29952 | 0.3673 | 0.4258 | 0.46954 | 0.50158 | 0.52437 | 0.53989 | 0.54984 | 0.55563 | 0.55828 | 0.55874 | 0.55778 | 0.55219 | 0.54731 | 0.54313 | 0.53953 | 0.53634 | 0.53408 | 0.53189 | 0.52975 | 0.52762 | 0.5255
F8_Industrial_Industrial - ID_Existing_Space Heating_Natural Gas_Gas Boiler - Stack Economizer_A_Achievable Economic UCT Potential | F8 | Industrial | Industrial - ID | Existing | Space Heating | Natural Gas | Gas Boiler - Stack Economizer | A | Cumulative Summer Peak Savings (MW) | Achievable Economic UCT Potential | 0 | 0 | 0 | 0 | 0 | 0 | 0 | 0 | 0 | 0 | 0 | 0 | 0 | 0 | 0 | 0 | 0 | 0 | 0 | 0 | 0 | 0 | 0 | 0 | 0 | 0 | 0
F9_Industrial_Industrial - ID_Existing_Space Heating_Natural Gas_Gas Boiler - Stack Economizer_A_Achievable Economic UCT Potential | F9 | Industrial | Industrial - ID | Existing | Space Heating | Natural Gas | Gas Boiler - Stack Economizer | A | Cumulative Winter Peak Savings (MW) | Achievable Economic UCT Potential | 0 | 0 | 0 | 0 | 0 | 0 | 0 | 0 | 0 | 0 | 0 | 0 | 0 | 0 | 0 | 0 | 0 | 0 | 0 | 0 | 0 | 0 | 0 | 0 | 0 | 0 | 0
F10_Industrial_Industrial - ID_Existing_Space Heating_Natural Gas_Gas Boiler - Stack Economizer_A_Achievable Economic UCT Potential | F10 | Industrial | Industrial - ID | Existing | Space Heating | Natural Gas | Gas Boiler - Stack Economizer | A | Purchases (Incremental) | Achievable Economic UCT Potential | 0 | 0 | 70.627 | 69.4093 | 68.2126 | 67.0365 | 65.8807 | 58.2703 | 45.8125 | 36.0181 | 28.3177 | 22.2636 | 17.5038 | 13.7616 | 10.8195 | 8.5063 | 6.6877 | 0 | 0 | 0 | 0 | 0 | 0 | 0 | 0 | 0 | 0
F11_Industrial_Industrial - ID_Existing_Space Heating_Natural Gas_Gas Boiler - Stack Economizer_A_Achievable Economic UCT Potential | F11 | Industrial | Industrial - ID | Existing | Space Heating | Natural Gas | Gas Boiler - Stack Economizer | A | Purchases (Cumulative) | Achievable Economic UCT Potential | 0 | 0 | 70.627 | 140.0363 | 208.2489 | 275.2854 | 341.1661 | 399.4364 | 445.2489 | 481.2671 | 509.5848 | 531.8484 | 549.3522 | 563.1137 | 573.9332 | 582.4395 | 589.1273 | 589.1273 | 589.1273 | 589.1273 | 589.1273 | 589.1273 | 589.1273 | 589.1273 | 589.1273 | 589.1273 | 589.1273
F1_Industrial_Industrial - ID_Existing_Space Heating_Natural Gas_Gas Boiler - Steam Trap Replacement_A_Achievable Economic UCT Potential | F1 | Industrial | Industrial - ID | Existing | Space Heating | Natural Gas | Gas Boiler - Steam Trap Replacement | A | Integrated Unit Energy Savings (kWh or therms) | Achievable Economic UCT Potential | 0 | 0 | 47337.3857 | 47214.6275 | 47091.3257 | 46967.4438 | 46842.9498 | 46718.0984 | 46593.4218 | 46469.4053 | 46346.4856 | 46225.051 | 46105.4447 | 45987.968 | 45872.8843 | 45760.4228 | 45650.783 | 45548.7116 | 45454.8816 | 45369.664 | 45293.3486 | 45226.2175 | 45167.6555 | 45116.7108 | 45071.4339 | 45029.3268 | 44990.0856
F2_Industrial_Industrial - ID_Existing_Space Heating_Natural Gas_Gas Boiler - Steam Trap Replacement_A_Achievable Economic UCT Potential | F2 | Industrial | Industrial - ID | Existing | Space Heating | Natural Gas | Gas Boiler - Steam Trap Replacement | A | Integrated Unit Summer Peak Savings (kW) | Achievable Economic UCT Potential | 0 | 0 | 0 | 0 | 0 | 0 | 0 | 0 | 0 | 0 | 0 | 0 | 0 | 0 | 0 | 0 | 0 | 0 | 0 | 0 | 0 | 0 | 0 | 0 | 0 | 0 | 0
F3_Industrial_Industrial - ID_Existing_Space Heating_Natural Gas_Gas Boiler - Steam Trap Replacement_A_Achievable Economic UCT Potential | F3 | Industrial | Industrial - ID | Existing | Space Heating | Natural Gas | Gas Boiler - Steam Trap Replacement | A | Integrated Unit Winter Peak Savings (kW) | Achievable Economic UCT Potential | 0 | 0 | 0 | 0 | 0 | 0 | 0 | 0 | 0 | 0 | 0 | 0 | 0 | 0 | 0 | 0 | 0 | 0 | 0 | 0 | 0 | 0 | 0 | 0 | 0 | 0 | 0
F4_Industrial_Industrial - ID_Existing_Space Heating_Natural Gas_Gas Boiler - Steam Trap Replacement_A_Achievable Economic UCT Potential | F4 | Industrial | Industrial - ID | Existing | Space Heating | Natural Gas | Gas Boiler - Steam Trap Replacement | A | Incremental Energy Savings (MWh or mTherms) | Achievable Economic UCT Potential | 0 | 0 | 0.0026753 | 0.0026224 | 0.0025705 | 0.0025195 | 0.0024695 | 0.0024204 | 0 | 0 | 0 | 0 | 0 | 0 | 0 | 0 | 0 | 0 | 0 | 0 | 0 | 0 | 0 | 0 | 0 | 0 | 0
F5_Industrial_Industrial - ID_Existing_Space Heating_Natural Gas_Gas Boiler - Steam Trap Replacement_A_Achievable Economic UCT Potential | F5 | Industrial | Industrial - ID | Existing | Space Heating | Natural Gas | Gas Boiler - Steam Trap Replacement | A | Incremental Summer Peak Savings (MW) | Achievable Economic UCT Potential | 0 | 0 | 0 | 0 | 0 | 0 | 0 | 0 | 0 | 0 | 0 | 0 | 0 | 0 | 0 | 0 | 0 | 0 | 0 | 0 | 0 | 0 | 0 | 0 | 0 | 0 | 0
F6_Industrial_Industrial - ID_Existing_Space Heating_Natural Gas_Gas Boiler - Steam Trap Replacement_A_Achievable Economic UCT Potential | F6 | Industrial | Industrial - ID | Existing | Space Heating | Natural Gas | Gas Boiler - Steam Trap Replacement | A | Incremental Winter Peak Savings (MW) | Achievable Economic UCT Potential | 0 | 0 | 0 | 0 | 0 | 0 | 0 | 0 | 0 | 0 | 0 | 0 | 0 | 0 | 0 | 0 | 0 | 0 | 0 | 0 | 0 | 0 | 0 | 0 | 0 | 0 | 0
F7_Industrial_Industrial - ID_Existing_Space Heating_Natural Gas_Gas Boiler - Steam Trap Replacement_A_Achievable Economic UCT Potential | F7 | Industrial | Industrial - ID | Existing | Space Heating | Natural Gas | Gas Boiler - Steam Trap Replacement | A | Cumulative Energy Savings (MWh or mTherms) | Achievable Economic UCT Potential | 0 | 0 | 0.0026753 | 0.0052908 | 0.0078474 | 0.010346 | 0.012788 | 0.015175 | 0.015134 | 0.015094 | 0.015054 | 0.015015 | 0.014976 | 0.014938 | 0.0149 | 0.014864 | 0.014828 | 0.014795 | 0.014764 | 0.014737 | 0.014712 | 0.01469 | 0.014671 | 0.014655 | 0.01464 | 0.014626 | 0.014613
F8_Industrial_Industrial - ID_Existing_Space Heating_Natural Gas_Gas Boiler - Steam Trap Replacement_A_Achievable Economic UCT Potential | F8 | Industrial | Industrial - ID | Existing | Space Heating | Natural Gas | Gas Boiler - Steam Trap Replacement | A | Cumulative Summer Peak Savings (MW) | Achievable Economic UCT Potential | 0 | 0 | 0 | 0 | 0 | 0 | 0 | 0 | 0 | 0 | 0 | 0 | 0 | 0 | 0 | 0 | 0 | 0 | 0 | 0 | 0 | 0 | 0 | 0 | 0 | 0 | 0
F9_Industrial_Industrial - ID_Existing_Space Heating_Natural Gas_Gas Boiler - Steam Trap Replacement_A_Achievable Economic UCT Potential | F9 | Industrial | Industrial - ID | Existing | Space Heating | Natural Gas | Gas Boiler - Steam Trap Replacement | A | Cumulative Winter Peak Savings (MW) | Achievable Economic UCT Potential | 0 | 0 | 0 | 0 | 0 | 0 | 0 | 0 | 0 | 0 | 0 | 0 | 0 | 0 | 0 | 0 | 0 | 0 | 0 | 0 | 0 | 0 | 0 | 0 | 0 | 0 | 0
F10_Industrial_Industrial - ID_Existing_Space Heating_Natural Gas_Gas Boiler - Steam Trap Replacement_A_Achievable Economic UCT Potential | F10 | Industrial | Industrial - ID | Existing | Space Heating | Natural Gas | Gas Boiler - Steam Trap Replacement | A | Purchases (Incremental) | Achievable Economic UCT Potential | 0 | 0 | 5.6517e-05 | 5.5542e-05 | 5.4584e-05 | 5.3643e-05 | 5.2718e-05 | 5.181e-05 | 0 | 0 | 0 | 0 | 0 | 0 | 0 | 0 | 0 | 0 | 0 | 0 | 0 | 0 | 0 | 0 | 0 | 0 | 0
F11_Industrial_Industrial - ID_Existing_Space Heating_Natural Gas_Gas Boiler - Steam Trap Replacement_A_Achievable Economic UCT Potential | F11 | Industrial | Industrial - ID | Existing | Space Heating | Natural Gas | Gas Boiler - Steam Trap Replacement | A | Purchases (Cumulative) | Achievable Economic UCT Potential | 0 | 0 | 5.6517e-05 | 0.00011206 | 0.00016664 | 0.00022029 | 0.000273 | 0.00032481 | 0.00032481 | 0.00032481 | 0.00032481 | 0.00032481 | 0.00032481 | 0.00032481 | 0.00032481 | 0.00032481 | 0.00032481 | 0.00032481 | 0.00032481 | 0.00032481 | 0.00032481 | 0.00032481 | 0.00032481 | 0.00032481 | 0.00032481 | 0.00032481 | 0.00032481
F1_Industrial_Industrial - ID_Existing_Process_Natural Gas_Process Boiler - Hot Water Reset_A_Achievable Economic UCT Potential | F1 | Industrial | Industrial - ID | Existing | Process | Natural Gas | Process Boiler - Hot Water Reset | A | Integrated Unit Energy Savings (kWh or therms) | Achievable Economic UCT Potential | 0 | 0 | 8528.903 | 8528.7478 | 8528.5898 | 8528.4291 | 8528.2655 | 8528.0991 | 8528.0823 | 8528.0652 | 8528.0478 | 8528.0302 | 8528.0122 | 8527.9939 | 8527.9752 | 8527.9563 | 8527.937 | 8527.9174 | 8527.8974 | 8527.8771 | 8527.8564 | 8527.8354 | 8527.814 | 8527.7922 | 8527.77 | 8527.7475 | 8527.7245
F2_Industrial_Industrial - ID_Existing_Process_Natural Gas_Process Boiler - Hot Water Reset_A_Achievable Economic UCT Potential | F2 | Industrial | Industrial - ID | Existing | Process | Natural Gas | Process Boiler - Hot Water Reset | A | Integrated Unit Summer Peak Savings (kW) | Achievable Economic UCT Potential | 0 | 0 | 0 | 0 | 0 | 0 | 0 | 0 | 0 | 0 | 0 | 0 | 0 | 0 | 0 | 0 | 0 | 0 | 0 | 0 | 0 | 0 | 0 | 0 | 0 | 0 | 0
F3_Industrial_Industrial - ID_Existing_Process_Natural Gas_Process Boiler - Hot Water Reset_A_Achievable Economic UCT Potential | F3 | Industrial | Industrial - ID | Existing | Process | Natural Gas | Process Boiler - Hot Water Reset | A | Integrated Unit Winter Peak Savings (kW) | Achievable Economic UCT Potential | 0 | 0 | 0 | 0 | 0 | 0 | 0 | 0 | 0 | 0 | 0 | 0 | 0 | 0 | 0 | 0 | 0 | 0 | 0 | 0 | 0 | 0 | 0 | 0 | 0 | 0 | 0
F4_Industrial_Industrial - ID_Existing_Process_Natural Gas_Process Boiler - Hot Water Reset_A_Achievable Economic UCT Potential | F4 | Industrial | Industrial - ID | Existing | Process | Natural Gas | Process Boiler - Hot Water Reset | A | Incremental Energy Savings (MWh or mTherms) | Achievable Economic UCT Potential | 0 | 0 | 0.57426 | 0.69293 | 0.83331 | 0.95065 | 1.0656 | 1.2243 | 1.3199 | 1.3252 | 1.2273 | 1.0368 | 0.78845 | 0.51282 | 0.29263 | 0.13847 | 0.057572 | 0.020574 | 0.0063156 | 0.0013528 | 0.00021853 | 2.5778e-05 | 0 | 0 | 0 | 0 | 0
F5_Industrial_Industrial - ID_Existing_Process_Natural Gas_Process Boiler - Hot Water Reset_A_Achievable Economic UCT Potential | F5 | Industrial | Industrial - ID | Existing | Process | Natural Gas | Process Boiler - Hot Water Reset | A | Incremental Summer Peak Savings (MW) | Achievable Economic UCT Potential | 0 | 0 | 0 | 0 | 0 | 0 | 0 | 0 | 0 | 0 | 0 | 0 | 0 | 0 | 0 | 0 | 0 | 0 | 0 | 0 | 0 | 0 | 0 | 0 | 0 | 0 | 0
F6_Industrial_Industrial - ID_Existing_Process_Natural Gas_Process Boiler - Hot Water Reset_A_Achievable Economic UCT Potential | F6 | Industrial | Industrial - ID | Existing | Process | Natural Gas | Process Boiler - Hot Water Reset | A | Incremental Winter Peak Savings (MW) | Achievable Economic UCT Potential | 0 | 0 | 0 | 0 | 0 | 0 | 0 | 0 | 0 | 0 | 0 | 0 | 0 | 0 | 0 | 0 | 0 | 0 | 0 | 0 | 0 | 0 | 0 | 0 | 0 | 0 | 0
F7_Industrial_Industrial - ID_Existing_Process_Natural Gas_Process Boiler - Hot Water Reset_A_Achievable Economic UCT Potential | F7 | Industrial | Industrial - ID | Existing | Process | Natural Gas | Process Boiler - Hot Water Reset | A | Cumulative Energy Savings (MWh or mTherms) | Achievable Economic UCT Potential | 0 | 0 | 0.57426 | 1.2672 | 2.1005 | 3.0511 | 4.1166 | 5.3409 | 6.6608 | 7.986 | 9.2132 | 10.25 | 11.0384 | 11.5512 | 11.8438 | 11.9823 | 12.0398 | 12.0603 | 12.0666 | 12.068 | 12.0681 | 12.0681 | 12.0681 | 12.0681 | 12.068 | 12.068 | 12.068
F8_Industrial_Industrial - ID_Existing_Process_Natural Gas_Process Boiler - Hot Water Reset_A_Achievable Economic UCT Potential | F8 | Industrial | Industrial - ID | Existing | Process | Natural Gas | Process Boiler - Hot Water Reset | A | Cumulative Summer Peak Savings (MW) | Achievable Economic UCT Potential | 0 | 0 | 0 | 0 | 0 | 0 | 0 | 0 | 0 | 0 | 0 | 0 | 0 | 0 | 0 | 0 | 0 | 0 | 0 | 0 | 0 | 0 | 0 | 0 | 0 | 0 | 0
F9_Industrial_Industrial - ID_Existing_Process_Natural Gas_Process Boiler - Hot Water Reset_A_Achievable Economic UCT Potential | F9 | Industrial | Industrial - ID | Existing | Process | Natural Gas | Process Boiler - Hot Water Reset | A | Cumulative Winter Peak Savings (MW) | Achievable Economic UCT Potential | 0 | 0 | 0 | 0 | 0 | 0 | 0 | 0 | 0 | 0 | 0 | 0 | 0 | 0 | 0 | 0 | 0 | 0 | 0 | 0 | 0 | 0 | 0 | 0 | 0 | 0 | 0
F10_Industrial_Industrial - ID_Existing_Process_Natural Gas_Process Boiler - Hot Water Reset_A_Achievable Economic UCT Potential | F10 | Industrial | Industrial - ID | Existing | Process | Natural Gas | Process Boiler - Hot Water Reset | A | Purchases (Incremental) | Achievable Economic UCT Potential | 0 | 0 | 0.067331 | 0.081247 | 0.097708 | 0.11147 | 0.12495 | 0.14356 | 0.15478 | 0.15539 | 0.14391 | 0.12157 | 0.092455 | 0.060133 | 0.034314 | 0.016237 | 0.006751 | 0.0024126 | 0.00074059 | 0.00015863 | 2.5625e-05 | 3.0228e-06 | 0 | 0 | 0 | 0 | 0
F11_Industrial_Industrial - ID_Existing_Process_Natural Gas_Process Boiler - Hot Water Reset_A_Achievable Economic UCT Potential | F11 | Industrial | Industrial - ID | Existing | Process | Natural Gas | Process Boiler - Hot Water Reset | A | Purchases (Cumulative) | Achievable Economic UCT Potential | 0 | 0 | 0.067331 | 0.14858 | 0.24629 | 0.35775 | 0.4827 | 0.62627 | 0.78105 | 0.93643 | 1.0803 | 1.2019 | 1.2944 | 1.3545 | 1.3888 | 1.4051 | 1.4118 | 1.4142 | 1.415 | 1.4151 | 1.4151 | 1.4151 | 1.4151 | 1.4151 | 1.4151 | 1.4151 | 1.4151
F1_Industrial_Industrial - ID_Existing_Process_Natural Gas_Process Boiler - Burner Control Optimization_A_Achievable Economic UCT Potential | F1 | Industrial | Industrial - ID | Existing | Process | Natural Gas | Process Boiler - Burner Control Optimization | A | Integrated Unit Energy Savings (kWh or therms) | Achievable Economic UCT Potential | 0 | 0 | 2.3174 | 2.3158 | 2.314 | 2.312 | 2.3099 | 2.3074 | 2.3048 | 2.3021 | 2.2995 | 2.297 | 2.2949 | 2.293 | 2.2915 | 2.2901 | 2.2888 | 2.2883 | 2.2877 | 2.2872 | 2.2866 | 2.286 | 2.2855 | 2.2849 | 2.2843 | 2.2837 | 2.2831
F2_Industrial_Industrial - ID_Existing_Process_Natural Gas_Process Boiler - Burner Control Optimization_A_Achievable Economic UCT Potential | F2 | Industrial | Industrial - ID | Existing | Process | Natural Gas | Process Boiler - Burner Control Optimization | A | Integrated Unit Summer Peak Savings (kW) | Achievable Economic UCT Potential | 0 | 0 | 0 | 0 | 0 | 0 | 0 | 0 | 0 | 0 | 0 | 0 | 0 | 0 | 0 | 0 | 0 | 0 | 0 | 0 | 0 | 0 | 0 | 0 | 0 | 0 | 0
F3_Industrial_Industrial - ID_Existing_Process_Natural Gas_Process Boiler - Burner Control Optimization_A_Achievable Economic UCT Potential | F3 | Industrial | Industrial - ID | Existing | Process | Natural Gas | Process Boiler - Burner Control Optimization | A | Integrated Unit Winter Peak Savings (kW) | Achievable Economic UCT Potential | 0 | 0 | 0 | 0 | 0 | 0 | 0 | 0 | 0 | 0 | 0 | 0 | 0 | 0 | 0 | 0 | 0 | 0 | 0 | 0 | 0 | 0 | 0 | 0 | 0 | 0 | 0
F4_Industrial_Industrial - ID_Existing_Process_Natural Gas_Process Boiler - Burner Control Optimization_A_Achievable Economic UCT Potential | F4 | Industrial | Industrial - ID | Existing | Process | Natural Gas | Process Boiler - Burner Control Optimization | A | Incremental Energy Savings (MWh or mTherms) | Achievable Economic UCT Potential | 0 | 0 | 0.032119 | 0.049583 | 0.097381 | 0.16733 | 0.25557 | 0.35125 | 0.43885 | 0.50257 | 0.53129 | 0.52158 | 0.47796 | 0.41068 | 0.33215 | 0.25373 | 0.18363 | 0.1263 | 0.082726 | 0.051724 | 0 | 0 | 0 | 0 | 0 | 0 | 0
F5_Industrial_Industrial - ID_Existing_Process_Natural Gas_Process Boiler - Burner Control Optimization_A_Achievable Economic UCT Potential | F5 | Industrial | Industrial - ID | Existing | Process | Natural Gas | Process Boiler - Burner Control Optimization | A | Incremental Summer Peak Savings (MW) | Achievable Economic UCT Potential | 0 | 0 | 0 | 0 | 0 | 0 | 0 | 0 | 0 | 0 | 0 | 0 | 0 | 0 | 0 | 0 | 0 | 0 | 0 | 0 | 0 | 0 | 0 | 0 | 0 | 0 | 0
F6_Industrial_Industrial - ID_Existing_Process_Natural Gas_Process Boiler - Burner Control Optimization_A_Achievable Economic UCT Potential | F6 | Industrial | Industrial - ID | Existing | Process | Natural Gas | Process Boiler - Burner Control Optimization | A | Incremental Winter Peak Savings (MW) | Achievable Economic UCT Potential | 0 | 0 | 0 | 0 | 0 | 0 | 0 | 0 | 0 | 0 | 0 | 0 | 0 | 0 | 0 | 0 | 0 | 0 | 0 | 0 | 0 | 0 | 0 | 0 | 0 | 0 | 0
F7_Industrial_Industrial - ID_Existing_Process_Natural Gas_Process Boiler - Burner Control Optimization_A_Achievable Economic UCT Potential | F7 | Industrial | Industrial - ID | Existing | Process | Natural Gas | Process Boiler - Burner Control Optimization | A | Cumulative Energy Savings (MWh or mTherms) | Achievable Economic UCT Potential | 0 | 0 | 0.032119 | 0.08168 | 0.179 | 0.34618 | 0.60142 | 0.95203 | 1.3898 | 1.8908 | 2.4199 | 2.9389 | 3.4141 | 3.822 | 4.1516 | 4.4028 | 4.584 | 4.7092 | 4.7908 | 4.8413 | 4.8402 | 4.839 | 4.8378 | 4.8365 | 4.8353 | 4.834 | 4.8327
F8_Industrial_Industrial - ID_Existing_Process_Natural Gas_Process Boiler - Burner Control Optimization_A_Achievable Economic UCT Potential | F8 | Industrial | Industrial - ID | Existing | Process | Natural Gas | Process Boiler - Burner Control Optimization | A | Cumulative Summer Peak Savings (MW) | Achievable Economic UCT Potential | 0 | 0 | 0 | 0 | 0 | 0 | 0 | 0 | 0 | 0 | 0 | 0 | 0 | 0 | 0 | 0 | 0 | 0 | 0 | 0 | 0 | 0 | 0 | 0 | 0 | 0 | 0
F9_Industrial_Industrial - ID_Existing_Process_Natural Gas_Process Boiler - Burner Control Optimization_A_Achievable Economic UCT Potential | F9 | Industrial | Industrial - ID | Existing | Process | Natural Gas | Process Boiler - Burner Control Optimization | A | Cumulative Winter Peak Savings (MW) | Achievable Economic UCT Potential | 0 | 0 | 0 | 0 | 0 | 0 | 0 | 0 | 0 | 0 | 0 | 0 | 0 | 0 | 0 | 0 | 0 | 0 | 0 | 0 | 0 | 0 | 0 | 0 | 0 | 0 | 0
F10_Industrial_Industrial - ID_Existing_Process_Natural Gas_Process Boiler - Burner Control Optimization_A_Achievable Economic UCT Potential | F10 | Industrial | Industrial - ID | Existing | Process | Natural Gas | Process Boiler - Burner Control Optimization | A | Purchases (Incremental) | Achievable Economic UCT Potential | 0 | 0 | 13.8597 | 21.4105 | 42.0828 | 72.3751 | 110.6424 | 152.2287 | 190.4052 | 218.3094 | 231.049 | 227.0654 | 208.2737 | 179.0975 | 144.9491 | 110.7944 | 80.2304 | 55.193 | 36.1609 | 22.6148 | 0 | 0 | 0 | 0 | 0 | 0 | 0
F11_Industrial_Industrial - ID_Existing_Process_Natural Gas_Process Boiler - Burner Control Optimization_A_Achievable Economic UCT Potential | F11 | Industrial | Industrial - ID | Existing | Process | Natural Gas | Process Boiler - Burner Control Optimization | A | Purchases (Cumulative) | Achievable Economic UCT Potential | 0 | 0 | 13.8597 | 35.2702 | 77.353 | 149.7281 | 260.3706 | 412.5993 | 603.0045 | 821.3139 | 1052.3629 | 1279.4283 | 1487.702 | 1666.7995 | 1811.7486 | 1922.543 | 2002.7734 | 2057.9664 | 2094.1273 | 2116.7421 | 2116.7421 | 2116.7421 | 2116.7421 | 2116.7421 | 2116.7421 | 2116.7421 | 2116.7421
F1_Industrial_Industrial - ID_Existing_Process_Natural Gas_Process Boiler - Insulate Hot Water Lines_A_Achievable Economic UCT Potential | F1 | Industrial | Industrial - ID | Existing | Process | Natural Gas | Process Boiler - Insulate Hot Water Lines | A | Integrated Unit Energy Savings (kWh or therms) | Achievable Economic UCT Potential | 0 | 0 | 35.7014 | 35.676 | 35.6465 | 35.6125 | 35.5737 | 35.5288 | 35.4796 | 35.4275 | 35.3753 | 35.3257 | 35.2811 | 35.2426 | 35.2097 | 35.1813 | 35.1557 | 35.1423 | 35.1301 | 35.1184 | 35.1078 | 35.0971 | 35.0862 | 35.075 | 35.0637 | 35.0522 | 35.0405
F2_Industrial_Industrial - ID_Existing_Process_Natural Gas_Process Boiler - Insulate Hot Water Lines_A_Achievable Economic UCT Potential | F2 | Industrial | Industrial - ID | Existing | Process | Natural Gas | Process Boiler - Insulate Hot Water Lines | A | Integrated Unit Summer Peak Savings (kW) | Achievable Economic UCT Potential | 0 | 0 | 0 | 0 | 0 | 0 | 0 | 0 | 0 | 0 | 0 | 0 | 0 | 0 | 0 | 0 | 0 | 0 | 0 | 0 | 0 | 0 | 0 | 0 | 0 | 0 | 0
F3_Industrial_Industrial - ID_Existing_Process_Natural Gas_Process Boiler - Insulate Hot Water Lines_A_Achievable Economic UCT Potential | F3 | Industrial | Industrial - ID | Existing | Process | Natural Gas | Process Boiler - Insulate Hot Water Lines | A | Integrated Unit Winter Peak Savings (kW) | Achievable Economic UCT Potential | 0 | 0 | 0 | 0 | 0 | 0 | 0 | 0 | 0 | 0 | 0 | 0 | 0 | 0 | 0 | 0 | 0 | 0 | 0 | 0 | 0 | 0 | 0 | 0 | 0 | 0 | 0
F4_Industrial_Industrial - ID_Existing_Process_Natural Gas_Process Boiler - Insulate Hot Water Lines_A_Achievable Economic UCT Potential | F4 | Industrial | Industrial - ID | Existing | Process | Natural Gas | Process Boiler - Insulate Hot Water Lines | A | Incremental Energy Savings (MWh or mTherms) | Achievable Economic UCT Potential | 0 | 0 | 0.39775 | 0.39062 | 0.38357 | 0.37659 | 0.3697 | 0.36287 | 0.35611 | 0.34946 | 0.34293 | 0.33655 | 0.33032 | 0 | 0 | 0 | 0 | 0 | 0 | 0 | 0 | 0 | 0 | 0 | 0 | 0 | 0
F5_Industrial_Industrial - ID_Existing_Process_Natural Gas_Process Boiler - Insulate Hot Water Lines_A_Achievable Economic UCT Potential | F5 | Industrial | Industrial - ID | Existing | Process | Natural Gas | Process Boiler - Insulate Hot Water Lines | A | Incremental Summer Peak Savings (MW) | Achievable Economic UCT Potential | 0 | 0 | 0 | 0 | 0 | 0 | 0 | 0 | 0 | 0 | 0 | 0 | 0 | 0 | 0 | 0 | 0 | 0 | 0 | 0 | 0 | 0 | 0 | 0 | 0 | 0 | 0
F6_Industrial_Industrial - ID_Existing_Process_Natural Gas_Process Boiler - Insulate Hot Water Lines_A_Achievable Economic UCT Potential | F6 | Industrial | Industrial - ID | Existing | Process | Natural Gas | Process Boiler - Insulate Hot Water Lines | A | Incremental Winter Peak Savings (MW) | Achievable Economic UCT Potential | 0 | 0 | 0 | 0 | 0 | 0 | 0 | 0 | 0 | 0 | 0 | 0 | 0 | 0 | 0 | 0 | 0 | 0 | 0 | 0 | 0 | 0 | 0 | 0 | 0 | 0 | 0
F7_Industrial_Industrial - ID_Existing_Process_Natural Gas_Process Boiler - Insulate Hot Water Lines_A_Achievable Economic UCT Potential | F7 | Industrial | Industrial - ID | Existing | Process | Natural Gas | Process Boiler - Insulate Hot Water Lines | A | Cumulative Energy Savings (MWh or mTherms) | Achievable Economic UCT Potential | 0 | 0 | 0.39775 | 0.78809 | 1.171 | 1.5465 | 1.9145 | 2.2749 | 2.6279 | 2.9735 | 3.3121 | 3.644 | 3.9697 | 3.9654 | 3.9617 | 3.9585 | 3.9556 | 3.9541 | 3.9527 | 3.9514 | 3.9502 | 3.949 | 3.9478 | 3.9465 | 3.9452 | 3.9439 | 3.9426
F8_Industrial_Industrial - ID_Existing_Process_Natural Gas_Process Boiler - Insulate Hot Water Lines_A_Achievable Economic UCT Potential | F8 | Industrial | Industrial - ID | Existing | Process | Natural Gas | Process Boiler - Insulate Hot Water Lines | A | Cumulative Summer Peak Savings (MW) | Achievable Economic UCT Potential | 0 | 0 | 0 | 0 | 0 | 0 | 0 | 0 | 0 | 0 | 0 | 0 | 0 | 0 | 0 | 0 | 0 | 0 | 0 | 0 | 0 | 0 | 0 | 0 | 0 | 0 | 0
F9_Industrial_Industrial - ID_Existing_Process_Natural Gas_Process Boiler - Insulate Hot Water Lines_A_Achievable Economic UCT Potential | F9 | Industrial | Industrial - ID | Existing | Process | Natural Gas | Process Boiler - Insulate Hot Water Lines | A | Cumulative Winter Peak Savings (MW) | Achievable Economic UCT Potential | 0 | 0 | 0 | 0 | 0 | 0 | 0 | 0 | 0 | 0 | 0 | 0 | 0 | 0 | 0 | 0 | 0 | 0 | 0 | 0 | 0 | 0 | 0 | 0 | 0 | 0 | 0
F10_Industrial_Industrial - ID_Existing_Process_Natural Gas_Process Boiler - Insulate Hot Water Lines_A_Achievable Economic UCT Potential | F10 | Industrial | Industrial - ID | Existing | Process | Natural Gas | Process Boiler - Insulate Hot Water Lines | A | Purchases (Incremental) | Achievable Economic UCT Potential | 0 | 0 | 11.1412 | 10.9491 | 10.7603 | 10.5748 | 10.3924 | 10.2133 | 10.0372 | 9.8641 | 9.694 | 9.5269 | 9.3627 | 0 | 0 | 0 | 0 | 0 | 0 | 0 | 0 | 0 | 0 | 0 | 0 | 0 | 0
F11_Industrial_Industrial - ID_Existing_Process_Natural Gas_Process Boiler - Insulate Hot Water Lines_A_Achievable Economic UCT Potential | F11 | Industrial | Industrial - ID | Existing | Process | Natural Gas | Process Boiler - Insulate Hot Water Lines | A | Purchases (Cumulative) | Achievable Economic UCT Potential | 0 | 0 | 11.1412 | 22.0902 | 32.8505 | 43.4253 | 53.8177 | 64.031 | 74.0682 | 83.9323 | 93.6263 | 103.1532 | 112.5159 | 112.5159 | 112.5159 | 112.5159 | 112.5159 | 112.5159 | 112.5159 | 112.5159 | 112.5159 | 112.5159 | 112.5159 | 112.5159 | 112.5159 | 112.5159 | 112.5159
F1_Industrial_Industrial - ID_Existing_Process_Natural Gas_Process Boiler - Insulate Steam Lines/Condensate Tank_A_Achievable Economic UCT Potential | F1 | Industrial | Industrial - ID | Existing | Process | Natural Gas | Process Boiler - Insulate Steam Lines/Condensate Tank | A | Integrated Unit Energy Savings (kWh or therms) | Achievable Economic UCT Potential | 0 | 0 | 53.3464 | 53.3261 | 53.3013 | 53.2723 | 53.2389 | 53.1998 | 53.1575 | 53.1136 | 53.0712 | 53.0334 | 53.0023 | 52.9793 | 52.9628 | 52.9511 | 52.9419 | 52.9338 | 52.9261 | 52.9184 | 52.9106 | 52.9026 | 52.8946 | 52.8864 | 52.878 | 52.8695 | 52.8608
F2_Industrial_Industrial - ID_Existing_Process_Natural Gas_Process Boiler - Insulate Steam Lines/Condensate Tank_A_Achievable Economic UCT Potential | F2 | Industrial | Industrial - ID | Existing | Process | Natural Gas | Process Boiler - Insulate Steam Lines/Condensate Tank | A | Integrated Unit Summer Peak Savings (kW) | Achievable Economic UCT Potential | 0 | 0 | 0 | 0 | 0 | 0 | 0 | 0 | 0 | 0 | 0 | 0 | 0 | 0 | 0 | 0 | 0 | 0 | 0 | 0 | 0 | 0 | 0 | 0 | 0 | 0 | 0
F3_Industrial_Industrial - ID_Existing_Process_Natural Gas_Process Boiler - Insulate Steam Lines/Condensate Tank_A_Achievable Economic UCT Potential | F3 | Industrial | Industrial - ID | Existing | Process | Natural Gas | Process Boiler - Insulate Steam Lines/Condensate Tank | A | Integrated Unit Winter Peak Savings (kW) | Achievable Economic UCT Potential | 0 | 0 | 0 | 0 | 0 | 0 | 0 | 0 | 0 | 0 | 0 | 0 | 0 | 0 | 0 | 0 | 0 | 0 | 0 | 0 | 0 | 0 | 0 | 0 | 0 | 0 | 0
F4_Industrial_Industrial - ID_Existing_Process_Natural Gas_Process Boiler - Insulate Steam Lines/Condensate Tank_A_Achievable Economic UCT Potential | F4 | Industrial | Industrial - ID | Existing | Process | Natural Gas | Process Boiler - Insulate Steam Lines/Condensate Tank | A | Incremental Energy Savings (MWh or mTherms) | Achievable Economic UCT Potential | 0 | 0 | 0.59434 | 0.58387 | 0.57354 | 0.56334 | 0.55328 | 0.54334 | 0.53355 | 0.52392 | 0.51447 | 0.50524 | 0.49624 | 0.48747 | 0.47892 | 0.47056 | 0.46237 | 0 | 0 | 0 | 0 | 0 | 0 | 0 | 0 | 0 | 0
F5_Industrial_Industrial - ID_Existing_Process_Natural Gas_Process Boiler - Insulate Steam Lines/Condensate Tank_A_Achievable Economic UCT Potential | F5 | Industrial | Industrial - ID | Existing | Process | Natural Gas | Process Boiler - Insulate Steam Lines/Condensate Tank | A | Incremental Summer Peak Savings (MW) | Achievable Economic UCT Potential | 0 | 0 | 0 | 0 | 0 | 0 | 0 | 0 | 0 | 0 | 0 | 0 | 0 | 0 | 0 | 0 | 0 | 0 | 0 | 0 | 0 | 0 | 0 | 0 | 0 | 0 | 0
F6_Industrial_Industrial - ID_Existing_Process_Natural Gas_Process Boiler - Insulate Steam Lines/Condensate Tank_A_Achievable Economic UCT Potential | F6 | Industrial | Industrial - ID | Existing | Process | Natural Gas | Process Boiler - Insulate Steam Lines/Condensate Tank | A | Incremental Winter Peak Savings (MW) | Achievable Economic UCT Potential | 0 | 0 | 0 | 0 | 0 | 0 | 0 | 0 | 0 | 0 | 0 | 0 | 0 | 0 | 0 | 0 | 0 | 0 | 0 | 0 | 0 | 0 | 0 | 0 | 0 | 0 | 0
F7_Industrial_Industrial - ID_Existing_Process_Natural Gas_Process Boiler - Insulate Steam Lines/Condensate Tank_A_Achievable Economic UCT Potential | F7 | Industrial | Industrial - ID | Existing | Process | Natural Gas | Process Boiler - Insulate Steam Lines/Condensate Tank | A | Cumulative Energy Savings (MWh or mTherms) | Achievable Economic UCT Potential | 0 | 0 | 0.59434 | 1.178 | 1.751 | 2.3134 | 2.8652 | 3.4064 | 3.9373 | 4.4579 | 4.9689 | 5.4706 | 5.9636 | 6.4485 | 6.9254 | 7.3944 | 7.8555 | 7.8543 | 7.8532 | 7.852 | 7.8509 | 7.8497 | 7.8485 | 7.8473 | 7.846 | 7.8448 | 7.8435
F8_Industrial_Industrial - ID_Existing_Process_Natural Gas_Process Boiler - Insulate Steam Lines/Condensate Tank_A_Achievable Economic UCT Potential | F8 | Industrial | Industrial - ID | Existing | Process | Natural Gas | Process Boiler - Insulate Steam Lines/Condensate Tank | A | Cumulative Summer Peak Savings (MW) | Achievable Economic UCT Potential | 0 | 0 | 0 | 0 | 0 | 0 | 0 | 0 | 0 | 0 | 0 | 0 | 0 | 0 | 0 | 0 | 0 | 0 | 0 | 0 | 0 | 0 | 0 | 0 | 0 | 0 | 0
F9_Industrial_Industrial - ID_Existing_Process_Natural Gas_Process Boiler - Insulate Steam Lines/Condensate Tank_A_Achievable Economic UCT Potential | F9 | Industrial | Industrial - ID | Existing | Process | Natural Gas | Process Boiler - Insulate Steam Lines/Condensate Tank | A | Cumulative Winter Peak Savings (MW) | Achievable Economic UCT Potential | 0 | 0 | 0 | 0 | 0 | 0 | 0 | 0 | 0 | 0 | 0 | 0 | 0 | 0 | 0 | 0 | 0 | 0 | 0 | 0 | 0 | 0 | 0 | 0 | 0 | 0 | 0
F10_Industrial_Industrial - ID_Existing_Process_Natural Gas_Process Boiler - Insulate Steam Lines/Condensate Tank_A_Achievable Economic UCT Potential | F10 | Industrial | Industrial - ID | Existing | Process | Natural Gas | Process Boiler - Insulate Steam Lines/Condensate Tank | A | Purchases (Incremental) | Achievable Economic UCT Potential | 0 | 0 | 11.1412 | 10.9491 | 10.7603 | 10.5748 | 10.3924 | 10.2133 | 10.0372 | 9.8641 | 9.694 | 9.5269 | 9.3627 | 9.2012 | 9.0426 | 8.8867 | 8.7335 | 0 | 0 | 0 | 0 | 0 | 0 | 0 | 0 | 0 | 0
F11_Industrial_Industrial - ID_Existing_Process_Natural Gas_Process Boiler - Insulate Steam Lines/Condensate Tank_A_Achievable Economic UCT Potential | F11 | Industrial | Industrial - ID | Existing | Process | Natural Gas | Process Boiler - Insulate Steam Lines/Condensate Tank | A | Purchases (Cumulative) | Achievable Economic UCT Potential | 0 | 0 | 11.1412 | 22.0902 | 32.8505 | 43.4253 | 53.8177 | 64.031 | 74.0682 | 83.9323 | 93.6263 | 103.1532 | 112.5159 | 121.7171 | 130.7597 | 139.6464 | 148.3798 | 148.3798 | 148.3798 | 148.3798 | 148.3798 | 148.3798 | 148.3798 | 148.3798 | 148.3798 | 148.3798 | 148.3798
F1_Industrial_Industrial - ID_Existing_Process_Natural Gas_Process Boiler - Stack Economizer_A_Achievable Economic UCT Potential | F1 | Industrial | Industrial - ID | Existing | Process | Natural Gas | Process Boiler - Stack Economizer | A | Integrated Unit Energy Savings (kWh or therms) | Achievable Economic UCT Potential | 0 | 0 | 7.6685 | 7.6606 | 7.652 | 7.643 | 7.633 | 7.6216 | 7.6093 | 7.5964 | 7.5834 | 7.5709 | 7.5595 | 7.5509 | 7.5434 | 7.5369 | 7.5311 | 7.5278 | 7.5248 | 7.5218 | 7.5192 | 7.5164 | 7.5136 | 7.5108 | 7.5079 | 7.505 | 7.502
F2_Industrial_Industrial - ID_Existing_Process_Natural Gas_Process Boiler - Stack Economizer_A_Achievable Economic UCT Potential | F2 | Industrial | Industrial - ID | Existing | Process | Natural Gas | Process Boiler - Stack Economizer | A | Integrated Unit Summer Peak Savings (kW) | Achievable Economic UCT Potential | 0 | 0 | 0 | 0 | 0 | 0 | 0 | 0 | 0 | 0 | 0 | 0 | 0 | 0 | 0 | 0 | 0 | 0 | 0 | 0 | 0 | 0 | 0 | 0 | 0 | 0 | 0
F3_Industrial_Industrial - ID_Existing_Process_Natural Gas_Process Boiler - Stack Economizer_A_Achievable Economic UCT Potential | F3 | Industrial | Industrial - ID | Existing | Process | Natural Gas | Process Boiler - Stack Economizer | A | Integrated Unit Winter Peak Savings (kW) | Achievable Economic UCT Potential | 0 | 0 | 0 | 0 | 0 | 0 | 0 | 0 | 0 | 0 | 0 | 0 | 0 | 0 | 0 | 0 | 0 | 0 | 0 | 0 | 0 | 0 | 0 | 0 | 0 | 0 | 0
F4_Industrial_Industrial - ID_Existing_Process_Natural Gas_Process Boiler - Stack Economizer_A_Achievable Economic UCT Potential | F4 | Industrial | Industrial - ID | Existing | Process | Natural Gas | Process Boiler - Stack Economizer | A | Incremental Energy Savings (MWh or mTherms) | Achievable Economic UCT Potential | 0 | 0 | 1.0507 | 1.0315 | 1.0126 | 0.99394 | 0.97552 | 0.86155 | 0.67626 | 0.53078 | 0.41659 | 0.32698 | 0.25669 | 0.20158 | 0.15833 | 0.12437 | 0.097705 | 0 | 0 | 0 | 0 | 0 | 0 | 0 | 0 | 0 | 0
F5_Industrial_Industrial - ID_Existing_Process_Natural Gas_Process Boiler - Stack Economizer_A_Achievable Economic UCT Potential | F5 | Industrial | Industrial - ID | Existing | Process | Natural Gas | Process Boiler - Stack Economizer | A | Incremental Summer Peak Savings (MW) | Achievable Economic UCT Potential | 0 | 0 | 0 | 0 | 0 | 0 | 0 | 0 | 0 | 0 | 0 | 0 | 0 | 0 | 0 | 0 | 0 | 0 | 0 | 0 | 0 | 0 | 0 | 0 | 0 | 0 | 0
F6_Industrial_Industrial - ID_Existing_Process_Natural Gas_Process Boiler - Stack Economizer_A_Achievable Economic UCT Potential | F6 | Industrial | Industrial - ID | Existing | Process | Natural Gas | Process Boiler - Stack Economizer | A | Incremental Winter Peak Savings (MW) | Achievable Economic UCT Potential | 0 | 0 | 0 | 0 | 0 | 0 | 0 | 0 | 0 | 0 | 0 | 0 | 0 | 0 | 0 | 0 | 0 | 0 | 0 | 0 | 0 | 0 | 0 | 0 | 0 | 0 | 0
F7_Industrial_Industrial - ID_Existing_Process_Natural Gas_Process Boiler - Stack Economizer_A_Achievable Economic UCT Potential | F7 | Industrial | Industrial - ID | Existing | Process | Natural Gas | Process Boiler - Stack Economizer | A | Cumulative Energy Savings (MWh or mTherms) | Achievable Economic UCT Potential | 0 | 0 | 1.0507 | 2.0811 | 3.0913 | 4.0816 | 5.0518 | 5.9058 | 6.5725 | 7.0921 | 7.4966 | 7.8112 | 8.0561 | 8.2485 | 8.3987 | 8.5159 | 8.6069 | 8.6032 | 8.5997 | 8.5964 | 8.5933 | 8.5902 | 8.587 | 8.5838 | 8.5805 | 8.5772 | 8.5738
F8_Industrial_Industrial - ID_Existing_Process_Natural Gas_Process Boiler - Stack Economizer_A_Achievable Economic UCT Potential | F8 | Industrial | Industrial - ID | Existing | Process | Natural Gas | Process Boiler - Stack Economizer | A | Cumulative Summer Peak Savings (MW) | Achievable Economic UCT Potential | 0 | 0 | 0 | 0 | 0 | 0 | 0 | 0 | 0 | 0 | 0 | 0 | 0 | 0 | 0 | 0 | 0 | 0 | 0 | 0 | 0 | 0 | 0 | 0 | 0 | 0 | 0
F9_Industrial_Industrial - ID_Existing_Process_Natural Gas_Process Boiler - Stack Economizer_A_Achievable Economic UCT Potential | F9 | Industrial | Industrial - ID | Existing | Process | Natural Gas | Process Boiler - Stack Economizer | A | Cumulative Winter Peak Savings (MW) | Achievable Economic UCT Potential | 0 | 0 | 0 | 0 | 0 | 0 | 0 | 0 | 0 | 0 | 0 | 0 | 0 | 0 | 0 | 0 | 0 | 0 | 0 | 0 | 0 | 0 | 0 | 0 | 0 | 0 | 0
F10_Industrial_Industrial - ID_Existing_Process_Natural Gas_Process Boiler - Stack Economizer_A_Achievable Economic UCT Potential | F10 | Industrial | Industrial - ID | Existing | Process | Natural Gas | Process Boiler - Stack Economizer | A | Purchases (Incremental) | Achievable Economic UCT Potential | 0 | 0 | 137.0106 | 134.6484 | 132.3268 | 130.0453 | 127.8032 | 113.0397 | 88.8726 | 69.8722 | 54.934 | 43.1895 | 33.9559 | 26.6964 | 20.9889 | 16.5016 | 12.9737 | 0 | 0 | 0 | 0 | 0 | 0 | 0 | 0 | 0 | 0
F11_Industrial_Industrial - ID_Existing_Process_Natural Gas_Process Boiler - Stack Economizer_A_Achievable Economic UCT Potential | F11 | Industrial | Industrial - ID | Existing | Process | Natural Gas | Process Boiler - Stack Economizer | A | Purchases (Cumulative) | Achievable Economic UCT Potential | 0 | 0 | 137.0106 | 271.659 | 403.9858 | 534.0311 | 661.8343 | 774.874 | 863.7466 | 933.6189 | 988.5529 | 1031.7424 | 1065.6983 | 1092.3947 | 1113.3836 | 1129.8852 | 1142.8588 | 1142.8588 | 1142.8588 | 1142.8588 | 1142.8588 | 1142.8588 | 1142.8588 | 1142.8588 | 1142.8588 | 1142.8588 | 1142.8588
F1_Industrial_Industrial - ID_Existing_Process_Natural Gas_Process Boiler - Steam Trap Replacement_A_Achievable Economic UCT Potential | F1 | Industrial | Industrial - ID | Existing | Process | Natural Gas | Process Boiler - Steam Trap Replacement | A | Integrated Unit Energy Savings (kWh or therms) | Achievable Economic UCT Potential | 0 | 0 | 323099.6453 | 323099.6453 | 323099.6453 | 323099.6453 | 323099.6453 | 323099.6453 | 323099.6453 | 323099.6453 | 323099.6453 | 323099.6453 | 323099.6453 | 323099.6453 | 323099.6453 | 323099.6453 | 323099.6453 | 323099.6453 | 323099.6453 | 323099.6453 | 323099.6453 | 323099.6453 | 323099.6453 | 323099.6453 | 323099.6453 | 323099.6453 | 323099.6453
F2_Industrial_Industrial - ID_Existing_Process_Natural Gas_Process Boiler - Steam Trap Replacement_A_Achievable Economic UCT Potential | F2 | Industrial | Industrial - ID | Existing | Process | Natural Gas | Process Boiler - Steam Trap Replacement | A | Integrated Unit Summer Peak Savings (kW) | Achievable Economic UCT Potential | 0 | 0 | 0 | 0 | 0 | 0 | 0 | 0 | 0 | 0 | 0 | 0 | 0 | 0 | 0 | 0 | 0 | 0 | 0 | 0 | 0 | 0 | 0 | 0 | 0 | 0 | 0
F3_Industrial_Industrial - ID_Existing_Process_Natural Gas_Process Boiler - Steam Trap Replacement_A_Achievable Economic UCT Potential | F3 | Industrial | Industrial - ID | Existing | Process | Natural Gas | Process Boiler - Steam Trap Replacement | A | Integrated Unit Winter Peak Savings (kW) | Achievable Economic UCT Potential | 0 | 0 | 0 | 0 | 0 | 0 | 0 | 0 | 0 | 0 | 0 | 0 | 0 | 0 | 0 | 0 | 0 | 0 | 0 | 0 | 0 | 0 | 0 | 0 | 0 | 0 | 0
F4_Industrial_Industrial - ID_Existing_Process_Natural Gas_Process Boiler - Steam Trap Replacement_A_Achievable Economic UCT Potential | F4 | Industrial | Industrial - ID | Existing | Process | Natural Gas | Process Boiler - Steam Trap Replacement | A | Incremental Energy Savings (MWh or mTherms) | Achievable Economic UCT Potential | 0 | 0 | 0.035424 | 0.034813 | 0.034213 | 0.033623 | 0.033043 | 0.032474 | 0 | 0 | 0 | 0 | 0 | 0 | 0 | 0 | 0 | 0 | 0 | 0 | 0 | 0 | 0 | 0 | 0 | 0 | 0
F5_Industrial_Industrial - ID_Existing_Process_Natural Gas_Process Boiler - Steam Trap Replacement_A_Achievable Economic UCT Potential | F5 | Industrial | Industrial - ID | Existing | Process | Natural Gas | Process Boiler - Steam Trap Replacement | A | Incremental Summer Peak Savings (MW) | Achievable Economic UCT Potential | 0 | 0 | 0 | 0 | 0 | 0 | 0 | 0 | 0 | 0 | 0 | 0 | 0 | 0 | 0 | 0 | 0 | 0 | 0 | 0 | 0 | 0 | 0 | 0 | 0 | 0 | 0
F6_Industrial_Industrial - ID_Existing_Process_Natural Gas_Process Boiler - Steam Trap Replacement_A_Achievable Economic UCT Potential | F6 | Industrial | Industrial - ID | Existing | Process | Natural Gas | Process Boiler - Steam Trap Replacement | A | Incremental Winter Peak Savings (MW) | Achievable Economic UCT Potential | 0 | 0 | 0 | 0 | 0 | 0 | 0 | 0 | 0 | 0 | 0 | 0 | 0 | 0 | 0 | 0 | 0 | 0 | 0 | 0 | 0 | 0 | 0 | 0 | 0 | 0 | 0
F7_Industrial_Industrial - ID_Existing_Process_Natural Gas_Process Boiler - Steam Trap Replacement_A_Achievable Economic UCT Potential | F7 | Industrial | Industrial - ID | Existing | Process | Natural Gas | Process Boiler - Steam Trap Replacement | A | Cumulative Energy Savings (MWh or mTherms) | Achievable Economic UCT Potential | 0 | 0 | 0.035424 | 0.070237 | 0.10445 | 0.13807 | 0.17112 | 0.20359 | 0.20359 | 0.20359 | 0.20359 | 0.20359 | 0.20359 | 0.20359 | 0.20359 | 0.20359 | 0.20359 | 0.20359 | 0.20359 | 0.20359 | 0.20359 | 0.20359 | 0.20359 | 0.20359 | 0.20359 | 0.20359 | 0.20359
F8_Industrial_Industrial - ID_Existing_Process_Natural Gas_Process Boiler - Steam Trap Replacement_A_Achievable Economic UCT Potential | F8 | Industrial | Industrial - ID | Existing | Process | Natural Gas | Process Boiler - Steam Trap Replacement | A | Cumulative Summer Peak Savings (MW) | Achievable Economic UCT Potential | 0 | 0 | 0 | 0 | 0 | 0 | 0 | 0 | 0 | 0 | 0 | 0 | 0 | 0 | 0 | 0 | 0 | 0 | 0 | 0 | 0 | 0 | 0 | 0 | 0 | 0 | 0
F9_Industrial_Industrial - ID_Existing_Process_Natural Gas_Process Boiler - Steam Trap Replacement_A_Achievable Economic UCT Potential | F9 | Industrial | Industrial - ID | Existing | Process | Natural Gas | Process Boiler - Steam Trap Replacement | A | Cumulative Winter Peak Savings (MW) | Achievable Economic UCT Potential | 0 | 0 | 0 | 0 | 0 | 0 | 0 | 0 | 0 | 0 | 0 | 0 | 0 | 0 | 0 | 0 | 0 | 0 | 0 | 0 | 0 | 0 | 0 | 0 | 0 | 0 | 0
F10_Industrial_Industrial - ID_Existing_Process_Natural Gas_Process Boiler - Steam Trap Replacement_A_Achievable Economic UCT Potential | F10 | Industrial | Industrial - ID | Existing | Process | Natural Gas | Process Boiler - Steam Trap Replacement | A | Purchases (Incremental) | Achievable Economic UCT Potential | 0 | 0 | 0.00010964 | 0.00010775 | 0.00010589 | 0.00010406 | 0.00010227 | 0.00010051 | 0 | 0 | 0 | 0 | 0 | 0 | 0 | 0 | 0 | 0 | 0 | 0 | 0 | 0 | 0 | 0 | 0 | 0 | 0
F11_Industrial_Industrial - ID_Existing_Process_Natural Gas_Process Boiler - Steam Trap Replacement_A_Achievable Economic UCT Potential | F11 | Industrial | Industrial - ID | Existing | Process | Natural Gas | Process Boiler - Steam Trap Replacement | A | Purchases (Cumulative) | Achievable Economic UCT Potential | 0 | 0 | 0.00010964 | 0.00021738 | 0.00032327 | 0.00042734 | 0.00052961 | 0.00063011 | 0.00063011 | 0.00063011 | 0.00063011 | 0.00063011 | 0.00063011 | 0.00063011 | 0.00063011 | 0.00063011 | 0.00063011 | 0.00063011 | 0.00063011 | 0.00063011 | 0.00063011 | 0.00063011 | 0.00063011 | 0.00063011 | 0.00063011 | 0.00063011 | 0.00063011
F1_Industrial_Industrial - ID_Existing_Process_Natural Gas_Process Boiler - Maintenance_A_Achievable Economic UCT Potential | F1 | Industrial | Industrial - ID | Existing | Process | Natural Gas | Process Boiler - Maintenance | A | Integrated Unit Energy Savings (kWh or therms) | Achievable Economic UCT Potential | 0 | 0 | 4.7936 | 4.7892 | 4.7843 | 4.7787 | 4.7725 | 4.7654 | 4.7577 | 4.7497 | 4.7416 | 4.7338 | 4.7267 | 4.7214 | 4.7167 | 4.7127 | 4.7091 | 4.7071 | 4.7052 | 4.7034 | 4.7018 | 4.7001 | 4.6984 | 4.6967 | 4.695 | 4.6932 | 4.6913
F2_Industrial_Industrial - ID_Existing_Process_Natural Gas_Process Boiler - Maintenance_A_Achievable Economic UCT Potential | F2 | Industrial | Industrial - ID | Existing | Process | Natural Gas | Process Boiler - Maintenance | A | Integrated Unit Summer Peak Savings (kW) | Achievable Economic UCT Potential | 0 | 0 | 0 | 0 | 0 | 0 | 0 | 0 | 0 | 0 | 0 | 0 | 0 | 0 | 0 | 0 | 0 | 0 | 0 | 0 | 0 | 0 | 0 | 0 | 0 | 0 | 0
F3_Industrial_Industrial - ID_Existing_Process_Natural Gas_Process Boiler - Maintenance_A_Achievable Economic UCT Potential | F3 | Industrial | Industrial - ID | Existing | Process | Natural Gas | Process Boiler - Maintenance | A | Integrated Unit Winter Peak Savings (kW) | Achievable Economic UCT Potential | 0 | 0 | 0 | 0 | 0 | 0 | 0 | 0 | 0 | 0 | 0 | 0 | 0 | 0 | 0 | 0 | 0 | 0 | 0 | 0 | 0 | 0 | 0 | 0 | 0 | 0 | 0
F4_Industrial_Industrial - ID_Existing_Process_Natural Gas_Process Boiler - Maintenance_A_Achievable Economic UCT Potential | F4 | Industrial | Industrial - ID | Existing | Process | Natural Gas | Process Boiler - Maintenance | A | Incremental Energy Savings (MWh or mTherms) | Achievable Economic UCT Potential | 0 | 0 | 0.33207 | 0.22853 | 0.15532 | 0 | 0 | 0 | 0 | 0 | 0 | 0 | 0 | 0 | 0 | 0 | 0 | 0 | 0 | 0 | 0 | 0 | 0 | 0 | 0 | 0 | 0
F5_Industrial_Industrial - ID_Existing_Process_Natural Gas_Process Boiler - Maintenance_A_Achievable Economic UCT Potential | F5 | Industrial | Industrial - ID | Existing | Process | Natural Gas | Process Boiler - Maintenance | A | Incremental Summer Peak Savings (MW) | Achievable Economic UCT Potential | 0 | 0 | 0 | 0 | 0 | 0 | 0 | 0 | 0 | 0 | 0 | 0 | 0 | 0 | 0 | 0 | 0 | 0 | 0 | 0 | 0 | 0 | 0 | 0 | 0 | 0 | 0
F6_Industrial_Industrial - ID_Existing_Process_Natural Gas_Process Boiler - Maintenance_A_Achievable Economic UCT Potential | F6 | Industrial | Industrial - ID | Existing | Process | Natural Gas | Process Boiler - Maintenance | A | Incremental Winter Peak Savings (MW) | Achievable Economic UCT Potential | 0 | 0 | 0 | 0 | 0 | 0 | 0 | 0 | 0 | 0 | 0 | 0 | 0 | 0 | 0 | 0 | 0 | 0 | 0 | 0 | 0 | 0 | 0 | 0 | 0 | 0 | 0
F7_Industrial_Industrial - ID_Existing_Process_Natural Gas_Process Boiler - Maintenance_A_Achievable Economic UCT Potential | F7 | Industrial | Industrial - ID | Existing | Process | Natural Gas | Process Boiler - Maintenance | A | Cumulative Energy Savings (MWh or mTherms) | Achievable Economic UCT Potential | 0 | 0 | 0.33207 | 0.56029 | 0.71503 | 0.7142 | 0.71327 | 0.71221 | 0.71106 | 0.70986 | 0.70865 | 0.70749 | 0.70642 | 0.70562 | 0.70494 | 0.70433 | 0.70379 | 0.70349 | 0.70321 | 0.70295 | 0.7027 | 0.70245 | 0.7022 | 0.70194 | 0.70168 | 0.70141 | 0.70114
F8_Industrial_Industrial - ID_Existing_Process_Natural Gas_Process Boiler - Maintenance_A_Achievable Economic UCT Potential | F8 | Industrial | Industrial - ID | Existing | Process | Natural Gas | Process Boiler - Maintenance | A | Cumulative Summer Peak Savings (MW) | Achievable Economic UCT Potential | 0 | 0 | 0 | 0 | 0 | 0 | 0 | 0 | 0 | 0 | 0 | 0 | 0 | 0 | 0 | 0 | 0 | 0 | 0 | 0 | 0 | 0 | 0 | 0 | 0 | 0 | 0
F9_Industrial_Industrial - ID_Existing_Process_Natural Gas_Process Boiler - Maintenance_A_Achievable Economic UCT Potential | F9 | Industrial | Industrial - ID | Existing | Process | Natural Gas | Process Boiler - Maintenance | A | Cumulative Winter Peak Savings (MW) | Achievable Economic UCT Potential | 0 | 0 | 0 | 0 | 0 | 0 | 0 | 0 | 0 | 0 | 0 | 0 | 0 | 0 | 0 | 0 | 0 | 0 | 0 | 0 | 0 | 0 | 0 | 0 | 0 | 0 | 0
F10_Industrial_Industrial - ID_Existing_Process_Natural Gas_Process Boiler - Maintenance_A_Achievable Economic UCT Potential | F10 | Industrial | Industrial - ID | Existing | Process | Natural Gas | Process Boiler - Maintenance | A | Purchases (Incremental) | Achievable Economic UCT Potential | 0 | 0 | 69.2726 | 47.7174 | 32.4637 | 0 | 0 | 0 | 0 | 0 | 0 | 0 | 0 | 0 | 0 | 0 | 0 | 0 | 0 | 0 | 0 | 0 | 0 | 0 | 0 | 0 | 0
F11_Industrial_Industrial - ID_Existing_Process_Natural Gas_Process Boiler - Maintenance_A_Achievable Economic UCT Potential | F11 | Industrial | Industrial - ID | Existing | Process | Natural Gas | Process Boiler - Maintenance | A | Purchases (Cumulative) | Achievable Economic UCT Potential | 0 | 0 | 69.2726 | 116.99 | 149.4537 | 149.4537 | 149.4537 | 149.4537 | 149.4537 | 149.4537 | 149.4537 | 149.4537 | 149.4537 | 149.4537 | 149.4537 | 149.4537 | 149.4537 | 149.4537 | 149.4537 | 149.4537 | 149.4537 | 149.4537 | 149.4537 | 149.4537 | 149.4537 | 149.4537 | 149.4537
F1_Industrial_Industrial - ID_Existing_Process_Natural Gas_Process - Heat Recovery_A_Achievable Economic UCT Potential | F1 | Industrial | Industrial - ID | Existing | Process | Natural Gas | Process - Heat Recovery | A | Integrated Unit Energy Savings (kWh or therms) | Achievable Economic UCT Potential | 0 | 0 | 0.71557 | 0.71444 | 0.71325 | 0.71201 | 0.71067 | 0.70924 | 0.70778 | 0.70632 | 0.70488 | 0.70353 | 0.7023 | 0.70135 | 0.70053 | 0.6998 | 0.69914 | 0.69877 | 0.69842 | 0.69807 | 0.69775 | 0.69742 | 0.69709 | 0.69675 | 0.6964 | 0.69605 | 0.6957
F2_Industrial_Industrial - ID_Existing_Process_Natural Gas_Process - Heat Recovery_A_Achievable Economic UCT Potential | F2 | Industrial | Industrial - ID | Existing | Process | Natural Gas | Process - Heat Recovery | A | Integrated Unit Summer Peak Savings (kW) | Achievable Economic UCT Potential | 0 | 0 | 0 | 0 | 0 | 0 | 0 | 0 | 0 | 0 | 0 | 0 | 0 | 0 | 0 | 0 | 0 | 0 | 0 | 0 | 0 | 0 | 0 | 0 | 0 | 0 | 0
F3_Industrial_Industrial - ID_Existing_Process_Natural Gas_Process - Heat Recovery_A_Achievable Economic UCT Potential | F3 | Industrial | Industrial - ID | Existing | Process | Natural Gas | Process - Heat Recovery | A | Integrated Unit Winter Peak Savings (kW) | Achievable Economic UCT Potential | 0 | 0 | 0 | 0 | 0 | 0 | 0 | 0 | 0 | 0 | 0 | 0 | 0 | 0 | 0 | 0 | 0 | 0 | 0 | 0 | 0 | 0 | 0 | 0 | 0 | 0 | 0
F4_Industrial_Industrial - ID_Existing_Process_Natural Gas_Process - Heat Recovery_A_Achievable Economic UCT Potential | F4 | Industrial | Industrial - ID | Existing | Process | Natural Gas | Process - Heat Recovery | A | Incremental Energy Savings (MWh or mTherms) | Achievable Economic UCT Potential | 0 | 0 | 11.3448 | 11.1316 | 10.9214 | 10.7145 | 10.51 | 10.3079 | 10.1094 | 9.9145 | 9.7238 | 9.5378 | 9.3569 | 9.1832 | 9.0142 | 8.8497 | 8.6889 | 8.5345 | 8.3832 | 8.2346 | 8.0889 | 7.9457 | 0 | 0 | 0 | 0 | 0
F5_Industrial_Industrial - ID_Existing_Process_Natural Gas_Process - Heat Recovery_A_Achievable Economic UCT Potential | F5 | Industrial | Industrial - ID | Existing | Process | Natural Gas | Process - Heat Recovery | A | Incremental Summer Peak Savings (MW) | Achievable Economic UCT Potential | 0 | 0 | 0 | 0 | 0 | 0 | 0 | 0 | 0 | 0 | 0 | 0 | 0 | 0 | 0 | 0 | 0 | 0 | 0 | 0 | 0 | 0 | 0 | 0 | 0 | 0 | 0
F6_Industrial_Industrial - ID_Existing_Process_Natural Gas_Process - Heat Recovery_A_Achievable Economic UCT Potential | F6 | Industrial | Industrial - ID | Existing | Process | Natural Gas | Process - Heat Recovery | A | Incremental Winter Peak Savings (MW) | Achievable Economic UCT Potential | 0 | 0 | 0 | 0 | 0 | 0 | 0 | 0 | 0 | 0 | 0 | 0 | 0 | 0 | 0 | 0 | 0 | 0 | 0 | 0 | 0 | 0 | 0 | 0 | 0 | 0 | 0
F7_Industrial_Industrial - ID_Existing_Process_Natural Gas_Process - Heat Recovery_A_Achievable Economic UCT Potential | F7 | Industrial | Industrial - ID | Existing | Process | Natural Gas | Process - Heat Recovery | A | Cumulative Energy Savings (MWh or mTherms) | Achievable Economic UCT Potential | 0 | 0 | 11.3448 | 22.4585 | 33.3423 | 43.9991 | 54.4263 | 64.6245 | 74.601 | 84.3607 | 93.9133 | 103.2712 | 112.4473 | 121.4783 | 130.3499 | 139.0648 | 147.6227 | 156.0786 | 164.3829 | 172.5369 | 180.546 | 188.4067 | 188.3165 | 188.2247 | 188.1314 | 188.0365 | 187.9399
F8_Industrial_Industrial - ID_Existing_Process_Natural Gas_Process - Heat Recovery_A_Achievable Economic UCT Potential | F8 | Industrial | Industrial - ID | Existing | Process | Natural Gas | Process - Heat Recovery | A | Cumulative Summer Peak Savings (MW) | Achievable Economic UCT Potential | 0 | 0 | 0 | 0 | 0 | 0 | 0 | 0 | 0 | 0 | 0 | 0 | 0 | 0 | 0 | 0 | 0 | 0 | 0 | 0 | 0 | 0 | 0 | 0 | 0 | 0 | 0
F9_Industrial_Industrial - ID_Existing_Process_Natural Gas_Process - Heat Recovery_A_Achievable Economic UCT Potential | F9 | Industrial | Industrial - ID | Existing | Process | Natural Gas | Process - Heat Recovery | A | Cumulative Winter Peak Savings (MW) | Achievable Economic UCT Potential | 0 | 0 | 0 | 0 | 0 | 0 | 0 | 0 | 0 | 0 | 0 | 0 | 0 | 0 | 0 | 0 | 0 | 0 | 0 | 0 | 0 | 0 | 0 | 0 | 0 | 0 | 0
F10_Industrial_Industrial - ID_Existing_Process_Natural Gas_Process - Heat Recovery_A_Achievable Economic UCT Potential | F10 | Industrial | Industrial - ID | Existing | Process | Natural Gas | Process - Heat Recovery | A | Purchases (Incremental) | Achievable Economic UCT Potential | 0 | 0 | 15854.1435 | 15580.7962 | 15312.1618 | 15048.159 | 14788.708 | 14533.7303 | 14283.1487 | 14036.8875 | 13794.8722 | 13557.0296 | 13323.2877 | 13093.5759 | 12867.8246 | 12645.9655 | 12427.9316 | 12213.6569 | 12003.0766 | 11796.127 | 11592.7455 | 11392.8706 | 0 | 0 | 0 | 0 | 0
F11_Industrial_Industrial - ID_Existing_Process_Natural Gas_Process - Heat Recovery_A_Achievable Economic UCT Potential | F11 | Industrial | Industrial - ID | Existing | Process | Natural Gas | Process - Heat Recovery | A | Purchases (Cumulative) | Achievable Economic UCT Potential | 0 | 0 | 15854.1435 | 31434.9398 | 46747.1016 | 61795.2606 | 76583.9686 | 91117.6989 | 105400.8476 | 119437.7351 | 133232.6073 | 146789.637 | 160112.9247 | 173206.5005 | 186074.3251 | 198720.2906 | 211148.2222 | 223361.8792 | 235364.9558 | 247161.0828 | 258753.8284 | 270146.699 | 270146.699 | 270146.699 | 270146.699 | 270146.699 | 270146.699
F1_Industrial_Industrial - ID_Existing_Space Heating_Natural Gas_Strategic Energy Management_A_Achievable Economic UCT Potential | F1 | Industrial | Industrial - ID | Existing | Space Heating | Natural Gas | Strategic Energy Management | A | Integrated Unit Energy Savings (kWh or therms) | Achievable Economic UCT Potential | 0 | 0 | 0.03378 | 0.033486 | 0.033173 | 0.03284 | 0.032479 | 0.03214 | 0.031774 | 0.03138 | 0.030959 | 0.030515 | 0.030059 | 0.029604 | 0.029154 | 0.02872 | 0.028311 | 0.027994 | 0.027711 | 0.027466 | 0.027253 | 0.027062 | 0.02692 | 0.026784 | 0.026651 | 0.026521 | 0.026393
F2_Industrial_Industrial - ID_Existing_Space Heating_Natural Gas_Strategic Energy Management_A_Achievable Economic UCT Potential | F2 | Industrial | Industrial - ID | Existing | Space Heating | Natural Gas | Strategic Energy Management | A | Integrated Unit Summer Peak Savings (kW) | Achievable Economic UCT Potential | 0 | 0 | 0 | 0 | 0 | 0 | 0 | 0 | 0 | 0 | 0 | 0 | 0 | 0 | 0 | 0 | 0 | 0 | 0 | 0 | 0 | 0 | 0 | 0 | 0 | 0 | 0
F3_Industrial_Industrial - ID_Existing_Space Heating_Natural Gas_Strategic Energy Management_A_Achievable Economic UCT Potential | F3 | Industrial | Industrial - ID | Existing | Space Heating | Natural Gas | Strategic Energy Management | A | Integrated Unit Winter Peak Savings (kW) | Achievable Economic UCT Potential | 0 | 0 | 0 | 0 | 0 | 0 | 0 | 0 | 0 | 0 | 0 | 0 | 0 | 0 | 0 | 0 | 0 | 0 | 0 | 0 | 0 | 0 | 0 | 0 | 0 | 0 | 0
F4_Industrial_Industrial - ID_Existing_Space Heating_Natural Gas_Strategic Energy Management_A_Achievable Economic UCT Potential | F4 | Industrial | Industrial - ID | Existing | Space Heating | Natural Gas | Strategic Energy Management | A | Incremental Energy Savings (MWh or mTherms) | Achievable Economic UCT Potential | 0 | 0 | 0 | 0 | 0 | 0 | 0 | 0 | 0 | 0 | 0 | 0 | 0 | 0 | 0 | 0 | 0 | 0 | 0 | 0 | 0 | 0 | 0 | 0 | 0 | 0 | 0
F5_Industrial_Industrial - ID_Existing_Space Heating_Natural Gas_Strategic Energy Management_A_Achievable Economic UCT Potential | F5 | Industrial | Industrial - ID | Existing | Space Heating | Natural Gas | Strategic Energy Management | A | Incremental Summer Peak Savings (MW) | Achievable Economic UCT Potential | 0 | 0 | 0 | 0 | 0 | 0 | 0 | 0 | 0 | 0 | 0 | 0 | 0 | 0 | 0 | 0 | 0 | 0 | 0 | 0 | 0 | 0 | 0 | 0 | 0 | 0 | 0
F6_Industrial_Industrial - ID_Existing_Space Heating_Natural Gas_Strategic Energy Management_A_Achievable Economic UCT Potential | F6 | Industrial | Industrial - ID | Existing | Space Heating | Natural Gas | Strategic Energy Management | A | Incremental Winter Peak Savings (MW) | Achievable Economic UCT Potential | 0 | 0 | 0 | 0 | 0 | 0 | 0 | 0 | 0 | 0 | 0 | 0 | 0 | 0 | 0 | 0 | 0 | 0 | 0 | 0 | 0 | 0 | 0 | 0 | 0 | 0 | 0
F7_Industrial_Industrial - ID_Existing_Space Heating_Natural Gas_Strategic Energy Management_A_Achievable Economic UCT Potential | F7 | Industrial | Industrial - ID | Existing | Space Heating | Natural Gas | Strategic Energy Management | A | Cumulative Energy Savings (MWh or mTherms) | Achievable Economic UCT Potential | 0 | 0 | 0 | 0 | 0 | 0 | 0 | 0 | 0 | 0 | 0 | 0 | 0 | 0 | 0 | 0 | 0 | 0 | 0 | 0 | 0 | 0 | 0 | 0 | 0 | 0 | 0
F8_Industrial_Industrial - ID_Existing_Space Heating_Natural Gas_Strategic Energy Management_A_Achievable Economic UCT Potential | F8 | Industrial | Industrial - ID | Existing | Space Heating | Natural Gas | Strategic Energy Management | A | Cumulative Summer Peak Savings (MW) | Achievable Economic UCT Potential | 0 | 0 | 0 | 0 | 0 | 0 | 0 | 0 | 0 | 0 | 0 | 0 | 0 | 0 | 0 | 0 | 0 | 0 | 0 | 0 | 0 | 0 | 0 | 0 | 0 | 0 | 0
F9_Industrial_Industrial - ID_Existing_Space Heating_Natural Gas_Strategic Energy Management_A_Achievable Economic UCT Potential | F9 | Industrial | Industrial - ID | Existing | Space Heating | Natural Gas | Strategic Energy Management | A | Cumulative Winter Peak Savings (MW) | Achievable Economic UCT Potential | 0 | 0 | 0 | 0 | 0 | 0 | 0 | 0 | 0 | 0 | 0 | 0 | 0 | 0 | 0 | 0 | 0 | 0 | 0 | 0 | 0 | 0 | 0 | 0 | 0 | 0 | 0
F10_Industrial_Industrial - ID_Existing_Space Heating_Natural Gas_Strategic Energy Management_A_Achievable Economic UCT Potential | F10 | Industrial | Industrial - ID | Existing | Space Heating | Natural Gas | Strategic Energy Management | A | Purchases (Incremental) | Achievable Economic UCT Potential | 0 | 0 | 0 | 0 | 0 | 0 | 0 | 0 | 0 | 0 | 0 | 0 | 0 | 0 | 0 | 0 | 0 | 0 | 0 | 0 | 0 | 0 | 0 | 0 | 0 | 0 | 0
F11_Industrial_Industrial - ID_Existing_Space Heating_Natural Gas_Strategic Energy Management_A_Achievable Economic UCT Potential | F11 | Industrial | Industrial - ID | Existing | Space Heating | Natural Gas | Strategic Energy Management | A | Purchases (Cumulative) | Achievable Economic UCT Potential | 0 | 0 | 0 | 0 | 0 | 0 | 0 | 0 | 0 | 0 | 0 | 0 | 0 | 0 | 0 | 0 | 0 | 0 | 0 | 0 | 0 | 0 | 0 | 0 | 0 | 0 | 0
F1_Industrial_Industrial - ID_Existing_Process_Natural Gas_Strategic Energy Management_A_Achievable Economic UCT Potential | F1 | Industrial | Industrial - ID | Existing | Process | Natural Gas | Strategic Energy Management | A | Integrated Unit Energy Savings (kWh or therms) | Achievable Economic UCT Potential | 0 | 0 | 0.11588 | 0.11502 | 0.11414 | 0.11324 | 0.11231 | 0.11137 | 0.1104 | 0.10943 | 0.10845 | 0.10747 | 0.1065 | 0.10556 | 0.10463 | 0.10371 | 0.10278 | 0.10187 | 0.10096 | 0.10003 | 0.099095 | 0.098141 | 0.097823 | 0.0975 | 0.097171 | 0.096837 | 0.096497
F2_Industrial_Industrial - ID_Existing_Process_Natural Gas_Strategic Energy Management_A_Achievable Economic UCT Potential | F2 | Industrial | Industrial - ID | Existing | Process | Natural Gas | Strategic Energy Management | A | Integrated Unit Summer Peak Savings (kW) | Achievable Economic UCT Potential | 0 | 0 | 0 | 0 | 0 | 0 | 0 | 0 | 0 | 0 | 0 | 0 | 0 | 0 | 0 | 0 | 0 | 0 | 0 | 0 | 0 | 0 | 0 | 0 | 0 | 0 | 0
F3_Industrial_Industrial - ID_Existing_Process_Natural Gas_Strategic Energy Management_A_Achievable Economic UCT Potential | F3 | Industrial | Industrial - ID | Existing | Process | Natural Gas | Strategic Energy Management | A | Integrated Unit Winter Peak Savings (kW) | Achievable Economic UCT Potential | 0 | 0 | 0 | 0 | 0 | 0 | 0 | 0 | 0 | 0 | 0 | 0 | 0 | 0 | 0 | 0 | 0 | 0 | 0 | 0 | 0 | 0 | 0 | 0 | 0 | 0 | 0
F4_Industrial_Industrial - ID_Existing_Process_Natural Gas_Strategic Energy Management_A_Achievable Economic UCT Potential | F4 | Industrial | Industrial - ID | Existing | Process | Natural Gas | Strategic Energy Management | A | Incremental Energy Savings (MWh or mTherms) | Achievable Economic UCT Potential | 0 | 0 | 0 | 0 | 0 | 0 | 0 | 0 | 0 | 0 | 0 | 0 | 0 | 0 | 0 | 0 | 0 | 0 | 0 | 0 | 0 | 0 | 0 | 0 | 0 | 0 | 0
F5_Industrial_Industrial - ID_Existing_Process_Natural Gas_Strategic Energy Management_A_Achievable Economic UCT Potential | F5 | Industrial | Industrial - ID | Existing | Process | Natural Gas | Strategic Energy Management | A | Incremental Summer Peak Savings (MW) | Achievable Economic UCT Potential | 0 | 0 | 0 | 0 | 0 | 0 | 0 | 0 | 0 | 0 | 0 | 0 | 0 | 0 | 0 | 0 | 0 | 0 | 0 | 0 | 0 | 0 | 0 | 0 | 0 | 0 | 0
F6_Industrial_Industrial - ID_Existing_Process_Natural Gas_Strategic Energy Management_A_Achievable Economic UCT Potential | F6 | Industrial | Industrial - ID | Existing | Process | Natural Gas | Strategic Energy Management | A | Incremental Winter Peak Savings (MW) | Achievable Economic UCT Potential | 0 | 0 | 0 | 0 | 0 | 0 | 0 | 0 | 0 | 0 | 0 | 0 | 0 | 0 | 0 | 0 | 0 | 0 | 0 | 0 | 0 | 0 | 0 | 0 | 0 | 0 | 0
F7_Industrial_Industrial - ID_Existing_Process_Natural Gas_Strategic Energy Management_A_Achievable Economic UCT Potential | F7 | Industrial | Industrial - ID | Existing | Process | Natural Gas | Strategic Energy Management | A | Cumulative Energy Savings (MWh or mTherms) | Achievable Economic UCT Potential | 0 | 0 | 0 | 0 | 0 | 0 | 0 | 0 | 0 | 0 | 0 | 0 | 0 | 0 | 0 | 0 | 0 | 0 | 0 | 0 | 0 | 0 | 0 | 0 | 0 | 0 | 0
F8_Industrial_Industrial - ID_Existing_Process_Natural Gas_Strategic Energy Management_A_Achievable Economic UCT Potential | F8 | Industrial | Industrial - ID | Existing | Process | Natural Gas | Strategic Energy Management | A | Cumulative Summer Peak Savings (MW) | Achievable Economic UCT Potential | 0 | 0 | 0 | 0 | 0 | 0 | 0 | 0 | 0 | 0 | 0 | 0 | 0 | 0 | 0 | 0 | 0 | 0 | 0 | 0 | 0 | 0 | 0 | 0 | 0 | 0 | 0
F9_Industrial_Industrial - ID_Existing_Process_Natural Gas_Strategic Energy Management_A_Achievable Economic UCT Potential | F9 | Industrial | Industrial - ID | Existing | Process | Natural Gas | Strategic Energy Management | A | Cumulative Winter Peak Savings (MW) | Achievable Economic UCT Potential | 0 | 0 | 0 | 0 | 0 | 0 | 0 | 0 | 0 | 0 | 0 | 0 | 0 | 0 | 0 | 0 | 0 | 0 | 0 | 0 | 0 | 0 | 0 | 0 | 0 | 0 | 0
F10_Industrial_Industrial - ID_Existing_Process_Natural Gas_Strategic Energy Management_A_Achievable Economic UCT Potential | F10 | Industrial | Industrial - ID | Existing | Process | Natural Gas | Strategic Energy Management | A | Purchases (Incremental) | Achievable Economic UCT Potential | 0 | 0 | 0 | 0 | 0 | 0 | 0 | 0 | 0 | 0 | 0 | 0 | 0 | 0 | 0 | 0 | 0 | 0 | 0 | 0 | 0 | 0 | 0 | 0 | 0 | 0 | 0
F11_Industrial_Industrial - ID_Existing_Process_Natural Gas_Strategic Energy Management_A_Achievable Economic UCT Potential | F11 | Industrial | Industrial - ID | Existing | Process | Natural Gas | Strategic Energy Management | A | Purchases (Cumulative) | Achievable Economic UCT Potential | 0 | 0 | 0 | 0 | 0 | 0 | 0 | 0 | 0 | 0 | 0 | 0 | 0 | 0 | 0 | 0 | 0 | 0 | 0 | 0 | 0 | 0 | 0 | 0 | 0 | 0 | 0
F1_Industrial_Industrial - ID_Existing_Miscellaneous_Natural Gas_Strategic Energy Management_A_Achievable Economic UCT Potential | F1 | Industrial | Industrial - ID | Existing | Miscellaneous | Natural Gas | Strategic Energy Management | A | Integrated Unit Energy Savings (kWh or therms) | Achievable Economic UCT Potential | 0 | 0 | 0.025488 | 0.025488 | 0.025488 | 0.025488 | 0.025488 | 0.025488 | 0.025488 | 0.025488 | 0.025488 | 0.025488 | 0.025488 | 0.025488 | 0.025488 | 0.025488 | 0.025488 | 0.025488 | 0.025488 | 0.025488 | 0.025488 | 0.025488 | 0.025488 | 0.025488 | 0.025488 | 0.025488 | 0.025488
F2_Industrial_Industrial - ID_Existing_Miscellaneous_Natural Gas_Strategic Energy Management_A_Achievable Economic UCT Potential | F2 | Industrial | Industrial - ID | Existing | Miscellaneous | Natural Gas | Strategic Energy Management | A | Integrated Unit Summer Peak Savings (kW) | Achievable Economic UCT Potential | 0 | 0 | 0 | 0 | 0 | 0 | 0 | 0 | 0 | 0 | 0 | 0 | 0 | 0 | 0 | 0 | 0 | 0 | 0 | 0 | 0 | 0 | 0 | 0 | 0 | 0 | 0
F3_Industrial_Industrial - ID_Existing_Miscellaneous_Natural Gas_Strategic Energy Management_A_Achievable Economic UCT Potential | F3 | Industrial | Industrial - ID | Existing | Miscellaneous | Natural Gas | Strategic Energy Management | A | Integrated Unit Winter Peak Savings (kW) | Achievable Economic UCT Potential | 0 | 0 | 0 | 0 | 0 | 0 | 0 | 0 | 0 | 0 | 0 | 0 | 0 | 0 | 0 | 0 | 0 | 0 | 0 | 0 | 0 | 0 | 0 | 0 | 0 | 0 | 0
F4_Industrial_Industrial - ID_Existing_Miscellaneous_Natural Gas_Strategic Energy Management_A_Achievable Economic UCT Potential | F4 | Industrial | Industrial - ID | Existing | Miscellaneous | Natural Gas | Strategic Energy Management | A | Incremental Energy Savings (MWh or mTherms) | Achievable Economic UCT Potential | 0 | 0 | 0 | 0 | 0 | 0 | 0 | 0 | 0 | 0 | 0 | 0 | 0 | 0 | 0 | 0 | 0 | 0 | 0 | 0 | 0 | 0 | 0 | 0 | 0 | 0 | 0
F5_Industrial_Industrial - ID_Existing_Miscellaneous_Natural Gas_Strategic Energy Management_A_Achievable Economic UCT Potential | F5 | Industrial | Industrial - ID | Existing | Miscellaneous | Natural Gas | Strategic Energy Management | A | Incremental Summer Peak Savings (MW) | Achievable Economic UCT Potential | 0 | 0 | 0 | 0 | 0 | 0 | 0 | 0 | 0 | 0 | 0 | 0 | 0 | 0 | 0 | 0 | 0 | 0 | 0 | 0 | 0 | 0 | 0 | 0 | 0 | 0 | 0
F6_Industrial_Industrial - ID_Existing_Miscellaneous_Natural Gas_Strategic Energy Management_A_Achievable Economic UCT Potential | F6 | Industrial | Industrial - ID | Existing | Miscellaneous | Natural Gas | Strategic Energy Management | A | Incremental Winter Peak Savings (MW) | Achievable Economic UCT Potential | 0 | 0 | 0 | 0 | 0 | 0 | 0 | 0 | 0 | 0 | 0 | 0 | 0 | 0 | 0 | 0 | 0 | 0 | 0 | 0 | 0 | 0 | 0 | 0 | 0 | 0 | 0
F7_Industrial_Industrial - ID_Existing_Miscellaneous_Natural Gas_Strategic Energy Management_A_Achievable Economic UCT Potential | F7 | Industrial | Industrial - ID | Existing | Miscellaneous | Natural Gas | Strategic Energy Management | A | Cumulative Energy Savings (MWh or mTherms) | Achievable Economic UCT Potential | 0 | 0 | 0 | 0 | 0 | 0 | 0 | 0 | 0 | 0 | 0 | 0 | 0 | 0 | 0 | 0 | 0 | 0 | 0 | 0 | 0 | 0 | 0 | 0 | 0 | 0 | 0
F8_Industrial_Industrial - ID_Existing_Miscellaneous_Natural Gas_Strategic Energy Management_A_Achievable Economic UCT Potential | F8 | Industrial | Industrial - ID | Existing | Miscellaneous | Natural Gas | Strategic Energy Management | A | Cumulative Summer Peak Savings (MW) | Achievable Economic UCT Potential | 0 | 0 | 0 | 0 | 0 | 0 | 0 | 0 | 0 | 0 | 0 | 0 | 0 | 0 | 0 | 0 | 0 | 0 | 0 | 0 | 0 | 0 | 0 | 0 | 0 | 0 | 0
F9_Industrial_Industrial - ID_Existing_Miscellaneous_Natural Gas_Strategic Energy Management_A_Achievable Economic UCT Potential | F9 | Industrial | Industrial - ID | Existing | Miscellaneous | Natural Gas | Strategic Energy Management | A | Cumulative Winter Peak Savings (MW) | Achievable Economic UCT Potential | 0 | 0 | 0 | 0 | 0 | 0 | 0 | 0 | 0 | 0 | 0 | 0 | 0 | 0 | 0 | 0 | 0 | 0 | 0 | 0 | 0 | 0 | 0 | 0 | 0 | 0 | 0
F10_Industrial_Industrial - ID_Existing_Miscellaneous_Natural Gas_Strategic Energy Management_A_Achievable Economic UCT Potential | F10 | Industrial | Industrial - ID | Existing | Miscellaneous | Natural Gas | Strategic Energy Management | A | Purchases (Incremental) | Achievable Economic UCT Potential | 0 | 0 | 0 | 0 | 0 | 0 | 0 | 0 | 0 | 0 | 0 | 0 | 0 | 0 | 0 | 0 | 0 | 0 | 0 | 0 | 0 | 0 | 0 | 0 | 0 | 0 | 0
F11_Industrial_Industrial - ID_Existing_Miscellaneous_Natural Gas_Strategic Energy Management_A_Achievable Economic UCT Potential | F11 | Industrial | Industrial - ID | Existing | Miscellaneous | Natural Gas | Strategic Energy Management | A | Purchases (Cumulative) | Achievable Economic UCT Potential | 0 | 0 | 0 | 0 | 0 | 0 | 0 | 0 | 0 | 0 | 0 | 0 | 0 | 0 | 0 | 0 | 0 | 0 | 0 | 0 | 0 | 0 | 0 | 0 | 0 | 0 | 0
F1_Industrial_Industrial - ID_Existing_Space Heating_Natural Gas_Retrocommissioning_A_Achievable Economic UCT Potential | F1 | Industrial | Industrial - ID | Existing | Space Heating | Natural Gas | Retrocommissioning | A | Integrated Unit Energy Savings (kWh or therms) | Achievable Economic UCT Potential | 0 | 0 | 0.041478 | 0.041117 | 0.040733 | 0.040324 | 0.039881 | 0.039465 | 0.039016 | 0.038532 | 0.038014 | 0.037469 | 0.03691 | 0.036351 | 0.035798 | 0.035265 | 0.034763 | 0.034373 | 0.034027 | 0.033725 | 0.033464 | 0.033229 | 0.033055 | 0.032888 | 0.032725 | 0.032566 | 0.032409
F2_Industrial_Industrial - ID_Existing_Space Heating_Natural Gas_Retrocommissioning_A_Achievable Economic UCT Potential | F2 | Industrial | Industrial - ID | Existing | Space Heating | Natural Gas | Retrocommissioning | A | Integrated Unit Summer Peak Savings (kW) | Achievable Economic UCT Potential | 0 | 0 | 0 | 0 | 0 | 0 | 0 | 0 | 0 | 0 | 0 | 0 | 0 | 0 | 0 | 0 | 0 | 0 | 0 | 0 | 0 | 0 | 0 | 0 | 0 | 0 | 0
F3_Industrial_Industrial - ID_Existing_Space Heating_Natural Gas_Retrocommissioning_A_Achievable Economic UCT Potential | F3 | Industrial | Industrial - ID | Existing | Space Heating | Natural Gas | Retrocommissioning | A | Integrated Unit Winter Peak Savings (kW) | Achievable Economic UCT Potential | 0 | 0 | 0 | 0 | 0 | 0 | 0 | 0 | 0 | 0 | 0 | 0 | 0 | 0 | 0 | 0 | 0 | 0 | 0 | 0 | 0 | 0 | 0 | 0 | 0 | 0 | 0
F4_Industrial_Industrial - ID_Existing_Space Heating_Natural Gas_Retrocommissioning_A_Achievable Economic UCT Potential | F4 | Industrial | Industrial - ID | Existing | Space Heating | Natural Gas | Retrocommissioning | A | Incremental Energy Savings (MWh or mTherms) | Achievable Economic UCT Potential | 0 | 0 | 0.062838 | 0.075164 | 0.089548 | 0.040045 | 0.039217 | 0.040718 | 0.038019 | 0.026389 | 0.00029662 | 0 | 0 | 0 | 0 | 0 | 0 | 0 | 0 | 0 | 0 | 0 | 0 | 0 | 0 | 0 | 0
F5_Industrial_Industrial - ID_Existing_Space Heating_Natural Gas_Retrocommissioning_A_Achievable Economic UCT Potential | F5 | Industrial | Industrial - ID | Existing | Space Heating | Natural Gas | Retrocommissioning | A | Incremental Summer Peak Savings (MW) | Achievable Economic UCT Potential | 0 | 0 | 0 | 0 | 0 | 0 | 0 | 0 | 0 | 0 | 0 | 0 | 0 | 0 | 0 | 0 | 0 | 0 | 0 | 0 | 0 | 0 | 0 | 0 | 0 | 0 | 0
F6_Industrial_Industrial - ID_Existing_Space Heating_Natural Gas_Retrocommissioning_A_Achievable Economic UCT Potential | F6 | Industrial | Industrial - ID | Existing | Space Heating | Natural Gas | Retrocommissioning | A | Incremental Winter Peak Savings (MW) | Achievable Economic UCT Potential | 0 | 0 | 0 | 0 | 0 | 0 | 0 | 0 | 0 | 0 | 0 | 0 | 0 | 0 | 0 | 0 | 0 | 0 | 0 | 0 | 0 | 0 | 0 | 0 | 0 | 0 | 0
F7_Industrial_Industrial - ID_Existing_Space Heating_Natural Gas_Retrocommissioning_A_Achievable Economic UCT Potential | F7 | Industrial | Industrial - ID | Existing | Space Heating | Natural Gas | Retrocommissioning | A | Cumulative Energy Savings (MWh or mTherms) | Achievable Economic UCT Potential | 0 | 0 | 0.062838 | 0.13745 | 0.22572 | 0.2635 | 0.29982 | 0.33741 | 0.37159 | 0.39337 | 0.38838 | 0.38281 | 0.3771 | 0.37139 | 0.36574 | 0.36029 | 0.35517 | 0.35118 | 0.34764 | 0.34456 | 0.34189 | 0.3395 | 0.33772 | 0.33601 | 0.33435 | 0.33272 | 0.33111
F8_Industrial_Industrial - ID_Existing_Space Heating_Natural Gas_Retrocommissioning_A_Achievable Economic UCT Potential | F8 | Industrial | Industrial - ID | Existing | Space Heating | Natural Gas | Retrocommissioning | A | Cumulative Summer Peak Savings (MW) | Achievable Economic UCT Potential | 0 | 0 | 0 | 0 | 0 | 0 | 0 | 0 | 0 | 0 | 0 | 0 | 0 | 0 | 0 | 0 | 0 | 0 | 0 | 0 | 0 | 0 | 0 | 0 | 0 | 0 | 0
F9_Industrial_Industrial - ID_Existing_Space Heating_Natural Gas_Retrocommissioning_A_Achievable Economic UCT Potential | F9 | Industrial | Industrial - ID | Existing | Space Heating | Natural Gas | Retrocommissioning | A | Cumulative Winter Peak Savings (MW) | Achievable Economic UCT Potential | 0 | 0 | 0 | 0 | 0 | 0 | 0 | 0 | 0 | 0 | 0 | 0 | 0 | 0 | 0 | 0 | 0 | 0 | 0 | 0 | 0 | 0 | 0 | 0 | 0 | 0 | 0
F10_Industrial_Industrial - ID_Existing_Space Heating_Natural Gas_Retrocommissioning_A_Achievable Economic UCT Potential | F10 | Industrial | Industrial - ID | Existing | Space Heating | Natural Gas | Retrocommissioning | A | Purchases (Incremental) | Achievable Economic UCT Potential | 0 | 0 | 1514.9515 | 1828.0478 | 2198.4267 | 993.075 | 983.3512 | 1031.7667 | 974.4497 | 684.8585 | 7.8029 | 0 | 0 | 0 | 0 | 0 | 0 | 0 | 0 | 0 | 0 | 0 | 0 | 0 | 0 | 0 | 0
F11_Industrial_Industrial - ID_Existing_Space Heating_Natural Gas_Retrocommissioning_A_Achievable Economic UCT Potential | F11 | Industrial | Industrial - ID | Existing | Space Heating | Natural Gas | Retrocommissioning | A | Purchases (Cumulative) | Achievable Economic UCT Potential | 0 | 0 | 1514.9515 | 3342.9993 | 5541.426 | 6534.501 | 7517.8522 | 8549.6189 | 9524.0686 | 10208.9271 | 10216.73 | 10216.73 | 10216.73 | 10216.73 | 10216.73 | 10216.73 | 10216.73 | 10216.73 | 10216.73 | 10216.73 | 10216.73 | 10216.73 | 10216.73 | 10216.73 | 10216.73 | 10216.73 | 10216.73
F1_Industrial_Industrial - ID_Existing_Process_Natural Gas_Retrocommissioning_A_Achievable Economic UCT Potential | F1 | Industrial | Industrial - ID | Existing | Process | Natural Gas | Retrocommissioning | A | Integrated Unit Energy Savings (kWh or therms) | Achievable Economic UCT Potential | 0 | 0 | 0 | 0 | 0 | 0 | 0 | 0 | 0 | 0 | 0 | 0 | 0 | 0 | 0 | 0 | 0 | 0 | 0 | 0 | 0 | 0 | 0 | 0 | 0 | 0 | 0
F2_Industrial_Industrial - ID_Existing_Process_Natural Gas_Retrocommissioning_A_Achievable Economic UCT Potential | F2 | Industrial | Industrial - ID | Existing | Process | Natural Gas | Retrocommissioning | A | Integrated Unit Summer Peak Savings (kW) | Achievable Economic UCT Potential | 0 | 0 | 0 | 0 | 0 | 0 | 0 | 0 | 0 | 0 | 0 | 0 | 0 | 0 | 0 | 0 | 0 | 0 | 0 | 0 | 0 | 0 | 0 | 0 | 0 | 0 | 0
F3_Industrial_Industrial - ID_Existing_Process_Natural Gas_Retrocommissioning_A_Achievable Economic UCT Potential | F3 | Industrial | Industrial - ID | Existing | Process | Natural Gas | Retrocommissioning | A | Integrated Unit Winter Peak Savings (kW) | Achievable Economic UCT Potential | 0 | 0 | 0 | 0 | 0 | 0 | 0 | 0 | 0 | 0 | 0 | 0 | 0 | 0 | 0 | 0 | 0 | 0 | 0 | 0 | 0 | 0 | 0 | 0 | 0 | 0 | 0
F4_Industrial_Industrial - ID_Existing_Process_Natural Gas_Retrocommissioning_A_Achievable Economic UCT Potential | F4 | Industrial | Industrial - ID | Existing | Process | Natural Gas | Retrocommissioning | A | Incremental Energy Savings (MWh or mTherms) | Achievable Economic UCT Potential | 0 | 0 | 0 | 0 | 0 | 0 | 0 | 0 | 0 | 0 | 0 | 0 | 0 | 0 | 0 | 0 | 0 | 0 | 0 | 0 | 0 | 0 | 0 | 0 | 0 | 0 | 0
F5_Industrial_Industrial - ID_Existing_Process_Natural Gas_Retrocommissioning_A_Achievable Economic UCT Potential | F5 | Industrial | Industrial - ID | Existing | Process | Natural Gas | Retrocommissioning | A | Incremental Summer Peak Savings (MW) | Achievable Economic UCT Potential | 0 | 0 | 0 | 0 | 0 | 0 | 0 | 0 | 0 | 0 | 0 | 0 | 0 | 0 | 0 | 0 | 0 | 0 | 0 | 0 | 0 | 0 | 0 | 0 | 0 | 0 | 0
F6_Industrial_Industrial - ID_Existing_Process_Natural Gas_Retrocommissioning_A_Achievable Economic UCT Potential | F6 | Industrial | Industrial - ID | Existing | Process | Natural Gas | Retrocommissioning | A | Incremental Winter Peak Savings (MW) | Achievable Economic UCT Potential | 0 | 0 | 0 | 0 | 0 | 0 | 0 | 0 | 0 | 0 | 0 | 0 | 0 | 0 | 0 | 0 | 0 | 0 | 0 | 0 | 0 | 0 | 0 | 0 | 0 | 0 | 0
F7_Industrial_Industrial - ID_Existing_Process_Natural Gas_Retrocommissioning_A_Achievable Economic UCT Potential | F7 | Industrial | Industrial - ID | Existing | Process | Natural Gas | Retrocommissioning | A | Cumulative Energy Savings (MWh or mTherms) | Achievable Economic UCT Potential | 0 | 0 | 0 | 0 | 0 | 0 | 0 | 0 | 0 | 0 | 0 | 0 | 0 | 0 | 0 | 0 | 0 | 0 | 0 | 0 | 0 | 0 | 0 | 0 | 0 | 0 | 0
F8_Industrial_Industrial - ID_Existing_Process_Natural Gas_Retrocommissioning_A_Achievable Economic UCT Potential | F8 | Industrial | Industrial - ID | Existing | Process | Natural Gas | Retrocommissioning | A | Cumulative Summer Peak Savings (MW) | Achievable Economic UCT Potential | 0 | 0 | 0 | 0 | 0 | 0 | 0 | 0 | 0 | 0 | 0 | 0 | 0 | 0 | 0 | 0 | 0 | 0 | 0 | 0 | 0 | 0 | 0 | 0 | 0 | 0 | 0
F9_Industrial_Industrial - ID_Existing_Process_Natural Gas_Retrocommissioning_A_Achievable Economic UCT Potential | F9 | Industrial | Industrial - ID | Existing | Process | Natural Gas | Retrocommissioning | A | Cumulative Winter Peak Savings (MW) | Achievable Economic UCT Potential | 0 | 0 | 0 | 0 | 0 | 0 | 0 | 0 | 0 | 0 | 0 | 0 | 0 | 0 | 0 | 0 | 0 | 0 | 0 | 0 | 0 | 0 | 0 | 0 | 0 | 0 | 0
F10_Industrial_Industrial - ID_Existing_Process_Natural Gas_Retrocommissioning_A_Achievable Economic UCT Potential | F10 | Industrial | Industrial - ID | Existing | Process | Natural Gas | Retrocommissioning | A | Purchases (Incremental) | Achievable Economic UCT Potential | 0 | 0 | 6059.806 | 7312.1912 | 8793.7067 | 3972.3 | 3933.4049 | 4127.0667 | 3897.7988 | 2739.4342 | 31.2115 | 0 | 0 | 0 | 0 | 0 | 0 | 0 | 0 | 0 | 0 | 0 | 0 | 0 | 0 | 0 | 0
F11_Industrial_Industrial - ID_Existing_Process_Natural Gas_Retrocommissioning_A_Achievable Economic UCT Potential | F11 | Industrial | Industrial - ID | Existing | Process | Natural Gas | Retrocommissioning | A | Purchases (Cumulative) | Achievable Economic UCT Potential | 0 | 0 | 6059.806 | 13371.9972 | 22165.7039 | 26138.0039 | 30071.4088 | 34198.4756 | 38096.2743 | 40835.7085 | 40866.92 | 40866.92 | 40866.92 | 40866.92 | 40866.92 | 40866.92 | 40866.92 | 40866.92 | 40866.92 | 40866.92 | 40866.92 | 40866.92 | 40866.92 | 40866.92 | 40866.92 | 40866.92 | 40866.92
F1_Industrial_Industrial - ID_New_Space Heating_Natural Gas_Insulation - Ceiling_A_Achievable Economic UCT Potential | F1 | Industrial | Industrial - ID | New | Space Heating | Natural Gas | Insulation - Ceiling | A | Integrated Unit Energy Savings (kWh or therms) | Achievable Economic UCT Potential | 0 | 0 | 0.075377 | 0.073132 | 0.072761 | 0.07249 | 0.072245 | 0.072031 | 0.071868 | 0.07174 | 0.071637 | 0.071539 | 0.071441 | 0.071346 | 0.071254 | 0.071168 | 0.071088 | 0.071015 | 0.070974 | 0.070942 | 0.070917 | 0.070897 | 0.07096 | 0.071019 | 0.071072 | 0.07112 | 0.071164
F2_Industrial_Industrial - ID_New_Space Heating_Natural Gas_Insulation - Ceiling_A_Achievable Economic UCT Potential | F2 | Industrial | Industrial - ID | New | Space Heating | Natural Gas | Insulation - Ceiling | A | Integrated Unit Summer Peak Savings (kW) | Achievable Economic UCT Potential | 0 | 0 | 0 | 0 | 0 | 0 | 0 | 0 | 0 | 0 | 0 | 0 | 0 | 0 | 0 | 0 | 0 | 0 | 0 | 0 | 0 | 0 | 0 | 0 | 0 | 0 | 0
F3_Industrial_Industrial - ID_New_Space Heating_Natural Gas_Insulation - Ceiling_A_Achievable Economic UCT Potential | F3 | Industrial | Industrial - ID | New | Space Heating | Natural Gas | Insulation - Ceiling | A | Integrated Unit Winter Peak Savings (kW) | Achievable Economic UCT Potential | 0 | 0 | 0 | 0 | 0 | 0 | 0 | 0 | 0 | 0 | 0 | 0 | 0 | 0 | 0 | 0 | 0 | 0 | 0 | 0 | 0 | 0 | 0 | 0 | 0 | 0 | 0
F4_Industrial_Industrial - ID_New_Space Heating_Natural Gas_Insulation - Ceiling_A_Achievable Economic UCT Potential | F4 | Industrial | Industrial - ID | New | Space Heating | Natural Gas | Insulation - Ceiling | A | Incremental Energy Savings (MWh or mTherms) | Achievable Economic UCT Potential | 0 | 0 | 0 | 0 | 0 | 0 | 0 | 0 | 0 | 0 | 0 | 0 | 0 | 0 | 0 | 0 | 0 | 0 | 0 | 0 | 0 | 0 | 0 | 0 | 0 | 0 | 0
F5_Industrial_Industrial - ID_New_Space Heating_Natural Gas_Insulation - Ceiling_A_Achievable Economic UCT Potential | F5 | Industrial | Industrial - ID | New | Space Heating | Natural Gas | Insulation - Ceiling | A | Incremental Summer Peak Savings (MW) | Achievable Economic UCT Potential | 0 | 0 | 0 | 0 | 0 | 0 | 0 | 0 | 0 | 0 | 0 | 0 | 0 | 0 | 0 | 0 | 0 | 0 | 0 | 0 | 0 | 0 | 0 | 0 | 0 | 0 | 0
F6_Industrial_Industrial - ID_New_Space Heating_Natural Gas_Insulation - Ceiling_A_Achievable Economic UCT Potential | F6 | Industrial | Industrial - ID | New | Space Heating | Natural Gas | Insulation - Ceiling | A | Incremental Winter Peak Savings (MW) | Achievable Economic UCT Potential | 0 | 0 | 0 | 0 | 0 | 0 | 0 | 0 | 0 | 0 | 0 | 0 | 0 | 0 | 0 | 0 | 0 | 0 | 0 | 0 | 0 | 0 | 0 | 0 | 0 | 0 | 0
F7_Industrial_Industrial - ID_New_Space Heating_Natural Gas_Insulation - Ceiling_A_Achievable Economic UCT Potential | F7 | Industrial | Industrial - ID | New | Space Heating | Natural Gas | Insulation - Ceiling | A | Cumulative Energy Savings (MWh or mTherms) | Achievable Economic UCT Potential | 0 | 0 | 0 | 0 | 0 | 0 | 0 | 0 | 0 | 0 | 0 | 0 | 0 | 0 | 0 | 0 | 0 | 0 | 0 | 0 | 0 | 0 | 0 | 0 | 0 | 0 | 0
F8_Industrial_Industrial - ID_New_Space Heating_Natural Gas_Insulation - Ceiling_A_Achievable Economic UCT Potential | F8 | Industrial | Industrial - ID | New | Space Heating | Natural Gas | Insulation - Ceiling | A | Cumulative Summer Peak Savings (MW) | Achievable Economic UCT Potential | 0 | 0 | 0 | 0 | 0 | 0 | 0 | 0 | 0 | 0 | 0 | 0 | 0 | 0 | 0 | 0 | 0 | 0 | 0 | 0 | 0 | 0 | 0 | 0 | 0 | 0 | 0
F9_Industrial_Industrial - ID_New_Space Heating_Natural Gas_Insulation - Ceiling_A_Achievable Economic UCT Potential | F9 | Industrial | Industrial - ID | New | Space Heating | Natural Gas | Insulation - Ceiling | A | Cumulative Winter Peak Savings (MW) | Achievable Economic UCT Potential | 0 | 0 | 0 | 0 | 0 | 0 | 0 | 0 | 0 | 0 | 0 | 0 | 0 | 0 | 0 | 0 | 0 | 0 | 0 | 0 | 0 | 0 | 0 | 0 | 0 | 0 | 0
F10_Industrial_Industrial - ID_New_Space Heating_Natural Gas_Insulation - Ceiling_A_Achievable Economic UCT Potential | F10 | Industrial | Industrial - ID | New | Space Heating | Natural Gas | Insulation - Ceiling | A | Purchases (Incremental) | Achievable Economic UCT Potential | 0 | 0 | 0 | 0 | 0 | 0 | 0 | 0 | 0 | 0 | 0 | 0 | 0 | 0 | 0 | 0 | 0 | 0 | 0 | 0 | 0 | 0 | 0 | 0 | 0 | 0 | 0
F11_Industrial_Industrial - ID_New_Space Heating_Natural Gas_Insulation - Ceiling_A_Achievable Economic UCT Potential | F11 | Industrial | Industrial - ID | New | Space Heating | Natural Gas | Insulation - Ceiling | A | Purchases (Cumulative) | Achievable Economic UCT Potential | 0 | 0 | 0 | 0 | 0 | 0 | 0 | 0 | 0 | 0 | 0 | 0 | 0 | 0 | 0 | 0 | 0 | 0 | 0 | 0 | 0 | 0 | 0 | 0 | 0 | 0 | 0
F1_Industrial_Industrial - ID_New_Space Heating_Natural Gas_Insulation - Wall Cavity_A_Achievable Economic UCT Potential | F1 | Industrial | Industrial - ID | New | Space Heating | Natural Gas | Insulation - Wall Cavity | A | Integrated Unit Energy Savings (kWh or therms) | Achievable Economic UCT Potential | 0 | 0 | 0.20062 | 0.19465 | 0.19367 | 0.19296 | 0.19233 | 0.19178 | 0.19139 | 0.19109 | 0.19086 | 0.19064 | 0.19041 | 0.19018 | 0.18996 | 0.18974 | 0.18952 | 0.18933 | 0.18921 | 0.18912 | 0.18904 | 0.18898 | 0.18913 | 0.18928 | 0.18941 | 0.18953 | 0.18964
F2_Industrial_Industrial - ID_New_Space Heating_Natural Gas_Insulation - Wall Cavity_A_Achievable Economic UCT Potential | F2 | Industrial | Industrial - ID | New | Space Heating | Natural Gas | Insulation - Wall Cavity | A | Integrated Unit Summer Peak Savings (kW) | Achievable Economic UCT Potential | 0 | 0 | 0 | 0 | 0 | 0 | 0 | 0 | 0 | 0 | 0 | 0 | 0 | 0 | 0 | 0 | 0 | 0 | 0 | 0 | 0 | 0 | 0 | 0 | 0 | 0 | 0
F3_Industrial_Industrial - ID_New_Space Heating_Natural Gas_Insulation - Wall Cavity_A_Achievable Economic UCT Potential | F3 | Industrial | Industrial - ID | New | Space Heating | Natural Gas | Insulation - Wall Cavity | A | Integrated Unit Winter Peak Savings (kW) | Achievable Economic UCT Potential | 0 | 0 | 0 | 0 | 0 | 0 | 0 | 0 | 0 | 0 | 0 | 0 | 0 | 0 | 0 | 0 | 0 | 0 | 0 | 0 | 0 | 0 | 0 | 0 | 0 | 0 | 0
F4_Industrial_Industrial - ID_New_Space Heating_Natural Gas_Insulation - Wall Cavity_A_Achievable Economic UCT Potential | F4 | Industrial | Industrial - ID | New | Space Heating | Natural Gas | Insulation - Wall Cavity | A | Incremental Energy Savings (MWh or mTherms) | Achievable Economic UCT Potential | 0 | 0 | 0 | 0 | 0 | 0 | 0 | 0 | 0 | 0 | 0 | 0 | 0 | 0 | 0 | 0 | 0 | 0 | 0 | 0 | 0 | 0 | 0 | 0 | 0 | 0 | 0
F5_Industrial_Industrial - ID_New_Space Heating_Natural Gas_Insulation - Wall Cavity_A_Achievable Economic UCT Potential | F5 | Industrial | Industrial - ID | New | Space Heating | Natural Gas | Insulation - Wall Cavity | A | Incremental Summer Peak Savings (MW) | Achievable Economic UCT Potential | 0 | 0 | 0 | 0 | 0 | 0 | 0 | 0 | 0 | 0 | 0 | 0 | 0 | 0 | 0 | 0 | 0 | 0 | 0 | 0 | 0 | 0 | 0 | 0 | 0 | 0 | 0
F6_Industrial_Industrial - ID_New_Space Heating_Natural Gas_Insulation - Wall Cavity_A_Achievable Economic UCT Potential | F6 | Industrial | Industrial - ID | New | Space Heating | Natural Gas | Insulation - Wall Cavity | A | Incremental Winter Peak Savings (MW) | Achievable Economic UCT Potential | 0 | 0 | 0 | 0 | 0 | 0 | 0 | 0 | 0 | 0 | 0 | 0 | 0 | 0 | 0 | 0 | 0 | 0 | 0 | 0 | 0 | 0 | 0 | 0 | 0 | 0 | 0
F7_Industrial_Industrial - ID_New_Space Heating_Natural Gas_Insulation - Wall Cavity_A_Achievable Economic UCT Potential | F7 | Industrial | Industrial - ID | New | Space Heating | Natural Gas | Insulation - Wall Cavity | A | Cumulative Energy Savings (MWh or mTherms) | Achievable Economic UCT Potential | 0 | 0 | 0 | 0 | 0 | 0 | 0 | 0 | 0 | 0 | 0 | 0 | 0 | 0 | 0 | 0 | 0 | 0 | 0 | 0 | 0 | 0 | 0 | 0 | 0 | 0 | 0
F8_Industrial_Industrial - ID_New_Space Heating_Natural Gas_Insulation - Wall Cavity_A_Achievable Economic UCT Potential | F8 | Industrial | Industrial - ID | New | Space Heating | Natural Gas | Insulation - Wall Cavity | A | Cumulative Summer Peak Savings (MW) | Achievable Economic UCT Potential | 0 | 0 | 0 | 0 | 0 | 0 | 0 | 0 | 0 | 0 | 0 | 0 | 0 | 0 | 0 | 0 | 0 | 0 | 0 | 0 | 0 | 0 | 0 | 0 | 0 | 0 | 0
F9_Industrial_Industrial - ID_New_Space Heating_Natural Gas_Insulation - Wall Cavity_A_Achievable Economic UCT Potential | F9 | Industrial | Industrial - ID | New | Space Heating | Natural Gas | Insulation - Wall Cavity | A | Cumulative Winter Peak Savings (MW) | Achievable Economic UCT Potential | 0 | 0 | 0 | 0 | 0 | 0 | 0 | 0 | 0 | 0 | 0 | 0 | 0 | 0 | 0 | 0 | 0 | 0 | 0 | 0 | 0 | 0 | 0 | 0 | 0 | 0 | 0
F10_Industrial_Industrial - ID_New_Space Heating_Natural Gas_Insulation - Wall Cavity_A_Achievable Economic UCT Potential | F10 | Industrial | Industrial - ID | New | Space Heating | Natural Gas | Insulation - Wall Cavity | A | Purchases (Incremental) | Achievable Economic UCT Potential | 0 | 0 | 0 | 0 | 0 | 0 | 0 | 0 | 0 | 0 | 0 | 0 | 0 | 0 | 0 | 0 | 0 | 0 | 0 | 0 | 0 | 0 | 0 | 0 | 0 | 0 | 0
F11_Industrial_Industrial - ID_New_Space Heating_Natural Gas_Insulation - Wall Cavity_A_Achievable Economic UCT Potential | F11 | Industrial | Industrial - ID | New | Space Heating | Natural Gas | Insulation - Wall Cavity | A | Purchases (Cumulative) | Achievable Economic UCT Potential | 0 | 0 | 0 | 0 | 0 | 0 | 0 | 0 | 0 | 0 | 0 | 0 | 0 | 0 | 0 | 0 | 0 | 0 | 0 | 0 | 0 | 0 | 0 | 0 | 0 | 0 | 0
F1_Industrial_Industrial - ID_New_Space Heating_Natural Gas_Insulation - Ducting_A_Achievable Economic UCT Potential | F1 | Industrial | Industrial - ID | New | Space Heating | Natural Gas | Insulation - Ducting | A | Integrated Unit Energy Savings (kWh or therms) | Achievable Economic UCT Potential | 0 | 0 | 0.048567 | 0.043866 | 0.043363 | 0.043087 | 0.042878 | 0.042709 | 0.042585 | 0.04249 | 0.042416 | 0.042348 | 0.042284 | 0.042222 | 0.042165 | 0.042112 | 0.042062 | 0.042018 | 0.041995 | 0.041976 | 0.041958 | 0.041944 | 0.04198 | 0.042013 | 0.042044 | 0.042071 | 0.042097
F2_Industrial_Industrial - ID_New_Space Heating_Natural Gas_Insulation - Ducting_A_Achievable Economic UCT Potential | F2 | Industrial | Industrial - ID | New | Space Heating | Natural Gas | Insulation - Ducting | A | Integrated Unit Summer Peak Savings (kW) | Achievable Economic UCT Potential | 0 | 0 | 0 | 0 | 0 | 0 | 0 | 0 | 0 | 0 | 0 | 0 | 0 | 0 | 0 | 0 | 0 | 0 | 0 | 0 | 0 | 0 | 0 | 0 | 0 | 0 | 0
F3_Industrial_Industrial - ID_New_Space Heating_Natural Gas_Insulation - Ducting_A_Achievable Economic UCT Potential | F3 | Industrial | Industrial - ID | New | Space Heating | Natural Gas | Insulation - Ducting | A | Integrated Unit Winter Peak Savings (kW) | Achievable Economic UCT Potential | 0 | 0 | 0 | 0 | 0 | 0 | 0 | 0 | 0 | 0 | 0 | 0 | 0 | 0 | 0 | 0 | 0 | 0 | 0 | 0 | 0 | 0 | 0 | 0 | 0 | 0 | 0
F4_Industrial_Industrial - ID_New_Space Heating_Natural Gas_Insulation - Ducting_A_Achievable Economic UCT Potential | F4 | Industrial | Industrial - ID | New | Space Heating | Natural Gas | Insulation - Ducting | A | Incremental Energy Savings (MWh or mTherms) | Achievable Economic UCT Potential | 0 | 0 | 0 | 0 | 0 | 0 | 0 | 0 | 0 | 0 | 0 | 0 | 0 | 0 | 0 | 0 | 0 | 0 | 0 | 0 | 0 | 0 | 0 | 0 | 0 | 0 | 0
F5_Industrial_Industrial - ID_New_Space Heating_Natural Gas_Insulation - Ducting_A_Achievable Economic UCT Potential | F5 | Industrial | Industrial - ID | New | Space Heating | Natural Gas | Insulation - Ducting | A | Incremental Summer Peak Savings (MW) | Achievable Economic UCT Potential | 0 | 0 | 0 | 0 | 0 | 0 | 0 | 0 | 0 | 0 | 0 | 0 | 0 | 0 | 0 | 0 | 0 | 0 | 0 | 0 | 0 | 0 | 0 | 0 | 0 | 0 | 0
F6_Industrial_Industrial - ID_New_Space Heating_Natural Gas_Insulation - Ducting_A_Achievable Economic UCT Potential | F6 | Industrial | Industrial - ID | New | Space Heating | Natural Gas | Insulation - Ducting | A | Incremental Winter Peak Savings (MW) | Achievable Economic UCT Potential | 0 | 0 | 0 | 0 | 0 | 0 | 0 | 0 | 0 | 0 | 0 | 0 | 0 | 0 | 0 | 0 | 0 | 0 | 0 | 0 | 0 | 0 | 0 | 0 | 0 | 0 | 0
F7_Industrial_Industrial - ID_New_Space Heating_Natural Gas_Insulation - Ducting_A_Achievable Economic UCT Potential | F7 | Industrial | Industrial - ID | New | Space Heating | Natural Gas | Insulation - Ducting | A | Cumulative Energy Savings (MWh or mTherms) | Achievable Economic UCT Potential | 0 | 0 | 0 | 0 | 0 | 0 | 0 | 0 | 0 | 0 | 0 | 0 | 0 | 0 | 0 | 0 | 0 | 0 | 0 | 0 | 0 | 0 | 0 | 0 | 0 | 0 | 0
F8_Industrial_Industrial - ID_New_Space Heating_Natural Gas_Insulation - Ducting_A_Achievable Economic UCT Potential | F8 | Industrial | Industrial - ID | New | Space Heating | Natural Gas | Insulation - Ducting | A | Cumulative Summer Peak Savings (MW) | Achievable Economic UCT Potential | 0 | 0 | 0 | 0 | 0 | 0 | 0 | 0 | 0 | 0 | 0 | 0 | 0 | 0 | 0 | 0 | 0 | 0 | 0 | 0 | 0 | 0 | 0 | 0 | 0 | 0 | 0
F9_Industrial_Industrial - ID_New_Space Heating_Natural Gas_Insulation - Ducting_A_Achievable Economic UCT Potential | F9 | Industrial | Industrial - ID | New | Space Heating | Natural Gas | Insulation - Ducting | A | Cumulative Winter Peak Savings (MW) | Achievable Economic UCT Potential | 0 | 0 | 0 | 0 | 0 | 0 | 0 | 0 | 0 | 0 | 0 | 0 | 0 | 0 | 0 | 0 | 0 | 0 | 0 | 0 | 0 | 0 | 0 | 0 | 0 | 0 | 0
F10_Industrial_Industrial - ID_New_Space Heating_Natural Gas_Insulation - Ducting_A_Achievable Economic UCT Potential | F10 | Industrial | Industrial - ID | New | Space Heating | Natural Gas | Insulation - Ducting | A | Purchases (Incremental) | Achievable Economic UCT Potential | 0 | 0 | 0 | 0 | 0 | 0 | 0 | 0 | 0 | 0 | 0 | 0 | 0 | 0 | 0 | 0 | 0 | 0 | 0 | 0 | 0 | 0 | 0 | 0 | 0 | 0 | 0
F11_Industrial_Industrial - ID_New_Space Heating_Natural Gas_Insulation - Ducting_A_Achievable Economic UCT Potential | F11 | Industrial | Industrial - ID | New | Space Heating | Natural Gas | Insulation - Ducting | A | Purchases (Cumulative) | Achievable Economic UCT Potential | 0 | 0 | 0 | 0 | 0 | 0 | 0 | 0 | 0 | 0 | 0 | 0 | 0 | 0 | 0 | 0 | 0 | 0 | 0 | 0 | 0 | 0 | 0 | 0 | 0 | 0 | 0
F1_Industrial_Industrial - ID_New_Space Heating_Natural Gas_Ducting - Repair and Sealing_A_Achievable Economic UCT Potential | F1 | Industrial | Industrial - ID | New | Space Heating | Natural Gas | Ducting - Repair and Sealing | A | Integrated Unit Energy Savings (kWh or therms) | Achievable Economic UCT Potential | 0 | 0 | 0.19299 | 0.17433 | 0.17237 | 0.17132 | 0.17054 | 0.1699 | 0.16943 | 0.16906 | 0.16877 | 0.1685 | 0.16824 | 0.16799 | 0.16776 | 0.16754 | 0.16733 | 0.16715 | 0.16704 | 0.16695 | 0.16687 | 0.1668 | 0.16694 | 0.16706 | 0.16717 | 0.16727 | 0.16737
F2_Industrial_Industrial - ID_New_Space Heating_Natural Gas_Ducting - Repair and Sealing_A_Achievable Economic UCT Potential | F2 | Industrial | Industrial - ID | New | Space Heating | Natural Gas | Ducting - Repair and Sealing | A | Integrated Unit Summer Peak Savings (kW) | Achievable Economic UCT Potential | 0 | 0 | 0 | 0 | 0 | 0 | 0 | 0 | 0 | 0 | 0 | 0 | 0 | 0 | 0 | 0 | 0 | 0 | 0 | 0 | 0 | 0 | 0 | 0 | 0 | 0 | 0
F3_Industrial_Industrial - ID_New_Space Heating_Natural Gas_Ducting - Repair and Sealing_A_Achievable Economic UCT Potential | F3 | Industrial | Industrial - ID | New | Space Heating | Natural Gas | Ducting - Repair and Sealing | A | Integrated Unit Winter Peak Savings (kW) | Achievable Economic UCT Potential | 0 | 0 | 0 | 0 | 0 | 0 | 0 | 0 | 0 | 0 | 0 | 0 | 0 | 0 | 0 | 0 | 0 | 0 | 0 | 0 | 0 | 0 | 0 | 0 | 0 | 0 | 0
F4_Industrial_Industrial - ID_New_Space Heating_Natural Gas_Ducting - Repair and Sealing_A_Achievable Economic UCT Potential | F4 | Industrial | Industrial - ID | New | Space Heating | Natural Gas | Ducting - Repair and Sealing | A | Incremental Energy Savings (MWh or mTherms) | Achievable Economic UCT Potential | 0 | 0 | 0 | 0 | 0 | 0 | 0 | 0 | 0 | 0 | 0 | 0 | 0 | 0 | 0 | 0 | 0 | 0 | 0 | 0 | 0 | 0 | 0 | 0 | 0 | 0 | 0
F5_Industrial_Industrial - ID_New_Space Heating_Natural Gas_Ducting - Repair and Sealing_A_Achievable Economic UCT Potential | F5 | Industrial | Industrial - ID | New | Space Heating | Natural Gas | Ducting - Repair and Sealing | A | Incremental Summer Peak Savings (MW) | Achievable Economic UCT Potential | 0 | 0 | 0 | 0 | 0 | 0 | 0 | 0 | 0 | 0 | 0 | 0 | 0 | 0 | 0 | 0 | 0 | 0 | 0 | 0 | 0 | 0 | 0 | 0 | 0 | 0 | 0
F6_Industrial_Industrial - ID_New_Space Heating_Natural Gas_Ducting - Repair and Sealing_A_Achievable Economic UCT Potential | F6 | Industrial | Industrial - ID | New | Space Heating | Natural Gas | Ducting - Repair and Sealing | A | Incremental Winter Peak Savings (MW) | Achievable Economic UCT Potential | 0 | 0 | 0 | 0 | 0 | 0 | 0 | 0 | 0 | 0 | 0 | 0 | 0 | 0 | 0 | 0 | 0 | 0 | 0 | 0 | 0 | 0 | 0 | 0 | 0 | 0 | 0
F7_Industrial_Industrial - ID_New_Space Heating_Natural Gas_Ducting - Repair and Sealing_A_Achievable Economic UCT Potential | F7 | Industrial | Industrial - ID | New | Space Heating | Natural Gas | Ducting - Repair and Sealing | A | Cumulative Energy Savings (MWh or mTherms) | Achievable Economic UCT Potential | 0 | 0 | 0 | 0 | 0 | 0 | 0 | 0 | 0 | 0 | 0 | 0 | 0 | 0 | 0 | 0 | 0 | 0 | 0 | 0 | 0 | 0 | 0 | 0 | 0 | 0 | 0
F8_Industrial_Industrial - ID_New_Space Heating_Natural Gas_Ducting - Repair and Sealing_A_Achievable Economic UCT Potential | F8 | Industrial | Industrial - ID | New | Space Heating | Natural Gas | Ducting - Repair and Sealing | A | Cumulative Summer Peak Savings (MW) | Achievable Economic UCT Potential | 0 | 0 | 0 | 0 | 0 | 0 | 0 | 0 | 0 | 0 | 0 | 0 | 0 | 0 | 0 | 0 | 0 | 0 | 0 | 0 | 0 | 0 | 0 | 0 | 0 | 0 | 0
F9_Industrial_Industrial - ID_New_Space Heating_Natural Gas_Ducting - Repair and Sealing_A_Achievable Economic UCT Potential | F9 | Industrial | Industrial - ID | New | Space Heating | Natural Gas | Ducting - Repair and Sealing | A | Cumulative Winter Peak Savings (MW) | Achievable Economic UCT Potential | 0 | 0 | 0 | 0 | 0 | 0 | 0 | 0 | 0 | 0 | 0 | 0 | 0 | 0 | 0 | 0 | 0 | 0 | 0 | 0 | 0 | 0 | 0 | 0 | 0 | 0 | 0
F10_Industrial_Industrial - ID_New_Space Heating_Natural Gas_Ducting - Repair and Sealing_A_Achievable Economic UCT Potential | F10 | Industrial | Industrial - ID | New | Space Heating | Natural Gas | Ducting - Repair and Sealing | A | Purchases (Incremental) | Achievable Economic UCT Potential | 0 | 0 | 0 | 0 | 0 | 0 | 0 | 0 | 0 | 0 | 0 | 0 | 0 | 0 | 0 | 0 | 0 | 0 | 0 | 0 | 0 | 0 | 0 | 0 | 0 | 0 | 0
F11_Industrial_Industrial - ID_New_Space Heating_Natural Gas_Ducting - Repair and Sealing_A_Achievable Economic UCT Potential | F11 | Industrial | Industrial - ID | New | Space Heating | Natural Gas | Ducting - Repair and Sealing | A | Purchases (Cumulative) | Achievable Economic UCT Potential | 0 | 0 | 0 | 0 | 0 | 0 | 0 | 0 | 0 | 0 | 0 | 0 | 0 | 0 | 0 | 0 | 0 | 0 | 0 | 0 | 0 | 0 | 0 | 0 | 0 | 0 | 0
F1_Industrial_Industrial - ID_New_Space Heating_Natural Gas_Building Shell - Air Sealing (Infiltration Control)_A_Achievable Economic UCT Potential | F1 | Industrial | Industrial - ID | New | Space Heating | Natural Gas | Building Shell - Air Sealing (Infiltration Control) | A | Integrated Unit Energy Savings (kWh or therms) | Achievable Economic UCT Potential | 0 | 0 | 53.9681 | 52.3617 | 52.0984 | 51.9088 | 51.7407 | 51.5969 | 51.4933 | 51.4163 | 51.3583 | 51.304 | 51.2489 | 51.1938 | 51.1391 | 51.0848 | 51.0312 | 50.98 | 50.9492 | 50.9221 | 50.8989 | 50.8797 | 50.9202 | 50.9576 | 50.9917 | 51.0226 | 51.0504
F2_Industrial_Industrial - ID_New_Space Heating_Natural Gas_Building Shell - Air Sealing (Infiltration Control)_A_Achievable Economic UCT Potential | F2 | Industrial | Industrial - ID | New | Space Heating | Natural Gas | Building Shell - Air Sealing (Infiltration Control) | A | Integrated Unit Summer Peak Savings (kW) | Achievable Economic UCT Potential | 0 | 0 | 0 | 0 | 0 | 0 | 0 | 0 | 0 | 0 | 0 | 0 | 0 | 0 | 0 | 0 | 0 | 0 | 0 | 0 | 0 | 0 | 0 | 0 | 0 | 0 | 0
F3_Industrial_Industrial - ID_New_Space Heating_Natural Gas_Building Shell - Air Sealing (Infiltration Control)_A_Achievable Economic UCT Potential | F3 | Industrial | Industrial - ID | New | Space Heating | Natural Gas | Building Shell - Air Sealing (Infiltration Control) | A | Integrated Unit Winter Peak Savings (kW) | Achievable Economic UCT Potential | 0 | 0 | 0 | 0 | 0 | 0 | 0 | 0 | 0 | 0 | 0 | 0 | 0 | 0 | 0 | 0 | 0 | 0 | 0 | 0 | 0 | 0 | 0 | 0 | 0 | 0 | 0
F4_Industrial_Industrial - ID_New_Space Heating_Natural Gas_Building Shell - Air Sealing (Infiltration Control)_A_Achievable Economic UCT Potential | F4 | Industrial | Industrial - ID | New | Space Heating | Natural Gas | Building Shell - Air Sealing (Infiltration Control) | A | Incremental Energy Savings (MWh or mTherms) | Achievable Economic UCT Potential | 0 | 0 | 1.6317e-06 | 2.0676e-05 | 6.5921e-05 | 0.00015427 | 0.00030319 | 0.00053097 | 0.00085148 | 0.0012684 | 0.0017687 | 0.002317 | 0.0028524 | 0.003281 | 0.0035114 | 0.0034606 | 0.0030851 | 0.0024427 | 0.0015541 | 0.00048973 | 0 | 0 | 0 | 0 | 0 | 0 | 0
F5_Industrial_Industrial - ID_New_Space Heating_Natural Gas_Building Shell - Air Sealing (Infiltration Control)_A_Achievable Economic UCT Potential | F5 | Industrial | Industrial - ID | New | Space Heating | Natural Gas | Building Shell - Air Sealing (Infiltration Control) | A | Incremental Summer Peak Savings (MW) | Achievable Economic UCT Potential | 0 | 0 | 0 | 0 | 0 | 0 | 0 | 0 | 0 | 0 | 0 | 0 | 0 | 0 | 0 | 0 | 0 | 0 | 0 | 0 | 0 | 0 | 0 | 0 | 0 | 0 | 0
F6_Industrial_Industrial - ID_New_Space Heating_Natural Gas_Building Shell - Air Sealing (Infiltration Control)_A_Achievable Economic UCT Potential | F6 | Industrial | Industrial - ID | New | Space Heating | Natural Gas | Building Shell - Air Sealing (Infiltration Control) | A | Incremental Winter Peak Savings (MW) | Achievable Economic UCT Potential | 0 | 0 | 0 | 0 | 0 | 0 | 0 | 0 | 0 | 0 | 0 | 0 | 0 | 0 | 0 | 0 | 0 | 0 | 0 | 0 | 0 | 0 | 0 | 0 | 0 | 0 | 0
F7_Industrial_Industrial - ID_New_Space Heating_Natural Gas_Building Shell - Air Sealing (Infiltration Control)_A_Achievable Economic UCT Potential | F7 | Industrial | Industrial - ID | New | Space Heating | Natural Gas | Building Shell - Air Sealing (Infiltration Control) | A | Cumulative Energy Savings (MWh or mTherms) | Achievable Economic UCT Potential | 0 | 0 | 1.6317e-06 | 2.2259e-05 | 8.8068e-05 | 0.00024201 | 0.00054442 | 0.0010739 | 0.0019232 | 0.0031887 | 0.0049538 | 0.0072656 | 0.01011 | 0.01338 | 0.016877 | 0.02032 | 0.023384 | 0.025803 | 0.027342 | 0.027817 | 0.027804 | 0.027794 | 0.027816 | 0.027836 | 0.027855 | 0.027872 | 0.027887
F8_Industrial_Industrial - ID_New_Space Heating_Natural Gas_Building Shell - Air Sealing (Infiltration Control)_A_Achievable Economic UCT Potential | F8 | Industrial | Industrial - ID | New | Space Heating | Natural Gas | Building Shell - Air Sealing (Infiltration Control) | A | Cumulative Summer Peak Savings (MW) | Achievable Economic UCT Potential | 0 | 0 | 0 | 0 | 0 | 0 | 0 | 0 | 0 | 0 | 0 | 0 | 0 | 0 | 0 | 0 | 0 | 0 | 0 | 0 | 0 | 0 | 0 | 0 | 0 | 0 | 0
F9_Industrial_Industrial - ID_New_Space Heating_Natural Gas_Building Shell - Air Sealing (Infiltration Control)_A_Achievable Economic UCT Potential | F9 | Industrial | Industrial - ID | New | Space Heating | Natural Gas | Building Shell - Air Sealing (Infiltration Control) | A | Cumulative Winter Peak Savings (MW) | Achievable Economic UCT Potential | 0 | 0 | 0 | 0 | 0 | 0 | 0 | 0 | 0 | 0 | 0 | 0 | 0 | 0 | 0 | 0 | 0 | 0 | 0 | 0 | 0 | 0 | 0 | 0 | 0 | 0 | 0
F10_Industrial_Industrial - ID_New_Space Heating_Natural Gas_Building Shell - Air Sealing (Infiltration Control)_A_Achievable Economic UCT Potential | F10 | Industrial | Industrial - ID | New | Space Heating | Natural Gas | Building Shell - Air Sealing (Infiltration Control) | A | Purchases (Incremental) | Achievable Economic UCT Potential | 0 | 0 | 3.0234e-05 | 0.00039487 | 0.0012653 | 0.0029719 | 0.0058598 | 0.010291 | 0.016536 | 0.024668 | 0.034438 | 0.045163 | 0.055657 | 0.06409 | 0.068664 | 0.067742 | 0.060455 | 0.047916 | 0.030504 | 0.0096173 | 0 | 0 | 0 | 0 | 0 | 0 | 0
F11_Industrial_Industrial - ID_New_Space Heating_Natural Gas_Building Shell - Air Sealing (Infiltration Control)_A_Achievable Economic UCT Potential | F11 | Industrial | Industrial - ID | New | Space Heating | Natural Gas | Building Shell - Air Sealing (Infiltration Control) | A | Purchases (Cumulative) | Achievable Economic UCT Potential | 0 | 0 | 3.0234e-05 | 0.00042511 | 0.0016904 | 0.0046623 | 0.010522 | 0.020813 | 0.037349 | 0.062017 | 0.096455 | 0.14162 | 0.19727 | 0.26137 | 0.33003 | 0.39777 | 0.45823 | 0.50614 | 0.53665 | 0.54626 | 0.54626 | 0.54626 | 0.54626 | 0.54626 | 0.54626 | 0.54626 | 0.54626
F1_Industrial_Industrial - ID_New_Space Heating_Natural Gas_Ventilation - Demand Controlled_A_Achievable Economic UCT Potential | F1 | Industrial | Industrial - ID | New | Space Heating | Natural Gas | Ventilation - Demand Controlled | A | Integrated Unit Energy Savings (kWh or therms) | Achievable Economic UCT Potential | 0 | 0 | 0.035608 | 0.032164 | 0.031804 | 0.03161 | 0.031465 | 0.031347 | 0.03126 | 0.031193 | 0.031139 | 0.03109 | 0.031041 | 0.030996 | 0.030952 | 0.030912 | 0.030874 | 0.03084 | 0.03082 | 0.030803 | 0.030788 | 0.030776 | 0.0308 | 0.030823 | 0.030844 | 0.030863 | 0.03088
F2_Industrial_Industrial - ID_New_Space Heating_Natural Gas_Ventilation - Demand Controlled_A_Achievable Economic UCT Potential | F2 | Industrial | Industrial - ID | New | Space Heating | Natural Gas | Ventilation - Demand Controlled | A | Integrated Unit Summer Peak Savings (kW) | Achievable Economic UCT Potential | 0 | 0 | 0 | 0 | 0 | 0 | 0 | 0 | 0 | 0 | 0 | 0 | 0 | 0 | 0 | 0 | 0 | 0 | 0 | 0 | 0 | 0 | 0 | 0 | 0 | 0 | 0
F3_Industrial_Industrial - ID_New_Space Heating_Natural Gas_Ventilation - Demand Controlled_A_Achievable Economic UCT Potential | F3 | Industrial | Industrial - ID | New | Space Heating | Natural Gas | Ventilation - Demand Controlled | A | Integrated Unit Winter Peak Savings (kW) | Achievable Economic UCT Potential | 0 | 0 | 0 | 0 | 0 | 0 | 0 | 0 | 0 | 0 | 0 | 0 | 0 | 0 | 0 | 0 | 0 | 0 | 0 | 0 | 0 | 0 | 0 | 0 | 0 | 0 | 0
F4_Industrial_Industrial - ID_New_Space Heating_Natural Gas_Ventilation - Demand Controlled_A_Achievable Economic UCT Potential | F4 | Industrial | Industrial - ID | New | Space Heating | Natural Gas | Ventilation - Demand Controlled | A | Incremental Energy Savings (MWh or mTherms) | Achievable Economic UCT Potential | 0 | 0 | 0 | 0 | 0 | 0 | 0 | 0 | 0 | 0 | 0 | 0 | 0 | 0 | 0 | 0 | 0 | 0 | 0 | 0 | 0 | 0 | 0 | 0 | 0 | 0 | 0
F5_Industrial_Industrial - ID_New_Space Heating_Natural Gas_Ventilation - Demand Controlled_A_Achievable Economic UCT Potential | F5 | Industrial | Industrial - ID | New | Space Heating | Natural Gas | Ventilation - Demand Controlled | A | Incremental Summer Peak Savings (MW) | Achievable Economic UCT Potential | 0 | 0 | 0 | 0 | 0 | 0 | 0 | 0 | 0 | 0 | 0 | 0 | 0 | 0 | 0 | 0 | 0 | 0 | 0 | 0 | 0 | 0 | 0 | 0 | 0 | 0 | 0
F6_Industrial_Industrial - ID_New_Space Heating_Natural Gas_Ventilation - Demand Controlled_A_Achievable Economic UCT Potential | F6 | Industrial | Industrial - ID | New | Space Heating | Natural Gas | Ventilation - Demand Controlled | A | Incremental Winter Peak Savings (MW) | Achievable Economic UCT Potential | 0 | 0 | 0 | 0 | 0 | 0 | 0 | 0 | 0 | 0 | 0 | 0 | 0 | 0 | 0 | 0 | 0 | 0 | 0 | 0 | 0 | 0 | 0 | 0 | 0 | 0 | 0
F7_Industrial_Industrial - ID_New_Space Heating_Natural Gas_Ventilation - Demand Controlled_A_Achievable Economic UCT Potential | F7 | Industrial | Industrial - ID | New | Space Heating | Natural Gas | Ventilation - Demand Controlled | A | Cumulative Energy Savings (MWh or mTherms) | Achievable Economic UCT Potential | 0 | 0 | 0 | 0 | 0 | 0 | 0 | 0 | 0 | 0 | 0 | 0 | 0 | 0 | 0 | 0 | 0 | 0 | 0 | 0 | 0 | 0 | 0 | 0 | 0 | 0 | 0
F8_Industrial_Industrial - ID_New_Space Heating_Natural Gas_Ventilation - Demand Controlled_A_Achievable Economic UCT Potential | F8 | Industrial | Industrial - ID | New | Space Heating | Natural Gas | Ventilation - Demand Controlled | A | Cumulative Summer Peak Savings (MW) | Achievable Economic UCT Potential | 0 | 0 | 0 | 0 | 0 | 0 | 0 | 0 | 0 | 0 | 0 | 0 | 0 | 0 | 0 | 0 | 0 | 0 | 0 | 0 | 0 | 0 | 0 | 0 | 0 | 0 | 0
F9_Industrial_Industrial - ID_New_Space Heating_Natural Gas_Ventilation - Demand Controlled_A_Achievable Economic UCT Potential | F9 | Industrial | Industrial - ID | New | Space Heating | Natural Gas | Ventilation - Demand Controlled | A | Cumulative Winter Peak Savings (MW) | Achievable Economic UCT Potential | 0 | 0 | 0 | 0 | 0 | 0 | 0 | 0 | 0 | 0 | 0 | 0 | 0 | 0 | 0 | 0 | 0 | 0 | 0 | 0 | 0 | 0 | 0 | 0 | 0 | 0 | 0
F10_Industrial_Industrial - ID_New_Space Heating_Natural Gas_Ventilation - Demand Controlled_A_Achievable Economic UCT Potential | F10 | Industrial | Industrial - ID | New | Space Heating | Natural Gas | Ventilation - Demand Controlled | A | Purchases (Incremental) | Achievable Economic UCT Potential | 0 | 0 | 0 | 0 | 0 | 0 | 0 | 0 | 0 | 0 | 0 | 0 | 0 | 0 | 0 | 0 | 0 | 0 | 0 | 0 | 0 | 0 | 0 | 0 | 0 | 0 | 0
F11_Industrial_Industrial - ID_New_Space Heating_Natural Gas_Ventilation - Demand Controlled_A_Achievable Economic UCT Potential | F11 | Industrial | Industrial - ID | New | Space Heating | Natural Gas | Ventilation - Demand Controlled | A | Purchases (Cumulative) | Achievable Economic UCT Potential | 0 | 0 | 0 | 0 | 0 | 0 | 0 | 0 | 0 | 0 | 0 | 0 | 0 | 0 | 0 | 0 | 0 | 0 | 0 | 0 | 0 | 0 | 0 | 0 | 0 | 0 | 0
F1_Industrial_Industrial - ID_New_Space Heating_Natural Gas_Destratification Fans (HVLS)_A_Achievable Economic UCT Potential | F1 | Industrial | Industrial - ID | New | Space Heating | Natural Gas | Destratification Fans (HVLS) | A | Integrated Unit Energy Savings (kWh or therms) | Achievable Economic UCT Potential | 0 | 0 | 133379.3938 | 129439.7186 | 128885.5423 | 128514.8517 | 128199.2687 | 127944.3356 | 127789.4117 | 127700.8271 | 127660.244 | 127629.0877 | 127596.6813 | 127564.7486 | 127534.1857 | 127505.4239 | 127478.6306 | 127455.7562 | 127470.6294 | 127483.9443 | 127497.8046 | 127514.2691 | 127533.0724 | 127551.835 | 127569.2274 | 127584.4936 | 127597.2584
F2_Industrial_Industrial - ID_New_Space Heating_Natural Gas_Destratification Fans (HVLS)_A_Achievable Economic UCT Potential | F2 | Industrial | Industrial - ID | New | Space Heating | Natural Gas | Destratification Fans (HVLS) | A | Integrated Unit Summer Peak Savings (kW) | Achievable Economic UCT Potential | 0 | 0 | 0 | 0 | 0 | 0 | 0 | 0 | 0 | 0 | 0 | 0 | 0 | 0 | 0 | 0 | 0 | 0 | 0 | 0 | 0 | 0 | 0 | 0 | 0 | 0 | 0
F3_Industrial_Industrial - ID_New_Space Heating_Natural Gas_Destratification Fans (HVLS)_A_Achievable Economic UCT Potential | F3 | Industrial | Industrial - ID | New | Space Heating | Natural Gas | Destratification Fans (HVLS) | A | Integrated Unit Winter Peak Savings (kW) | Achievable Economic UCT Potential | 0 | 0 | 0 | 0 | 0 | 0 | 0 | 0 | 0 | 0 | 0 | 0 | 0 | 0 | 0 | 0 | 0 | 0 | 0 | 0 | 0 | 0 | 0 | 0 | 0 | 0 | 0
F4_Industrial_Industrial - ID_New_Space Heating_Natural Gas_Destratification Fans (HVLS)_A_Achievable Economic UCT Potential | F4 | Industrial | Industrial - ID | New | Space Heating | Natural Gas | Destratification Fans (HVLS) | A | Incremental Energy Savings (MWh or mTherms) | Achievable Economic UCT Potential | 0 | 0 | 0.00059523 | 0.0037742 | 0.0067821 | 0.0097646 | 0.012653 | 0.015485 | 0.018269 | 0.021009 | 0.023707 | 0.026357 | 0.02896 | 0.031516 | 0.034026 | 0.036492 | 0.038915 | 0.040726 | 0.039929 | 0.039248 | 0.038539 | 0.037873 | 0 | 0 | 0 | 0 | 0
F5_Industrial_Industrial - ID_New_Space Heating_Natural Gas_Destratification Fans (HVLS)_A_Achievable Economic UCT Potential | F5 | Industrial | Industrial - ID | New | Space Heating | Natural Gas | Destratification Fans (HVLS) | A | Incremental Summer Peak Savings (MW) | Achievable Economic UCT Potential | 0 | 0 | 0 | 0 | 0 | 0 | 0 | 0 | 0 | 0 | 0 | 0 | 0 | 0 | 0 | 0 | 0 | 0 | 0 | 0 | 0 | 0 | 0 | 0 | 0 | 0 | 0
F6_Industrial_Industrial - ID_New_Space Heating_Natural Gas_Destratification Fans (HVLS)_A_Achievable Economic UCT Potential | F6 | Industrial | Industrial - ID | New | Space Heating | Natural Gas | Destratification Fans (HVLS) | A | Incremental Winter Peak Savings (MW) | Achievable Economic UCT Potential | 0 | 0 | 0 | 0 | 0 | 0 | 0 | 0 | 0 | 0 | 0 | 0 | 0 | 0 | 0 | 0 | 0 | 0 | 0 | 0 | 0 | 0 | 0 | 0 | 0 | 0 | 0
F7_Industrial_Industrial - ID_New_Space Heating_Natural Gas_Destratification Fans (HVLS)_A_Achievable Economic UCT Potential | F7 | Industrial | Industrial - ID | New | Space Heating | Natural Gas | Destratification Fans (HVLS) | A | Cumulative Energy Savings (MWh or mTherms) | Achievable Economic UCT Potential | 0 | 0 | 0.00059523 | 0.0043518 | 0.011115 | 0.020848 | 0.03345 | 0.048868 | 0.067078 | 0.088041 | 0.11172 | 0.13805 | 0.16697 | 0.19845 | 0.23243 | 0.26887 | 0.30773 | 0.3484 | 0.38837 | 0.42765 | 0.46624 | 0.50417 | 0.50425 | 0.50432 | 0.50439 | 0.50445 | 0.5045
F8_Industrial_Industrial - ID_New_Space Heating_Natural Gas_Destratification Fans (HVLS)_A_Achievable Economic UCT Potential | F8 | Industrial | Industrial - ID | New | Space Heating | Natural Gas | Destratification Fans (HVLS) | A | Cumulative Summer Peak Savings (MW) | Achievable Economic UCT Potential | 0 | 0 | 0 | 0 | 0 | 0 | 0 | 0 | 0 | 0 | 0 | 0 | 0 | 0 | 0 | 0 | 0 | 0 | 0 | 0 | 0 | 0 | 0 | 0 | 0 | 0 | 0
F9_Industrial_Industrial - ID_New_Space Heating_Natural Gas_Destratification Fans (HVLS)_A_Achievable Economic UCT Potential | F9 | Industrial | Industrial - ID | New | Space Heating | Natural Gas | Destratification Fans (HVLS) | A | Cumulative Winter Peak Savings (MW) | Achievable Economic UCT Potential | 0 | 0 | 0 | 0 | 0 | 0 | 0 | 0 | 0 | 0 | 0 | 0 | 0 | 0 | 0 | 0 | 0 | 0 | 0 | 0 | 0 | 0 | 0 | 0 | 0 | 0 | 0
F10_Industrial_Industrial - ID_New_Space Heating_Natural Gas_Destratification Fans (HVLS)_A_Achievable Economic UCT Potential | F10 | Industrial | Industrial - ID | New | Space Heating | Natural Gas | Destratification Fans (HVLS) | A | Purchases (Incremental) | Achievable Economic UCT Potential | 0 | 0 | 4.4627e-06 | 2.9158e-05 | 5.2621e-05 | 7.5981e-05 | 9.8701e-05 | 0.00012103 | 0.00014296 | 0.00016452 | 0.0001857 | 0.00020651 | 0.00022696 | 0.00024706 | 0.0002668 | 0.0002862 | 0.00030527 | 0.00031953 | 0.00031324 | 0.00030786 | 0.00030227 | 0.00029701 | 0 | 0 | 0 | 0 | 0
F11_Industrial_Industrial - ID_New_Space Heating_Natural Gas_Destratification Fans (HVLS)_A_Achievable Economic UCT Potential | F11 | Industrial | Industrial - ID | New | Space Heating | Natural Gas | Destratification Fans (HVLS) | A | Purchases (Cumulative) | Achievable Economic UCT Potential | 0 | 0 | 4.4627e-06 | 3.362e-05 | 8.6242e-05 | 0.00016222 | 0.00026092 | 0.00038195 | 0.00052491 | 0.00068943 | 0.00087513 | 0.0010816 | 0.0013086 | 0.0015557 | 0.0018225 | 0.0021087 | 0.0024139 | 0.0027335 | 0.0030467 | 0.0033546 | 0.0036568 | 0.0039539 | 0.0039539 | 0.0039539 | 0.0039539 | 0.0039539 | 0.0039539
F1_Industrial_Industrial - ID_New_Space Heating_Natural Gas_Condensing RTU_A_Achievable Economic UCT Potential | F1 | Industrial | Industrial - ID | New | Space Heating | Natural Gas | Condensing RTU | A | Integrated Unit Energy Savings (kWh or therms) | Achievable Economic UCT Potential | 0 | 0 | 0.057298 | 0.051751 | 0.051158 | 0.050833 | 0.050585 | 0.050386 | 0.05024 | 0.050129 | 0.050041 | 0.049961 | 0.049885 | 0.049812 | 0.049745 | 0.049682 | 0.049623 | 0.049571 | 0.049544 | 0.049522 | 0.049501 | 0.049484 | 0.049527 | 0.049566 | 0.049602 | 0.049634 | 0.049664
F2_Industrial_Industrial - ID_New_Space Heating_Natural Gas_Condensing RTU_A_Achievable Economic UCT Potential | F2 | Industrial | Industrial - ID | New | Space Heating | Natural Gas | Condensing RTU | A | Integrated Unit Summer Peak Savings (kW) | Achievable Economic UCT Potential | 0 | 0 | 0 | 0 | 0 | 0 | 0 | 0 | 0 | 0 | 0 | 0 | 0 | 0 | 0 | 0 | 0 | 0 | 0 | 0 | 0 | 0 | 0 | 0 | 0 | 0 | 0
F3_Industrial_Industrial - ID_New_Space Heating_Natural Gas_Condensing RTU_A_Achievable Economic UCT Potential | F3 | Industrial | Industrial - ID | New | Space Heating | Natural Gas | Condensing RTU | A | Integrated Unit Winter Peak Savings (kW) | Achievable Economic UCT Potential | 0 | 0 | 0 | 0 | 0 | 0 | 0 | 0 | 0 | 0 | 0 | 0 | 0 | 0 | 0 | 0 | 0 | 0 | 0 | 0 | 0 | 0 | 0 | 0 | 0 | 0 | 0
F4_Industrial_Industrial - ID_New_Space Heating_Natural Gas_Condensing RTU_A_Achievable Economic UCT Potential | F4 | Industrial | Industrial - ID | New | Space Heating | Natural Gas | Condensing RTU | A | Incremental Energy Savings (MWh or mTherms) | Achievable Economic UCT Potential | 0 | 0 | 0 | 0 | 0 | 0 | 0 | 0 | 0 | 0 | 0 | 0 | 0 | 0 | 0 | 0 | 0 | 0 | 0 | 0 | 0 | 0 | 0 | 0 | 0 | 0 | 0
F5_Industrial_Industrial - ID_New_Space Heating_Natural Gas_Condensing RTU_A_Achievable Economic UCT Potential | F5 | Industrial | Industrial - ID | New | Space Heating | Natural Gas | Condensing RTU | A | Incremental Summer Peak Savings (MW) | Achievable Economic UCT Potential | 0 | 0 | 0 | 0 | 0 | 0 | 0 | 0 | 0 | 0 | 0 | 0 | 0 | 0 | 0 | 0 | 0 | 0 | 0 | 0 | 0 | 0 | 0 | 0 | 0 | 0 | 0
F6_Industrial_Industrial - ID_New_Space Heating_Natural Gas_Condensing RTU_A_Achievable Economic UCT Potential | F6 | Industrial | Industrial - ID | New | Space Heating | Natural Gas | Condensing RTU | A | Incremental Winter Peak Savings (MW) | Achievable Economic UCT Potential | 0 | 0 | 0 | 0 | 0 | 0 | 0 | 0 | 0 | 0 | 0 | 0 | 0 | 0 | 0 | 0 | 0 | 0 | 0 | 0 | 0 | 0 | 0 | 0 | 0 | 0 | 0
F7_Industrial_Industrial - ID_New_Space Heating_Natural Gas_Condensing RTU_A_Achievable Economic UCT Potential | F7 | Industrial | Industrial - ID | New | Space Heating | Natural Gas | Condensing RTU | A | Cumulative Energy Savings (MWh or mTherms) | Achievable Economic UCT Potential | 0 | 0 | 0 | 0 | 0 | 0 | 0 | 0 | 0 | 0 | 0 | 0 | 0 | 0 | 0 | 0 | 0 | 0 | 0 | 0 | 0 | 0 | 0 | 0 | 0 | 0 | 0
F8_Industrial_Industrial - ID_New_Space Heating_Natural Gas_Condensing RTU_A_Achievable Economic UCT Potential | F8 | Industrial | Industrial - ID | New | Space Heating | Natural Gas | Condensing RTU | A | Cumulative Summer Peak Savings (MW) | Achievable Economic UCT Potential | 0 | 0 | 0 | 0 | 0 | 0 | 0 | 0 | 0 | 0 | 0 | 0 | 0 | 0 | 0 | 0 | 0 | 0 | 0 | 0 | 0 | 0 | 0 | 0 | 0 | 0 | 0
F9_Industrial_Industrial - ID_New_Space Heating_Natural Gas_Condensing RTU_A_Achievable Economic UCT Potential | F9 | Industrial | Industrial - ID | New | Space Heating | Natural Gas | Condensing RTU | A | Cumulative Winter Peak Savings (MW) | Achievable Economic UCT Potential | 0 | 0 | 0 | 0 | 0 | 0 | 0 | 0 | 0 | 0 | 0 | 0 | 0 | 0 | 0 | 0 | 0 | 0 | 0 | 0 | 0 | 0 | 0 | 0 | 0 | 0 | 0
F10_Industrial_Industrial - ID_New_Space Heating_Natural Gas_Condensing RTU_A_Achievable Economic UCT Potential | F10 | Industrial | Industrial - ID | New | Space Heating | Natural Gas | Condensing RTU | A | Purchases (Incremental) | Achievable Economic UCT Potential | 0 | 0 | 0 | 0 | 0 | 0 | 0 | 0 | 0 | 0 | 0 | 0 | 0 | 0 | 0 | 0 | 0 | 0 | 0 | 0 | 0 | 0 | 0 | 0 | 0 | 0 | 0
F11_Industrial_Industrial - ID_New_Space Heating_Natural Gas_Condensing RTU_A_Achievable Economic UCT Potential | F11 | Industrial | Industrial - ID | New | Space Heating | Natural Gas | Condensing RTU | A | Purchases (Cumulative) | Achievable Economic UCT Potential | 0 | 0 | 0 | 0 | 0 | 0 | 0 | 0 | 0 | 0 | 0 | 0 | 0 | 0 | 0 | 0 | 0 | 0 | 0 | 0 | 0 | 0 | 0 | 0 | 0 | 0 | 0
F1_Industrial_Industrial - ID_New_Space Heating_Natural Gas_Industrial Air Curtains_A_Achievable Economic UCT Potential | F1 | Industrial | Industrial - ID | New | Space Heating | Natural Gas | Industrial Air Curtains | A | Integrated Unit Energy Savings (kWh or therms) | Achievable Economic UCT Potential | 0 | 0 | -0.01691 | -0.016416 | -0.01636 | -0.016328 | -0.016304 | -0.016283 | -0.016265 | -0.016249 | -0.016235 | -0.016223 | -0.016213 | -0.016204 | -0.016195 | -0.016188 | -0.016181 | -0.016175 | -0.016175 | -0.016174 | -0.016174 | -0.016175 | -0.016175 | -0.016176 | -0.016177 | -0.016178 | -0.016179
F2_Industrial_Industrial - ID_New_Space Heating_Natural Gas_Industrial Air Curtains_A_Achievable Economic UCT Potential | F2 | Industrial | Industrial - ID | New | Space Heating | Natural Gas | Industrial Air Curtains | A | Integrated Unit Summer Peak Savings (kW) | Achievable Economic UCT Potential | 0 | 0 | 0 | 0 | 0 | 0 | 0 | 0 | 0 | 0 | 0 | 0 | 0 | 0 | 0 | 0 | 0 | 0 | 0 | 0 | 0 | 0 | 0 | 0 | 0 | 0 | 0
F3_Industrial_Industrial - ID_New_Space Heating_Natural Gas_Industrial Air Curtains_A_Achievable Economic UCT Potential | F3 | Industrial | Industrial - ID | New | Space Heating | Natural Gas | Industrial Air Curtains | A | Integrated Unit Winter Peak Savings (kW) | Achievable Economic UCT Potential | 0 | 0 | 0 | 0 | 0 | 0 | 0 | 0 | 0 | 0 | 0 | 0 | 0 | 0 | 0 | 0 | 0 | 0 | 0 | 0 | 0 | 0 | 0 | 0 | 0 | 0 | 0
F4_Industrial_Industrial - ID_New_Space Heating_Natural Gas_Industrial Air Curtains_A_Achievable Economic UCT Potential | F4 | Industrial | Industrial - ID | New | Space Heating | Natural Gas | Industrial Air Curtains | A | Incremental Energy Savings (MWh or mTherms) | Achievable Economic UCT Potential | 0 | 0 | 0 | 0 | 0 | 0 | 0 | 0 | 0 | 0 | 0 | 0 | 0 | 0 | 0 | 0 | 0 | 0 | 0 | 0 | 0 | 0 | 0 | 0 | 0 | 0 | 0
F5_Industrial_Industrial - ID_New_Space Heating_Natural Gas_Industrial Air Curtains_A_Achievable Economic UCT Potential | F5 | Industrial | Industrial - ID | New | Space Heating | Natural Gas | Industrial Air Curtains | A | Incremental Summer Peak Savings (MW) | Achievable Economic UCT Potential | 0 | 0 | 0 | 0 | 0 | 0 | 0 | 0 | 0 | 0 | 0 | 0 | 0 | 0 | 0 | 0 | 0 | 0 | 0 | 0 | 0 | 0 | 0 | 0 | 0 | 0 | 0
F6_Industrial_Industrial - ID_New_Space Heating_Natural Gas_Industrial Air Curtains_A_Achievable Economic UCT Potential | F6 | Industrial | Industrial - ID | New | Space Heating | Natural Gas | Industrial Air Curtains | A | Incremental Winter Peak Savings (MW) | Achievable Economic UCT Potential | 0 | 0 | 0 | 0 | 0 | 0 | 0 | 0 | 0 | 0 | 0 | 0 | 0 | 0 | 0 | 0 | 0 | 0 | 0 | 0 | 0 | 0 | 0 | 0 | 0 | 0 | 0
F7_Industrial_Industrial - ID_New_Space Heating_Natural Gas_Industrial Air Curtains_A_Achievable Economic UCT Potential | F7 | Industrial | Industrial - ID | New | Space Heating | Natural Gas | Industrial Air Curtains | A | Cumulative Energy Savings (MWh or mTherms) | Achievable Economic UCT Potential | 0 | 0 | 0 | 0 | 0 | 0 | 0 | 0 | 0 | 0 | 0 | 0 | 0 | 0 | 0 | 0 | 0 | 0 | 0 | 0 | 0 | 0 | 0 | 0 | 0 | 0 | 0
F8_Industrial_Industrial - ID_New_Space Heating_Natural Gas_Industrial Air Curtains_A_Achievable Economic UCT Potential | F8 | Industrial | Industrial - ID | New | Space Heating | Natural Gas | Industrial Air Curtains | A | Cumulative Summer Peak Savings (MW) | Achievable Economic UCT Potential | 0 | 0 | 0 | 0 | 0 | 0 | 0 | 0 | 0 | 0 | 0 | 0 | 0 | 0 | 0 | 0 | 0 | 0 | 0 | 0 | 0 | 0 | 0 | 0 | 0 | 0 | 0
F9_Industrial_Industrial - ID_New_Space Heating_Natural Gas_Industrial Air Curtains_A_Achievable Economic UCT Potential | F9 | Industrial | Industrial - ID | New | Space Heating | Natural Gas | Industrial Air Curtains | A | Cumulative Winter Peak Savings (MW) | Achievable Economic UCT Potential | 0 | 0 | 0 | 0 | 0 | 0 | 0 | 0 | 0 | 0 | 0 | 0 | 0 | 0 | 0 | 0 | 0 | 0 | 0 | 0 | 0 | 0 | 0 | 0 | 0 | 0 | 0
F10_Industrial_Industrial - ID_New_Space Heating_Natural Gas_Industrial Air Curtains_A_Achievable Economic UCT Potential | F10 | Industrial | Industrial - ID | New | Space Heating | Natural Gas | Industrial Air Curtains | A | Purchases (Incremental) | Achievable Economic UCT Potential | 0 | 0 | 0 | 0 | 0 | 0 | 0 | 0 | 0 | 0 | 0 | 0 | 0 | 0 | 0 | 0 | 0 | 0 | 0 | 0 | 0 | 0 | 0 | 0 | 0 | 0 | 0
F11_Industrial_Industrial - ID_New_Space Heating_Natural Gas_Industrial Air Curtains_A_Achievable Economic UCT Potential | F11 | Industrial | Industrial - ID | New | Space Heating | Natural Gas | Industrial Air Curtains | A | Purchases (Cumulative) | Achievable Economic UCT Potential | 0 | 0 | 0 | 0 | 0 | 0 | 0 | 0 | 0 | 0 | 0 | 0 | 0 | 0 | 0 | 0 | 0 | 0 | 0 | 0 | 0 | 0 | 0 | 0 | 0 | 0 | 0
F1_Industrial_Industrial - ID_New_Space Heating_Natural Gas_HVAC - Energy Recovery Ventilator_A_Achievable Economic UCT Potential | F1 | Industrial | Industrial - ID | New | Space Heating | Natural Gas | HVAC - Energy Recovery Ventilator | A | Integrated Unit Energy Savings (kWh or therms) | Achievable Economic UCT Potential | 0 | 0 | 0.17534 | 0.17012 | 0.16925 | 0.16862 | 0.16805 | 0.16756 | 0.16718 | 0.16688 | 0.16664 | 0.16641 | 0.16618 | 0.16596 | 0.16575 | 0.16555 | 0.16536 | 0.16519 | 0.1651 | 0.16502 | 0.16496 | 0.16492 | 0.16507 | 0.1652 | 0.16533 | 0.16544 | 0.16554
F2_Industrial_Industrial - ID_New_Space Heating_Natural Gas_HVAC - Energy Recovery Ventilator_A_Achievable Economic UCT Potential | F2 | Industrial | Industrial - ID | New | Space Heating | Natural Gas | HVAC - Energy Recovery Ventilator | A | Integrated Unit Summer Peak Savings (kW) | Achievable Economic UCT Potential | 0 | 0 | 0 | 0 | 0 | 0 | 0 | 0 | 0 | 0 | 0 | 0 | 0 | 0 | 0 | 0 | 0 | 0 | 0 | 0 | 0 | 0 | 0 | 0 | 0 | 0 | 0
F3_Industrial_Industrial - ID_New_Space Heating_Natural Gas_HVAC - Energy Recovery Ventilator_A_Achievable Economic UCT Potential | F3 | Industrial | Industrial - ID | New | Space Heating | Natural Gas | HVAC - Energy Recovery Ventilator | A | Integrated Unit Winter Peak Savings (kW) | Achievable Economic UCT Potential | 0 | 0 | 0 | 0 | 0 | 0 | 0 | 0 | 0 | 0 | 0 | 0 | 0 | 0 | 0 | 0 | 0 | 0 | 0 | 0 | 0 | 0 | 0 | 0 | 0 | 0 | 0
F4_Industrial_Industrial - ID_New_Space Heating_Natural Gas_HVAC - Energy Recovery Ventilator_A_Achievable Economic UCT Potential | F4 | Industrial | Industrial - ID | New | Space Heating | Natural Gas | HVAC - Energy Recovery Ventilator | A | Incremental Energy Savings (MWh or mTherms) | Achievable Economic UCT Potential | 0 | 0 | 0 | 0 | 0 | 0 | 0 | 0 | 0 | 0 | 0 | 0 | 0 | 0 | 0 | 0 | 0 | 0 | 0 | 0 | 0 | 0 | 0 | 0 | 0 | 0 | 0
F5_Industrial_Industrial - ID_New_Space Heating_Natural Gas_HVAC - Energy Recovery Ventilator_A_Achievable Economic UCT Potential | F5 | Industrial | Industrial - ID | New | Space Heating | Natural Gas | HVAC - Energy Recovery Ventilator | A | Incremental Summer Peak Savings (MW) | Achievable Economic UCT Potential | 0 | 0 | 0 | 0 | 0 | 0 | 0 | 0 | 0 | 0 | 0 | 0 | 0 | 0 | 0 | 0 | 0 | 0 | 0 | 0 | 0 | 0 | 0 | 0 | 0 | 0 | 0
F6_Industrial_Industrial - ID_New_Space Heating_Natural Gas_HVAC - Energy Recovery Ventilator_A_Achievable Economic UCT Potential | F6 | Industrial | Industrial - ID | New | Space Heating | Natural Gas | HVAC - Energy Recovery Ventilator | A | Incremental Winter Peak Savings (MW) | Achievable Economic UCT Potential | 0 | 0 | 0 | 0 | 0 | 0 | 0 | 0 | 0 | 0 | 0 | 0 | 0 | 0 | 0 | 0 | 0 | 0 | 0 | 0 | 0 | 0 | 0 | 0 | 0 | 0 | 0
F7_Industrial_Industrial - ID_New_Space Heating_Natural Gas_HVAC - Energy Recovery Ventilator_A_Achievable Economic UCT Potential | F7 | Industrial | Industrial - ID | New | Space Heating | Natural Gas | HVAC - Energy Recovery Ventilator | A | Cumulative Energy Savings (MWh or mTherms) | Achievable Economic UCT Potential | 0 | 0 | 0 | 0 | 0 | 0 | 0 | 0 | 0 | 0 | 0 | 0 | 0 | 0 | 0 | 0 | 0 | 0 | 0 | 0 | 0 | 0 | 0 | 0 | 0 | 0 | 0
F8_Industrial_Industrial - ID_New_Space Heating_Natural Gas_HVAC - Energy Recovery Ventilator_A_Achievable Economic UCT Potential | F8 | Industrial | Industrial - ID | New | Space Heating | Natural Gas | HVAC - Energy Recovery Ventilator | A | Cumulative Summer Peak Savings (MW) | Achievable Economic UCT Potential | 0 | 0 | 0 | 0 | 0 | 0 | 0 | 0 | 0 | 0 | 0 | 0 | 0 | 0 | 0 | 0 | 0 | 0 | 0 | 0 | 0 | 0 | 0 | 0 | 0 | 0 | 0
F9_Industrial_Industrial - ID_New_Space Heating_Natural Gas_HVAC - Energy Recovery Ventilator_A_Achievable Economic UCT Potential | F9 | Industrial | Industrial - ID | New | Space Heating | Natural Gas | HVAC - Energy Recovery Ventilator | A | Cumulative Winter Peak Savings (MW) | Achievable Economic UCT Potential | 0 | 0 | 0 | 0 | 0 | 0 | 0 | 0 | 0 | 0 | 0 | 0 | 0 | 0 | 0 | 0 | 0 | 0 | 0 | 0 | 0 | 0 | 0 | 0 | 0 | 0 | 0
F10_Industrial_Industrial - ID_New_Space Heating_Natural Gas_HVAC - Energy Recovery Ventilator_A_Achievable Economic UCT Potential | F10 | Industrial | Industrial - ID | New | Space Heating | Natural Gas | HVAC - Energy Recovery Ventilator | A | Purchases (Incremental) | Achievable Economic UCT Potential | 0 | 0 | 0 | 0 | 0 | 0 | 0 | 0 | 0 | 0 | 0 | 0 | 0 | 0 | 0 | 0 | 0 | 0 | 0 | 0 | 0 | 0 | 0 | 0 | 0 | 0 | 0
F11_Industrial_Industrial - ID_New_Space Heating_Natural Gas_HVAC - Energy Recovery Ventilator_A_Achievable Economic UCT Potential | F11 | Industrial | Industrial - ID | New | Space Heating | Natural Gas | HVAC - Energy Recovery Ventilator | A | Purchases (Cumulative) | Achievable Economic UCT Potential | 0 | 0 | 0 | 0 | 0 | 0 | 0 | 0 | 0 | 0 | 0 | 0 | 0 | 0 | 0 | 0 | 0 | 0 | 0 | 0 | 0 | 0 | 0 | 0 | 0 | 0 | 0
F1_Industrial_Industrial - ID_New_Space Heating_Natural Gas_Thermostat - Connected_A_Achievable Economic UCT Potential | F1 | Industrial | Industrial - ID | New | Space Heating | Natural Gas | Thermostat - Connected | A | Integrated Unit Energy Savings (kWh or therms) | Achievable Economic UCT Potential | 0 | 0 | 8481.1157 | 8232.9534 | 8205.1339 | 8189.1129 | 8176.7662 | 8166.2358 | 8157.1527 | 8149.2681 | 8142.3848 | 8136.3471 | 8131.0285 | 8126.3247 | 8122.1487 | 8118.4278 | 8115.1004 | 8112.2377 | 8111.9524 | 8111.712 | 8111.6266 | 8111.8083 | 8112.2252 | 8112.7135 | 8113.1788 | 8113.5647 | 8113.8405
F2_Industrial_Industrial - ID_New_Space Heating_Natural Gas_Thermostat - Connected_A_Achievable Economic UCT Potential | F2 | Industrial | Industrial - ID | New | Space Heating | Natural Gas | Thermostat - Connected | A | Integrated Unit Summer Peak Savings (kW) | Achievable Economic UCT Potential | 0 | 0 | 0 | 0 | 0 | 0 | 0 | 0 | 0 | 0 | 0 | 0 | 0 | 0 | 0 | 0 | 0 | 0 | 0 | 0 | 0 | 0 | 0 | 0 | 0 | 0 | 0
F3_Industrial_Industrial - ID_New_Space Heating_Natural Gas_Thermostat - Connected_A_Achievable Economic UCT Potential | F3 | Industrial | Industrial - ID | New | Space Heating | Natural Gas | Thermostat - Connected | A | Integrated Unit Winter Peak Savings (kW) | Achievable Economic UCT Potential | 0 | 0 | 0 | 0 | 0 | 0 | 0 | 0 | 0 | 0 | 0 | 0 | 0 | 0 | 0 | 0 | 0 | 0 | 0 | 0 | 0 | 0 | 0 | 0 | 0 | 0 | 0
F4_Industrial_Industrial - ID_New_Space Heating_Natural Gas_Thermostat - Connected_A_Achievable Economic UCT Potential | F4 | Industrial | Industrial - ID | New | Space Heating | Natural Gas | Thermostat - Connected | A | Incremental Energy Savings (MWh or mTherms) | Achievable Economic UCT Potential | 0 | 0 | 0.0007203 | 0.0045685 | 0.008217 | 0.011841 | 0.015359 | 0.016235 | 0.011453 | 0.0065358 | 0.0014861 | 0 | 0 | 0 | 0 | 0 | 0 | 0 | 0 | 0 | 0 | 0 | 0 | 0 | 0 | 0 | 0
F5_Industrial_Industrial - ID_New_Space Heating_Natural Gas_Thermostat - Connected_A_Achievable Economic UCT Potential | F5 | Industrial | Industrial - ID | New | Space Heating | Natural Gas | Thermostat - Connected | A | Incremental Summer Peak Savings (MW) | Achievable Economic UCT Potential | 0 | 0 | 0 | 0 | 0 | 0 | 0 | 0 | 0 | 0 | 0 | 0 | 0 | 0 | 0 | 0 | 0 | 0 | 0 | 0 | 0 | 0 | 0 | 0 | 0 | 0 | 0
F6_Industrial_Industrial - ID_New_Space Heating_Natural Gas_Thermostat - Connected_A_Achievable Economic UCT Potential | F6 | Industrial | Industrial - ID | New | Space Heating | Natural Gas | Thermostat - Connected | A | Incremental Winter Peak Savings (MW) | Achievable Economic UCT Potential | 0 | 0 | 0 | 0 | 0 | 0 | 0 | 0 | 0 | 0 | 0 | 0 | 0 | 0 | 0 | 0 | 0 | 0 | 0 | 0 | 0 | 0 | 0 | 0 | 0 | 0 | 0
F7_Industrial_Industrial - ID_New_Space Heating_Natural Gas_Thermostat - Connected_A_Achievable Economic UCT Potential | F7 | Industrial | Industrial - ID | New | Space Heating | Natural Gas | Thermostat - Connected | A | Cumulative Energy Savings (MWh or mTherms) | Achievable Economic UCT Potential | 0 | 0 | 0.0007203 | 0.0052677 | 0.013467 | 0.025282 | 0.040603 | 0.056786 | 0.068175 | 0.074645 | 0.076068 | 0.076012 | 0.075962 | 0.075918 | 0.075879 | 0.075845 | 0.075814 | 0.075787 | 0.075784 | 0.075782 | 0.075781 | 0.075783 | 0.075787 | 0.075791 | 0.075796 | 0.075799 | 0.075802
F8_Industrial_Industrial - ID_New_Space Heating_Natural Gas_Thermostat - Connected_A_Achievable Economic UCT Potential | F8 | Industrial | Industrial - ID | New | Space Heating | Natural Gas | Thermostat - Connected | A | Cumulative Summer Peak Savings (MW) | Achievable Economic UCT Potential | 0 | 0 | 0 | 0 | 0 | 0 | 0 | 0 | 0 | 0 | 0 | 0 | 0 | 0 | 0 | 0 | 0 | 0 | 0 | 0 | 0 | 0 | 0 | 0 | 0 | 0 | 0
F9_Industrial_Industrial - ID_New_Space Heating_Natural Gas_Thermostat - Connected_A_Achievable Economic UCT Potential | F9 | Industrial | Industrial - ID | New | Space Heating | Natural Gas | Thermostat - Connected | A | Cumulative Winter Peak Savings (MW) | Achievable Economic UCT Potential | 0 | 0 | 0 | 0 | 0 | 0 | 0 | 0 | 0 | 0 | 0 | 0 | 0 | 0 | 0 | 0 | 0 | 0 | 0 | 0 | 0 | 0 | 0 | 0 | 0 | 0 | 0
F10_Industrial_Industrial - ID_New_Space Heating_Natural Gas_Thermostat - Connected_A_Achievable Economic UCT Potential | F10 | Industrial | Industrial - ID | New | Space Heating | Natural Gas | Thermostat - Connected | A | Purchases (Incremental) | Achievable Economic UCT Potential | 0 | 0 | 8.493e-05 | 0.0005549 | 0.0010014 | 0.001446 | 0.0018784 | 0.001988 | 0.0014041 | 0.00080201 | 0.00018251 | 0 | 0 | 0 | 0 | 0 | 0 | 0 | 0 | 0 | 0 | 0 | 0 | 0 | 0 | 0 | 0
F11_Industrial_Industrial - ID_New_Space Heating_Natural Gas_Thermostat - Connected_A_Achievable Economic UCT Potential | F11 | Industrial | Industrial - ID | New | Space Heating | Natural Gas | Thermostat - Connected | A | Purchases (Cumulative) | Achievable Economic UCT Potential | 0 | 0 | 8.493e-05 | 0.00063983 | 0.0016413 | 0.0030873 | 0.0049657 | 0.0069537 | 0.0083578 | 0.0091598 | 0.0093423 | 0.0093423 | 0.0093423 | 0.0093423 | 0.0093423 | 0.0093423 | 0.0093423 | 0.0093423 | 0.0093423 | 0.0093423 | 0.0093423 | 0.0093423 | 0.0093423 | 0.0093423 | 0.0093423 | 0.0093423 | 0.0093423
F1_Industrial_Industrial - ID_New_Space Heating_Natural Gas_Gas Boiler - Maintenance_A_Achievable Economic UCT Potential | F1 | Industrial | Industrial - ID | New | Space Heating | Natural Gas | Gas Boiler - Maintenance | A | Integrated Unit Energy Savings (kWh or therms) | Achievable Economic UCT Potential | 0 | 0 | 0.55596 | 0.55432 | 0.55259 | 0.55086 | 0.54909 | 0.54749 | 0.54629 | 0.54534 | 0.5446 | 0.54389 | 0.54319 | 0.5425 | 0.54185 | 0.54124 | 0.54067 | 0.54016 | 0.53991 | 0.53973 | 0.5396 | 0.5395 | 0.54004 | 0.54053 | 0.54097 | 0.54138 | 0.54174
F2_Industrial_Industrial - ID_New_Space Heating_Natural Gas_Gas Boiler - Maintenance_A_Achievable Economic UCT Potential | F2 | Industrial | Industrial - ID | New | Space Heating | Natural Gas | Gas Boiler - Maintenance | A | Integrated Unit Summer Peak Savings (kW) | Achievable Economic UCT Potential | 0 | 0 | 0 | 0 | 0 | 0 | 0 | 0 | 0 | 0 | 0 | 0 | 0 | 0 | 0 | 0 | 0 | 0 | 0 | 0 | 0 | 0 | 0 | 0 | 0 | 0 | 0
F3_Industrial_Industrial - ID_New_Space Heating_Natural Gas_Gas Boiler - Maintenance_A_Achievable Economic UCT Potential | F3 | Industrial | Industrial - ID | New | Space Heating | Natural Gas | Gas Boiler - Maintenance | A | Integrated Unit Winter Peak Savings (kW) | Achievable Economic UCT Potential | 0 | 0 | 0 | 0 | 0 | 0 | 0 | 0 | 0 | 0 | 0 | 0 | 0 | 0 | 0 | 0 | 0 | 0 | 0 | 0 | 0 | 0 | 0 | 0 | 0 | 0 | 0
F4_Industrial_Industrial - ID_New_Space Heating_Natural Gas_Gas Boiler - Maintenance_A_Achievable Economic UCT Potential | F4 | Industrial | Industrial - ID | New | Space Heating | Natural Gas | Gas Boiler - Maintenance | A | Incremental Energy Savings (MWh or mTherms) | Achievable Economic UCT Potential | 0 | 0 | 3.1636e-05 | 0.00014445 | 0.00017991 | 0.00017033 | 8.5713e-05 | 6.3819e-05 | 4.4421e-05 | 1.1321e-05 | 0 | 0 | 0 | 0 | 0 | 0 | 0 | 0 | 0 | 0 | 0 | 0 | 0 | 0 | 0 | 0 | 0
F5_Industrial_Industrial - ID_New_Space Heating_Natural Gas_Gas Boiler - Maintenance_A_Achievable Economic UCT Potential | F5 | Industrial | Industrial - ID | New | Space Heating | Natural Gas | Gas Boiler - Maintenance | A | Incremental Summer Peak Savings (MW) | Achievable Economic UCT Potential | 0 | 0 | 0 | 0 | 0 | 0 | 0 | 0 | 0 | 0 | 0 | 0 | 0 | 0 | 0 | 0 | 0 | 0 | 0 | 0 | 0 | 0 | 0 | 0 | 0 | 0 | 0
F6_Industrial_Industrial - ID_New_Space Heating_Natural Gas_Gas Boiler - Maintenance_A_Achievable Economic UCT Potential | F6 | Industrial | Industrial - ID | New | Space Heating | Natural Gas | Gas Boiler - Maintenance | A | Incremental Winter Peak Savings (MW) | Achievable Economic UCT Potential | 0 | 0 | 0 | 0 | 0 | 0 | 0 | 0 | 0 | 0 | 0 | 0 | 0 | 0 | 0 | 0 | 0 | 0 | 0 | 0 | 0 | 0 | 0 | 0 | 0 | 0 | 0
F7_Industrial_Industrial - ID_New_Space Heating_Natural Gas_Gas Boiler - Maintenance_A_Achievable Economic UCT Potential | F7 | Industrial | Industrial - ID | New | Space Heating | Natural Gas | Gas Boiler - Maintenance | A | Cumulative Energy Savings (MWh or mTherms) | Achievable Economic UCT Potential | 0 | 0 | 3.1636e-05 | 0.000176 | 0.00035536 | 0.00052458 | 0.00060861 | 0.00067066 | 0.0007136 | 0.00072369 | 0.0007227 | 0.00072176 | 0.00072082 | 0.00071992 | 0.00071906 | 0.00071825 | 0.00071749 | 0.00071681 | 0.00071648 | 0.00071624 | 0.00071607 | 0.00071594 | 0.00071665 | 0.0007173 | 0.00071789 | 0.00071842 | 0.00071891
F8_Industrial_Industrial - ID_New_Space Heating_Natural Gas_Gas Boiler - Maintenance_A_Achievable Economic UCT Potential | F8 | Industrial | Industrial - ID | New | Space Heating | Natural Gas | Gas Boiler - Maintenance | A | Cumulative Summer Peak Savings (MW) | Achievable Economic UCT Potential | 0 | 0 | 0 | 0 | 0 | 0 | 0 | 0 | 0 | 0 | 0 | 0 | 0 | 0 | 0 | 0 | 0 | 0 | 0 | 0 | 0 | 0 | 0 | 0 | 0 | 0 | 0
F9_Industrial_Industrial - ID_New_Space Heating_Natural Gas_Gas Boiler - Maintenance_A_Achievable Economic UCT Potential | F9 | Industrial | Industrial - ID | New | Space Heating | Natural Gas | Gas Boiler - Maintenance | A | Cumulative Winter Peak Savings (MW) | Achievable Economic UCT Potential | 0 | 0 | 0 | 0 | 0 | 0 | 0 | 0 | 0 | 0 | 0 | 0 | 0 | 0 | 0 | 0 | 0 | 0 | 0 | 0 | 0 | 0 | 0 | 0 | 0 | 0 | 0
F10_Industrial_Industrial - ID_New_Space Heating_Natural Gas_Gas Boiler - Maintenance_A_Achievable Economic UCT Potential | F10 | Industrial | Industrial - ID | New | Space Heating | Natural Gas | Gas Boiler - Maintenance | A | Purchases (Incremental) | Achievable Economic UCT Potential | 0 | 0 | 0.056904 | 0.2606 | 0.32558 | 0.30922 | 0.1561 | 0.11657 | 0.081314 | 0.020758 | 0 | 0 | 0 | 0 | 0 | 0 | 0 | 0 | 0 | 0 | 0 | 0 | 0 | 0 | 0 | 0 | 0
F11_Industrial_Industrial - ID_New_Space Heating_Natural Gas_Gas Boiler - Maintenance_A_Achievable Economic UCT Potential | F11 | Industrial | Industrial - ID | New | Space Heating | Natural Gas | Gas Boiler - Maintenance | A | Purchases (Cumulative) | Achievable Economic UCT Potential | 0 | 0 | 0.056904 | 0.3175 | 0.64308 | 0.9523 | 1.1084 | 1.225 | 1.3063 | 1.327 | 1.327 | 1.327 | 1.327 | 1.327 | 1.327 | 1.327 | 1.327 | 1.327 | 1.327 | 1.327 | 1.327 | 1.327 | 1.327 | 1.327 | 1.327 | 1.327 | 1.327
F1_Industrial_Industrial - ID_New_Space Heating_Natural Gas_Gas Furnace - Maintenance_A_Achievable Economic UCT Potential | F1 | Industrial | Industrial - ID | New | Space Heating | Natural Gas | Gas Furnace - Maintenance | A | Integrated Unit Energy Savings (kWh or therms) | Achievable Economic UCT Potential | 0 | 0 | 0.48822 | 0.44096 | 0.43591 | 0.43313 | 0.43103 | 0.42933 | 0.42808 | 0.42713 | 0.42638 | 0.4257 | 0.42505 | 0.42443 | 0.42385 | 0.42332 | 0.42282 | 0.42237 | 0.42214 | 0.42195 | 0.42177 | 0.42163 | 0.42199 | 0.42233 | 0.42263 | 0.42291 | 0.42316
F2_Industrial_Industrial - ID_New_Space Heating_Natural Gas_Gas Furnace - Maintenance_A_Achievable Economic UCT Potential | F2 | Industrial | Industrial - ID | New | Space Heating | Natural Gas | Gas Furnace - Maintenance | A | Integrated Unit Summer Peak Savings (kW) | Achievable Economic UCT Potential | 0 | 0 | 0 | 0 | 0 | 0 | 0 | 0 | 0 | 0 | 0 | 0 | 0 | 0 | 0 | 0 | 0 | 0 | 0 | 0 | 0 | 0 | 0 | 0 | 0 | 0 | 0
F3_Industrial_Industrial - ID_New_Space Heating_Natural Gas_Gas Furnace - Maintenance_A_Achievable Economic UCT Potential | F3 | Industrial | Industrial - ID | New | Space Heating | Natural Gas | Gas Furnace - Maintenance | A | Integrated Unit Winter Peak Savings (kW) | Achievable Economic UCT Potential | 0 | 0 | 0 | 0 | 0 | 0 | 0 | 0 | 0 | 0 | 0 | 0 | 0 | 0 | 0 | 0 | 0 | 0 | 0 | 0 | 0 | 0 | 0 | 0 | 0 | 0 | 0
F4_Industrial_Industrial - ID_New_Space Heating_Natural Gas_Gas Furnace - Maintenance_A_Achievable Economic UCT Potential | F4 | Industrial | Industrial - ID | New | Space Heating | Natural Gas | Gas Furnace - Maintenance | A | Incremental Energy Savings (MWh or mTherms) | Achievable Economic UCT Potential | 0 | 0 | 1.7408e-05 | 7.2006e-05 | 8.893e-05 | 8.3923e-05 | 4.216e-05 | 3.1359e-05 | 2.1812e-05 | 5.5559e-06 | 0 | 0 | 0 | 0 | 0 | 0 | 0 | 0 | 0 | 0 | 0 | 0 | 0 | 0 | 0 | 0 | 0
F5_Industrial_Industrial - ID_New_Space Heating_Natural Gas_Gas Furnace - Maintenance_A_Achievable Economic UCT Potential | F5 | Industrial | Industrial - ID | New | Space Heating | Natural Gas | Gas Furnace - Maintenance | A | Incremental Summer Peak Savings (MW) | Achievable Economic UCT Potential | 0 | 0 | 0 | 0 | 0 | 0 | 0 | 0 | 0 | 0 | 0 | 0 | 0 | 0 | 0 | 0 | 0 | 0 | 0 | 0 | 0 | 0 | 0 | 0 | 0 | 0 | 0
F6_Industrial_Industrial - ID_New_Space Heating_Natural Gas_Gas Furnace - Maintenance_A_Achievable Economic UCT Potential | F6 | Industrial | Industrial - ID | New | Space Heating | Natural Gas | Gas Furnace - Maintenance | A | Incremental Winter Peak Savings (MW) | Achievable Economic UCT Potential | 0 | 0 | 0 | 0 | 0 | 0 | 0 | 0 | 0 | 0 | 0 | 0 | 0 | 0 | 0 | 0 | 0 | 0 | 0 | 0 | 0 | 0 | 0 | 0 | 0 | 0 | 0
F7_Industrial_Industrial - ID_New_Space Heating_Natural Gas_Gas Furnace - Maintenance_A_Achievable Economic UCT Potential | F7 | Industrial | Industrial - ID | New | Space Heating | Natural Gas | Gas Furnace - Maintenance | A | Cumulative Energy Savings (MWh or mTherms) | Achievable Economic UCT Potential | 0 | 0 | 1.7408e-05 | 8.773e-05 | 0.00017565 | 0.00025846 | 0.00029936 | 0.00032954 | 0.0003504 | 0.00035517 | 0.00035455 | 0.00035398 | 0.00035344 | 0.00035293 | 0.00035245 | 0.000352 | 0.00035159 | 0.00035122 | 0.00035103 | 0.00035087 | 0.00035072 | 0.0003506 | 0.0003509 | 0.00035118 | 0.00035143 | 0.00035166 | 0.00035187
F8_Industrial_Industrial - ID_New_Space Heating_Natural Gas_Gas Furnace - Maintenance_A_Achievable Economic UCT Potential | F8 | Industrial | Industrial - ID | New | Space Heating | Natural Gas | Gas Furnace - Maintenance | A | Cumulative Summer Peak Savings (MW) | Achievable Economic UCT Potential | 0 | 0 | 0 | 0 | 0 | 0 | 0 | 0 | 0 | 0 | 0 | 0 | 0 | 0 | 0 | 0 | 0 | 0 | 0 | 0 | 0 | 0 | 0 | 0 | 0 | 0 | 0
F9_Industrial_Industrial - ID_New_Space Heating_Natural Gas_Gas Furnace - Maintenance_A_Achievable Economic UCT Potential | F9 | Industrial | Industrial - ID | New | Space Heating | Natural Gas | Gas Furnace - Maintenance | A | Cumulative Winter Peak Savings (MW) | Achievable Economic UCT Potential | 0 | 0 | 0 | 0 | 0 | 0 | 0 | 0 | 0 | 0 | 0 | 0 | 0 | 0 | 0 | 0 | 0 | 0 | 0 | 0 | 0 | 0 | 0 | 0 | 0 | 0 | 0
F10_Industrial_Industrial - ID_New_Space Heating_Natural Gas_Gas Furnace - Maintenance_A_Achievable Economic UCT Potential | F10 | Industrial | Industrial - ID | New | Space Heating | Natural Gas | Gas Furnace - Maintenance | A | Purchases (Incremental) | Achievable Economic UCT Potential | 0 | 0 | 0.035657 | 0.16329 | 0.20401 | 0.19376 | 0.097814 | 0.073042 | 0.050952 | 0.013007 | 0 | 0 | 0 | 0 | 0 | 0 | 0 | 0 | 0 | 0 | 0 | 0 | 0 | 0 | 0 | 0 | 0
F11_Industrial_Industrial - ID_New_Space Heating_Natural Gas_Gas Furnace - Maintenance_A_Achievable Economic UCT Potential | F11 | Industrial | Industrial - ID | New | Space Heating | Natural Gas | Gas Furnace - Maintenance | A | Purchases (Cumulative) | Achievable Economic UCT Potential | 0 | 0 | 0.035657 | 0.19895 | 0.40296 | 0.59672 | 0.69453 | 0.76758 | 0.81853 | 0.83154 | 0.83154 | 0.83154 | 0.83154 | 0.83154 | 0.83154 | 0.83154 | 0.83154 | 0.83154 | 0.83154 | 0.83154 | 0.83154 | 0.83154 | 0.83154 | 0.83154 | 0.83154 | 0.83154 | 0.83154
F1_Industrial_Industrial - ID_New_Space Heating_Natural Gas_Gas Furnace - Tube Inserts_A_Achievable Economic UCT Potential | F1 | Industrial | Industrial - ID | New | Space Heating | Natural Gas | Gas Furnace - Tube Inserts | A | Integrated Unit Energy Savings (kWh or therms) | Achievable Economic UCT Potential | 0 | 0 | 0 | 0 | 0 | 0 | 0 | 0 | 0 | 0 | 0 | 0 | 0 | 0 | 0 | 0 | 0 | 0 | 0 | 0 | 0 | 0 | 0 | 0 | 0 | 0 | 0
F2_Industrial_Industrial - ID_New_Space Heating_Natural Gas_Gas Furnace - Tube Inserts_A_Achievable Economic UCT Potential | F2 | Industrial | Industrial - ID | New | Space Heating | Natural Gas | Gas Furnace - Tube Inserts | A | Integrated Unit Summer Peak Savings (kW) | Achievable Economic UCT Potential | 0 | 0 | 0 | 0 | 0 | 0 | 0 | 0 | 0 | 0 | 0 | 0 | 0 | 0 | 0 | 0 | 0 | 0 | 0 | 0 | 0 | 0 | 0 | 0 | 0 | 0 | 0
F3_Industrial_Industrial - ID_New_Space Heating_Natural Gas_Gas Furnace - Tube Inserts_A_Achievable Economic UCT Potential | F3 | Industrial | Industrial - ID | New | Space Heating | Natural Gas | Gas Furnace - Tube Inserts | A | Integrated Unit Winter Peak Savings (kW) | Achievable Economic UCT Potential | 0 | 0 | 0 | 0 | 0 | 0 | 0 | 0 | 0 | 0 | 0 | 0 | 0 | 0 | 0 | 0 | 0 | 0 | 0 | 0 | 0 | 0 | 0 | 0 | 0 | 0 | 0
F4_Industrial_Industrial - ID_New_Space Heating_Natural Gas_Gas Furnace - Tube Inserts_A_Achievable Economic UCT Potential | F4 | Industrial | Industrial - ID | New | Space Heating | Natural Gas | Gas Furnace - Tube Inserts | A | Incremental Energy Savings (MWh or mTherms) | Achievable Economic UCT Potential | 0 | 0 | 0 | 0 | 0 | 0 | 0 | 0 | 0 | 0 | 0 | 0 | 0 | 0 | 0 | 0 | 0 | 0 | 0 | 0 | 0 | 0 | 0 | 0 | 0 | 0 | 0
F5_Industrial_Industrial - ID_New_Space Heating_Natural Gas_Gas Furnace - Tube Inserts_A_Achievable Economic UCT Potential | F5 | Industrial | Industrial - ID | New | Space Heating | Natural Gas | Gas Furnace - Tube Inserts | A | Incremental Summer Peak Savings (MW) | Achievable Economic UCT Potential | 0 | 0 | 0 | 0 | 0 | 0 | 0 | 0 | 0 | 0 | 0 | 0 | 0 | 0 | 0 | 0 | 0 | 0 | 0 | 0 | 0 | 0 | 0 | 0 | 0 | 0 | 0
F6_Industrial_Industrial - ID_New_Space Heating_Natural Gas_Gas Furnace - Tube Inserts_A_Achievable Economic UCT Potential | F6 | Industrial | Industrial - ID | New | Space Heating | Natural Gas | Gas Furnace - Tube Inserts | A | Incremental Winter Peak Savings (MW) | Achievable Economic UCT Potential | 0 | 0 | 0 | 0 | 0 | 0 | 0 | 0 | 0 | 0 | 0 | 0 | 0 | 0 | 0 | 0 | 0 | 0 | 0 | 0 | 0 | 0 | 0 | 0 | 0 | 0 | 0
F7_Industrial_Industrial - ID_New_Space Heating_Natural Gas_Gas Furnace - Tube Inserts_A_Achievable Economic UCT Potential | F7 | Industrial | Industrial - ID | New | Space Heating | Natural Gas | Gas Furnace - Tube Inserts | A | Cumulative Energy Savings (MWh or mTherms) | Achievable Economic UCT Potential | 0 | 0 | 0 | 0 | 0 | 0 | 0 | 0 | 0 | 0 | 0 | 0 | 0 | 0 | 0 | 0 | 0 | 0 | 0 | 0 | 0 | 0 | 0 | 0 | 0 | 0 | 0
F8_Industrial_Industrial - ID_New_Space Heating_Natural Gas_Gas Furnace - Tube Inserts_A_Achievable Economic UCT Potential | F8 | Industrial | Industrial - ID | New | Space Heating | Natural Gas | Gas Furnace - Tube Inserts | A | Cumulative Summer Peak Savings (MW) | Achievable Economic UCT Potential | 0 | 0 | 0 | 0 | 0 | 0 | 0 | 0 | 0 | 0 | 0 | 0 | 0 | 0 | 0 | 0 | 0 | 0 | 0 | 0 | 0 | 0 | 0 | 0 | 0 | 0 | 0
F9_Industrial_Industrial - ID_New_Space Heating_Natural Gas_Gas Furnace - Tube Inserts_A_Achievable Economic UCT Potential | F9 | Industrial | Industrial - ID | New | Space Heating | Natural Gas | Gas Furnace - Tube Inserts | A | Cumulative Winter Peak Savings (MW) | Achievable Economic UCT Potential | 0 | 0 | 0 | 0 | 0 | 0 | 0 | 0 | 0 | 0 | 0 | 0 | 0 | 0 | 0 | 0 | 0 | 0 | 0 | 0 | 0 | 0 | 0 | 0 | 0 | 0 | 0
F10_Industrial_Industrial - ID_New_Space Heating_Natural Gas_Gas Furnace - Tube Inserts_A_Achievable Economic UCT Potential | F10 | Industrial | Industrial - ID | New | Space Heating | Natural Gas | Gas Furnace - Tube Inserts | A | Purchases (Incremental) | Achievable Economic UCT Potential | 0 | 0 | 0 | 0 | 0 | 0 | 0 | 0 | 0 | 0 | 0 | 0 | 0 | 0 | 0 | 0 | 0 | 0 | 0 | 0 | 0 | 0 | 0 | 0 | 0 | 0 | 0
F11_Industrial_Industrial - ID_New_Space Heating_Natural Gas_Gas Furnace - Tube Inserts_A_Achievable Economic UCT Potential | F11 | Industrial | Industrial - ID | New | Space Heating | Natural Gas | Gas Furnace - Tube Inserts | A | Purchases (Cumulative) | Achievable Economic UCT Potential | 0 | 0 | 0 | 0 | 0 | 0 | 0 | 0 | 0 | 0 | 0 | 0 | 0 | 0 | 0 | 0 | 0 | 0 | 0 | 0 | 0 | 0 | 0 | 0 | 0 | 0 | 0
F1_Industrial_Industrial - ID_New_Space Heating_Natural Gas_Gas Boiler - Burner Control Optimization_A_Achievable Economic UCT Potential | F1 | Industrial | Industrial - ID | New | Space Heating | Natural Gas | Gas Boiler - Burner Control Optimization | A | Integrated Unit Energy Savings (kWh or therms) | Achievable Economic UCT Potential | 0 | 0 | 0.26886 | 0.26809 | 0.26734 | 0.26659 | 0.26584 | 0.26516 | 0.26466 | 0.26428 | 0.26399 | 0.2637 | 0.26341 | 0.26311 | 0.26281 | 0.26251 | 0.26223 | 0.26196 | 0.26181 | 0.26169 | 0.26159 | 0.26151 | 0.26174 | 0.26195 | 0.26214 | 0.26231 | 0.26247
F2_Industrial_Industrial - ID_New_Space Heating_Natural Gas_Gas Boiler - Burner Control Optimization_A_Achievable Economic UCT Potential | F2 | Industrial | Industrial - ID | New | Space Heating | Natural Gas | Gas Boiler - Burner Control Optimization | A | Integrated Unit Summer Peak Savings (kW) | Achievable Economic UCT Potential | 0 | 0 | 0 | 0 | 0 | 0 | 0 | 0 | 0 | 0 | 0 | 0 | 0 | 0 | 0 | 0 | 0 | 0 | 0 | 0 | 0 | 0 | 0 | 0 | 0 | 0 | 0
F3_Industrial_Industrial - ID_New_Space Heating_Natural Gas_Gas Boiler - Burner Control Optimization_A_Achievable Economic UCT Potential | F3 | Industrial | Industrial - ID | New | Space Heating | Natural Gas | Gas Boiler - Burner Control Optimization | A | Integrated Unit Winter Peak Savings (kW) | Achievable Economic UCT Potential | 0 | 0 | 0 | 0 | 0 | 0 | 0 | 0 | 0 | 0 | 0 | 0 | 0 | 0 | 0 | 0 | 0 | 0 | 0 | 0 | 0 | 0 | 0 | 0 | 0 | 0 | 0
F4_Industrial_Industrial - ID_New_Space Heating_Natural Gas_Gas Boiler - Burner Control Optimization_A_Achievable Economic UCT Potential | F4 | Industrial | Industrial - ID | New | Space Heating | Natural Gas | Gas Boiler - Burner Control Optimization | A | Incremental Energy Savings (MWh or mTherms) | Achievable Economic UCT Potential | 0 | 0 | 6.1219e-06 | 6.2695e-05 | 0.00022566 | 0.00056861 | 0.0011458 | 0.0019619 | 0.002944 | 0.0039468 | 0.0047923 | 0.0053237 | 0.0054546 | 0.0051895 | 0.00461 | 0.0038419 | 0.0030162 | 0.0022386 | 0.0015763 | 0.0010556 | 0.00066798 | 0.00041608 | 0 | 0 | 0 | 0 | 0
F5_Industrial_Industrial - ID_New_Space Heating_Natural Gas_Gas Boiler - Burner Control Optimization_A_Achievable Economic UCT Potential | F5 | Industrial | Industrial - ID | New | Space Heating | Natural Gas | Gas Boiler - Burner Control Optimization | A | Incremental Summer Peak Savings (MW) | Achievable Economic UCT Potential | 0 | 0 | 0 | 0 | 0 | 0 | 0 | 0 | 0 | 0 | 0 | 0 | 0 | 0 | 0 | 0 | 0 | 0 | 0 | 0 | 0 | 0 | 0 | 0 | 0 | 0 | 0
F6_Industrial_Industrial - ID_New_Space Heating_Natural Gas_Gas Boiler - Burner Control Optimization_A_Achievable Economic UCT Potential | F6 | Industrial | Industrial - ID | New | Space Heating | Natural Gas | Gas Boiler - Burner Control Optimization | A | Incremental Winter Peak Savings (MW) | Achievable Economic UCT Potential | 0 | 0 | 0 | 0 | 0 | 0 | 0 | 0 | 0 | 0 | 0 | 0 | 0 | 0 | 0 | 0 | 0 | 0 | 0 | 0 | 0 | 0 | 0 | 0 | 0 | 0 | 0
F7_Industrial_Industrial - ID_New_Space Heating_Natural Gas_Gas Boiler - Burner Control Optimization_A_Achievable Economic UCT Potential | F7 | Industrial | Industrial - ID | New | Space Heating | Natural Gas | Gas Boiler - Burner Control Optimization | A | Cumulative Energy Savings (MWh or mTherms) | Achievable Economic UCT Potential | 0 | 0 | 6.1219e-06 | 6.88e-05 | 0.00029427 | 0.00086205 | 0.0020054 | 0.0039621 | 0.0068987 | 0.010836 | 0.015616 | 0.020923 | 0.026354 | 0.031513 | 0.036087 | 0.039889 | 0.042862 | 0.045057 | 0.046607 | 0.047641 | 0.048291 | 0.048693 | 0.048735 | 0.048774 | 0.048809 | 0.048842 | 0.04887
F8_Industrial_Industrial - ID_New_Space Heating_Natural Gas_Gas Boiler - Burner Control Optimization_A_Achievable Economic UCT Potential | F8 | Industrial | Industrial - ID | New | Space Heating | Natural Gas | Gas Boiler - Burner Control Optimization | A | Cumulative Summer Peak Savings (MW) | Achievable Economic UCT Potential | 0 | 0 | 0 | 0 | 0 | 0 | 0 | 0 | 0 | 0 | 0 | 0 | 0 | 0 | 0 | 0 | 0 | 0 | 0 | 0 | 0 | 0 | 0 | 0 | 0 | 0 | 0
F9_Industrial_Industrial - ID_New_Space Heating_Natural Gas_Gas Boiler - Burner Control Optimization_A_Achievable Economic UCT Potential | F9 | Industrial | Industrial - ID | New | Space Heating | Natural Gas | Gas Boiler - Burner Control Optimization | A | Cumulative Winter Peak Savings (MW) | Achievable Economic UCT Potential | 0 | 0 | 0 | 0 | 0 | 0 | 0 | 0 | 0 | 0 | 0 | 0 | 0 | 0 | 0 | 0 | 0 | 0 | 0 | 0 | 0 | 0 | 0 | 0 | 0 | 0 | 0
F10_Industrial_Industrial - ID_New_Space Heating_Natural Gas_Gas Boiler - Burner Control Optimization_A_Achievable Economic UCT Potential | F10 | Industrial | Industrial - ID | New | Space Heating | Natural Gas | Gas Boiler - Burner Control Optimization | A | Purchases (Incremental) | Achievable Economic UCT Potential | 0 | 0 | 0.02277 | 0.23386 | 0.8441 | 2.1329 | 4.31 | 7.3988 | 11.1236 | 14.9342 | 18.1535 | 20.1881 | 20.7081 | 19.7238 | 17.5413 | 14.6353 | 11.5022 | 8.5456 | 6.0207 | 4.0337 | 2.5535 | 1.591 | 0 | 0 | 0 | 0 | 0
F11_Industrial_Industrial - ID_New_Space Heating_Natural Gas_Gas Boiler - Burner Control Optimization_A_Achievable Economic UCT Potential | F11 | Industrial | Industrial - ID | New | Space Heating | Natural Gas | Gas Boiler - Burner Control Optimization | A | Purchases (Cumulative) | Achievable Economic UCT Potential | 0 | 0 | 0.02277 | 0.25663 | 1.1007 | 3.2336 | 7.5436 | 14.9424 | 26.066 | 41.0002 | 59.1537 | 79.3418 | 100.0499 | 119.7737 | 137.315 | 151.9503 | 163.4524 | 171.998 | 178.0186 | 182.0523 | 184.6059 | 186.1969 | 186.1969 | 186.1969 | 186.1969 | 186.1969 | 186.1969
F1_Industrial_Industrial - ID_New_Space Heating_Natural Gas_Gas Boiler - High Turndown Burner_A_Achievable Economic UCT Potential | F1 | Industrial | Industrial - ID | New | Space Heating | Natural Gas | Gas Boiler - High Turndown Burner | A | Integrated Unit Energy Savings (kWh or therms) | Achievable Economic UCT Potential | 0 | 0 | 0.92709 | 0.92445 | 0.92186 | 0.91927 | 0.91668 | 0.91434 | 0.91263 | 0.91132 | 0.9103 | 0.90932 | 0.9083 | 0.90726 | 0.90623 | 0.90522 | 0.90423 | 0.90331 | 0.90279 | 0.90236 | 0.90204 | 0.90177 | 0.90255 | 0.90327 | 0.90393 | 0.90452 | 0.90506
F2_Industrial_Industrial - ID_New_Space Heating_Natural Gas_Gas Boiler - High Turndown Burner_A_Achievable Economic UCT Potential | F2 | Industrial | Industrial - ID | New | Space Heating | Natural Gas | Gas Boiler - High Turndown Burner | A | Integrated Unit Summer Peak Savings (kW) | Achievable Economic UCT Potential | 0 | 0 | 0 | 0 | 0 | 0 | 0 | 0 | 0 | 0 | 0 | 0 | 0 | 0 | 0 | 0 | 0 | 0 | 0 | 0 | 0 | 0 | 0 | 0 | 0 | 0 | 0
F3_Industrial_Industrial - ID_New_Space Heating_Natural Gas_Gas Boiler - High Turndown Burner_A_Achievable Economic UCT Potential | F3 | Industrial | Industrial - ID | New | Space Heating | Natural Gas | Gas Boiler - High Turndown Burner | A | Integrated Unit Winter Peak Savings (kW) | Achievable Economic UCT Potential | 0 | 0 | 0 | 0 | 0 | 0 | 0 | 0 | 0 | 0 | 0 | 0 | 0 | 0 | 0 | 0 | 0 | 0 | 0 | 0 | 0 | 0 | 0 | 0 | 0 | 0 | 0
F4_Industrial_Industrial - ID_New_Space Heating_Natural Gas_Gas Boiler - High Turndown Burner_A_Achievable Economic UCT Potential | F4 | Industrial | Industrial - ID | New | Space Heating | Natural Gas | Gas Boiler - High Turndown Burner | A | Incremental Energy Savings (MWh or mTherms) | Achievable Economic UCT Potential | 0 | 0 | 0 | 0 | 0 | 0 | 0 | 0 | 0 | 0 | 0 | 0 | 0 | 0 | 0 | 0 | 0 | 0 | 0 | 0 | 0 | 0 | 0 | 0 | 0 | 0 | 0
F5_Industrial_Industrial - ID_New_Space Heating_Natural Gas_Gas Boiler - High Turndown Burner_A_Achievable Economic UCT Potential | F5 | Industrial | Industrial - ID | New | Space Heating | Natural Gas | Gas Boiler - High Turndown Burner | A | Incremental Summer Peak Savings (MW) | Achievable Economic UCT Potential | 0 | 0 | 0 | 0 | 0 | 0 | 0 | 0 | 0 | 0 | 0 | 0 | 0 | 0 | 0 | 0 | 0 | 0 | 0 | 0 | 0 | 0 | 0 | 0 | 0 | 0 | 0
F6_Industrial_Industrial - ID_New_Space Heating_Natural Gas_Gas Boiler - High Turndown Burner_A_Achievable Economic UCT Potential | F6 | Industrial | Industrial - ID | New | Space Heating | Natural Gas | Gas Boiler - High Turndown Burner | A | Incremental Winter Peak Savings (MW) | Achievable Economic UCT Potential | 0 | 0 | 0 | 0 | 0 | 0 | 0 | 0 | 0 | 0 | 0 | 0 | 0 | 0 | 0 | 0 | 0 | 0 | 0 | 0 | 0 | 0 | 0 | 0 | 0 | 0 | 0
F7_Industrial_Industrial - ID_New_Space Heating_Natural Gas_Gas Boiler - High Turndown Burner_A_Achievable Economic UCT Potential | F7 | Industrial | Industrial - ID | New | Space Heating | Natural Gas | Gas Boiler - High Turndown Burner | A | Cumulative Energy Savings (MWh or mTherms) | Achievable Economic UCT Potential | 0 | 0 | 0 | 0 | 0 | 0 | 0 | 0 | 0 | 0 | 0 | 0 | 0 | 0 | 0 | 0 | 0 | 0 | 0 | 0 | 0 | 0 | 0 | 0 | 0 | 0 | 0
F8_Industrial_Industrial - ID_New_Space Heating_Natural Gas_Gas Boiler - High Turndown Burner_A_Achievable Economic UCT Potential | F8 | Industrial | Industrial - ID | New | Space Heating | Natural Gas | Gas Boiler - High Turndown Burner | A | Cumulative Summer Peak Savings (MW) | Achievable Economic UCT Potential | 0 | 0 | 0 | 0 | 0 | 0 | 0 | 0 | 0 | 0 | 0 | 0 | 0 | 0 | 0 | 0 | 0 | 0 | 0 | 0 | 0 | 0 | 0 | 0 | 0 | 0 | 0
F9_Industrial_Industrial - ID_New_Space Heating_Natural Gas_Gas Boiler - High Turndown Burner_A_Achievable Economic UCT Potential | F9 | Industrial | Industrial - ID | New | Space Heating | Natural Gas | Gas Boiler - High Turndown Burner | A | Cumulative Winter Peak Savings (MW) | Achievable Economic UCT Potential | 0 | 0 | 0 | 0 | 0 | 0 | 0 | 0 | 0 | 0 | 0 | 0 | 0 | 0 | 0 | 0 | 0 | 0 | 0 | 0 | 0 | 0 | 0 | 0 | 0 | 0 | 0
F10_Industrial_Industrial - ID_New_Space Heating_Natural Gas_Gas Boiler - High Turndown Burner_A_Achievable Economic UCT Potential | F10 | Industrial | Industrial - ID | New | Space Heating | Natural Gas | Gas Boiler - High Turndown Burner | A | Purchases (Incremental) | Achievable Economic UCT Potential | 0 | 0 | 0 | 0 | 0 | 0 | 0 | 0 | 0 | 0 | 0 | 0 | 0 | 0 | 0 | 0 | 0 | 0 | 0 | 0 | 0 | 0 | 0 | 0 | 0 | 0 | 0
F11_Industrial_Industrial - ID_New_Space Heating_Natural Gas_Gas Boiler - High Turndown Burner_A_Achievable Economic UCT Potential | F11 | Industrial | Industrial - ID | New | Space Heating | Natural Gas | Gas Boiler - High Turndown Burner | A | Purchases (Cumulative) | Achievable Economic UCT Potential | 0 | 0 | 0 | 0 | 0 | 0 | 0 | 0 | 0 | 0 | 0 | 0 | 0 | 0 | 0 | 0 | 0 | 0 | 0 | 0 | 0 | 0 | 0 | 0 | 0 | 0 | 0
F1_Industrial_Industrial - ID_New_Space Heating_Natural Gas_Gas Boiler - Hot Water Reset_A_Achievable Economic UCT Potential | F1 | Industrial | Industrial - ID | New | Space Heating | Natural Gas | Gas Boiler - Hot Water Reset | A | Integrated Unit Energy Savings (kWh or therms) | Achievable Economic UCT Potential | 0 | 0 | 988.8958 | 986.0852 | 983.3162 | 980.5591 | 977.79 | 975.3005 | 973.4693 | 972.0736 | 970.9912 | 969.9404 | 968.8506 | 967.7461 | 966.6456 | 965.5641 | 964.5136 | 963.5354 | 962.9748 | 962.5227 | 962.1721 | 961.887 | 962.7222 | 963.4901 | 964.1897 | 964.823 | 965.3932
F2_Industrial_Industrial - ID_New_Space Heating_Natural Gas_Gas Boiler - Hot Water Reset_A_Achievable Economic UCT Potential | F2 | Industrial | Industrial - ID | New | Space Heating | Natural Gas | Gas Boiler - Hot Water Reset | A | Integrated Unit Summer Peak Savings (kW) | Achievable Economic UCT Potential | 0 | 0 | 0 | 0 | 0 | 0 | 0 | 0 | 0 | 0 | 0 | 0 | 0 | 0 | 0 | 0 | 0 | 0 | 0 | 0 | 0 | 0 | 0 | 0 | 0 | 0 | 0
F3_Industrial_Industrial - ID_New_Space Heating_Natural Gas_Gas Boiler - Hot Water Reset_A_Achievable Economic UCT Potential | F3 | Industrial | Industrial - ID | New | Space Heating | Natural Gas | Gas Boiler - Hot Water Reset | A | Integrated Unit Winter Peak Savings (kW) | Achievable Economic UCT Potential | 0 | 0 | 0 | 0 | 0 | 0 | 0 | 0 | 0 | 0 | 0 | 0 | 0 | 0 | 0 | 0 | 0 | 0 | 0 | 0 | 0 | 0 | 0 | 0 | 0 | 0 | 0
F4_Industrial_Industrial - ID_New_Space Heating_Natural Gas_Gas Boiler - Hot Water Reset_A_Achievable Economic UCT Potential | F4 | Industrial | Industrial - ID | New | Space Heating | Natural Gas | Gas Boiler - Hot Water Reset | A | Incremental Energy Savings (MWh or mTherms) | Achievable Economic UCT Potential | 0 | 0 | 0 | 0 | 0 | 0 | 0 | 0 | 0 | 0 | 0 | 0 | 0 | 0 | 0 | 0 | 0 | 0 | 0 | 0 | 0 | 0 | 0 | 0 | 0 | 0 | 0
F5_Industrial_Industrial - ID_New_Space Heating_Natural Gas_Gas Boiler - Hot Water Reset_A_Achievable Economic UCT Potential | F5 | Industrial | Industrial - ID | New | Space Heating | Natural Gas | Gas Boiler - Hot Water Reset | A | Incremental Summer Peak Savings (MW) | Achievable Economic UCT Potential | 0 | 0 | 0 | 0 | 0 | 0 | 0 | 0 | 0 | 0 | 0 | 0 | 0 | 0 | 0 | 0 | 0 | 0 | 0 | 0 | 0 | 0 | 0 | 0 | 0 | 0 | 0
F6_Industrial_Industrial - ID_New_Space Heating_Natural Gas_Gas Boiler - Hot Water Reset_A_Achievable Economic UCT Potential | F6 | Industrial | Industrial - ID | New | Space Heating | Natural Gas | Gas Boiler - Hot Water Reset | A | Incremental Winter Peak Savings (MW) | Achievable Economic UCT Potential | 0 | 0 | 0 | 0 | 0 | 0 | 0 | 0 | 0 | 0 | 0 | 0 | 0 | 0 | 0 | 0 | 0 | 0 | 0 | 0 | 0 | 0 | 0 | 0 | 0 | 0 | 0
F7_Industrial_Industrial - ID_New_Space Heating_Natural Gas_Gas Boiler - Hot Water Reset_A_Achievable Economic UCT Potential | F7 | Industrial | Industrial - ID | New | Space Heating | Natural Gas | Gas Boiler - Hot Water Reset | A | Cumulative Energy Savings (MWh or mTherms) | Achievable Economic UCT Potential | 0 | 0 | 0 | 0 | 0 | 0 | 0 | 0 | 0 | 0 | 0 | 0 | 0 | 0 | 0 | 0 | 0 | 0 | 0 | 0 | 0 | 0 | 0 | 0 | 0 | 0 | 0
F8_Industrial_Industrial - ID_New_Space Heating_Natural Gas_Gas Boiler - Hot Water Reset_A_Achievable Economic UCT Potential | F8 | Industrial | Industrial - ID | New | Space Heating | Natural Gas | Gas Boiler - Hot Water Reset | A | Cumulative Summer Peak Savings (MW) | Achievable Economic UCT Potential | 0 | 0 | 0 | 0 | 0 | 0 | 0 | 0 | 0 | 0 | 0 | 0 | 0 | 0 | 0 | 0 | 0 | 0 | 0 | 0 | 0 | 0 | 0 | 0 | 0 | 0 | 0
F9_Industrial_Industrial - ID_New_Space Heating_Natural Gas_Gas Boiler - Hot Water Reset_A_Achievable Economic UCT Potential | F9 | Industrial | Industrial - ID | New | Space Heating | Natural Gas | Gas Boiler - Hot Water Reset | A | Cumulative Winter Peak Savings (MW) | Achievable Economic UCT Potential | 0 | 0 | 0 | 0 | 0 | 0 | 0 | 0 | 0 | 0 | 0 | 0 | 0 | 0 | 0 | 0 | 0 | 0 | 0 | 0 | 0 | 0 | 0 | 0 | 0 | 0 | 0
F10_Industrial_Industrial - ID_New_Space Heating_Natural Gas_Gas Boiler - Hot Water Reset_A_Achievable Economic UCT Potential | F10 | Industrial | Industrial - ID | New | Space Heating | Natural Gas | Gas Boiler - Hot Water Reset | A | Purchases (Incremental) | Achievable Economic UCT Potential | 0 | 0 | 0 | 0 | 0 | 0 | 0 | 0 | 0 | 0 | 0 | 0 | 0 | 0 | 0 | 0 | 0 | 0 | 0 | 0 | 0 | 0 | 0 | 0 | 0 | 0 | 0
F11_Industrial_Industrial - ID_New_Space Heating_Natural Gas_Gas Boiler - Hot Water Reset_A_Achievable Economic UCT Potential | F11 | Industrial | Industrial - ID | New | Space Heating | Natural Gas | Gas Boiler - Hot Water Reset | A | Purchases (Cumulative) | Achievable Economic UCT Potential | 0 | 0 | 0 | 0 | 0 | 0 | 0 | 0 | 0 | 0 | 0 | 0 | 0 | 0 | 0 | 0 | 0 | 0 | 0 | 0 | 0 | 0 | 0 | 0 | 0 | 0 | 0
F1_Industrial_Industrial - ID_New_Space Heating_Natural Gas_Gas Boiler - Insulate Hot Water Lines_A_Achievable Economic UCT Potential | F1 | Industrial | Industrial - ID | New | Space Heating | Natural Gas | Gas Boiler - Insulate Hot Water Lines | A | Integrated Unit Energy Savings (kWh or therms) | Achievable Economic UCT Potential | 0 | 0 | 4.4065 | 4.394 | 4.3815 | 4.3689 | 4.3561 | 4.3443 | 4.3353 | 4.3282 | 4.3224 | 4.3168 | 4.3112 | 4.3057 | 4.3004 | 4.2953 | 4.2906 | 4.2863 | 4.2839 | 4.2821 | 4.2808 | 4.2798 | 4.2838 | 4.2874 | 4.2908 | 4.2938 | 4.2965
F2_Industrial_Industrial - ID_New_Space Heating_Natural Gas_Gas Boiler - Insulate Hot Water Lines_A_Achievable Economic UCT Potential | F2 | Industrial | Industrial - ID | New | Space Heating | Natural Gas | Gas Boiler - Insulate Hot Water Lines | A | Integrated Unit Summer Peak Savings (kW) | Achievable Economic UCT Potential | 0 | 0 | 0 | 0 | 0 | 0 | 0 | 0 | 0 | 0 | 0 | 0 | 0 | 0 | 0 | 0 | 0 | 0 | 0 | 0 | 0 | 0 | 0 | 0 | 0 | 0 | 0
F3_Industrial_Industrial - ID_New_Space Heating_Natural Gas_Gas Boiler - Insulate Hot Water Lines_A_Achievable Economic UCT Potential | F3 | Industrial | Industrial - ID | New | Space Heating | Natural Gas | Gas Boiler - Insulate Hot Water Lines | A | Integrated Unit Winter Peak Savings (kW) | Achievable Economic UCT Potential | 0 | 0 | 0 | 0 | 0 | 0 | 0 | 0 | 0 | 0 | 0 | 0 | 0 | 0 | 0 | 0 | 0 | 0 | 0 | 0 | 0 | 0 | 0 | 0 | 0 | 0 | 0
F4_Industrial_Industrial - ID_New_Space Heating_Natural Gas_Gas Boiler - Insulate Hot Water Lines_A_Achievable Economic UCT Potential | F4 | Industrial | Industrial - ID | New | Space Heating | Natural Gas | Gas Boiler - Insulate Hot Water Lines | A | Incremental Energy Savings (MWh or mTherms) | Achievable Economic UCT Potential | 0 | 0 | 0 | 0 | 0 | 0 | 0 | 0 | 0 | 0 | 0 | 0 | 0 | 0 | 0 | 0 | 0 | 0 | 0 | 0 | 0 | 0 | 0 | 0 | 0 | 0 | 0
F5_Industrial_Industrial - ID_New_Space Heating_Natural Gas_Gas Boiler - Insulate Hot Water Lines_A_Achievable Economic UCT Potential | F5 | Industrial | Industrial - ID | New | Space Heating | Natural Gas | Gas Boiler - Insulate Hot Water Lines | A | Incremental Summer Peak Savings (MW) | Achievable Economic UCT Potential | 0 | 0 | 0 | 0 | 0 | 0 | 0 | 0 | 0 | 0 | 0 | 0 | 0 | 0 | 0 | 0 | 0 | 0 | 0 | 0 | 0 | 0 | 0 | 0 | 0 | 0 | 0
F6_Industrial_Industrial - ID_New_Space Heating_Natural Gas_Gas Boiler - Insulate Hot Water Lines_A_Achievable Economic UCT Potential | F6 | Industrial | Industrial - ID | New | Space Heating | Natural Gas | Gas Boiler - Insulate Hot Water Lines | A | Incremental Winter Peak Savings (MW) | Achievable Economic UCT Potential | 0 | 0 | 0 | 0 | 0 | 0 | 0 | 0 | 0 | 0 | 0 | 0 | 0 | 0 | 0 | 0 | 0 | 0 | 0 | 0 | 0 | 0 | 0 | 0 | 0 | 0 | 0
F7_Industrial_Industrial - ID_New_Space Heating_Natural Gas_Gas Boiler - Insulate Hot Water Lines_A_Achievable Economic UCT Potential | F7 | Industrial | Industrial - ID | New | Space Heating | Natural Gas | Gas Boiler - Insulate Hot Water Lines | A | Cumulative Energy Savings (MWh or mTherms) | Achievable Economic UCT Potential | 0 | 0 | 0 | 0 | 0 | 0 | 0 | 0 | 0 | 0 | 0 | 0 | 0 | 0 | 0 | 0 | 0 | 0 | 0 | 0 | 0 | 0 | 0 | 0 | 0 | 0 | 0
F8_Industrial_Industrial - ID_New_Space Heating_Natural Gas_Gas Boiler - Insulate Hot Water Lines_A_Achievable Economic UCT Potential | F8 | Industrial | Industrial - ID | New | Space Heating | Natural Gas | Gas Boiler - Insulate Hot Water Lines | A | Cumulative Summer Peak Savings (MW) | Achievable Economic UCT Potential | 0 | 0 | 0 | 0 | 0 | 0 | 0 | 0 | 0 | 0 | 0 | 0 | 0 | 0 | 0 | 0 | 0 | 0 | 0 | 0 | 0 | 0 | 0 | 0 | 0 | 0 | 0
F9_Industrial_Industrial - ID_New_Space Heating_Natural Gas_Gas Boiler - Insulate Hot Water Lines_A_Achievable Economic UCT Potential | F9 | Industrial | Industrial - ID | New | Space Heating | Natural Gas | Gas Boiler - Insulate Hot Water Lines | A | Cumulative Winter Peak Savings (MW) | Achievable Economic UCT Potential | 0 | 0 | 0 | 0 | 0 | 0 | 0 | 0 | 0 | 0 | 0 | 0 | 0 | 0 | 0 | 0 | 0 | 0 | 0 | 0 | 0 | 0 | 0 | 0 | 0 | 0 | 0
F10_Industrial_Industrial - ID_New_Space Heating_Natural Gas_Gas Boiler - Insulate Hot Water Lines_A_Achievable Economic UCT Potential | F10 | Industrial | Industrial - ID | New | Space Heating | Natural Gas | Gas Boiler - Insulate Hot Water Lines | A | Purchases (Incremental) | Achievable Economic UCT Potential | 0 | 0 | 0 | 0 | 0 | 0 | 0 | 0 | 0 | 0 | 0 | 0 | 0 | 0 | 0 | 0 | 0 | 0 | 0 | 0 | 0 | 0 | 0 | 0 | 0 | 0 | 0
F11_Industrial_Industrial - ID_New_Space Heating_Natural Gas_Gas Boiler - Insulate Hot Water Lines_A_Achievable Economic UCT Potential | F11 | Industrial | Industrial - ID | New | Space Heating | Natural Gas | Gas Boiler - Insulate Hot Water Lines | A | Purchases (Cumulative) | Achievable Economic UCT Potential | 0 | 0 | 0 | 0 | 0 | 0 | 0 | 0 | 0 | 0 | 0 | 0 | 0 | 0 | 0 | 0 | 0 | 0 | 0 | 0 | 0 | 0 | 0 | 0 | 0 | 0 | 0
F1_Industrial_Industrial - ID_New_Space Heating_Natural Gas_Gas Boiler - Insulate Steam Lines/Condensate Tank_A_Achievable Economic UCT Potential | F1 | Industrial | Industrial - ID | New | Space Heating | Natural Gas | Gas Boiler - Insulate Steam Lines/Condensate Tank | A | Integrated Unit Energy Savings (kWh or therms) | Achievable Economic UCT Potential | 0 | 0 | 6.5825 | 6.5637 | 6.5453 | 6.527 | 6.5085 | 6.492 | 6.4798 | 6.4705 | 6.4633 | 6.4563 | 6.449 | 6.4417 | 6.4343 | 6.4271 | 6.4202 | 6.4136 | 6.4099 | 6.4069 | 6.4046 | 6.4027 | 6.4082 | 6.4133 | 6.418 | 6.4222 | 6.426
F2_Industrial_Industrial - ID_New_Space Heating_Natural Gas_Gas Boiler - Insulate Steam Lines/Condensate Tank_A_Achievable Economic UCT Potential | F2 | Industrial | Industrial - ID | New | Space Heating | Natural Gas | Gas Boiler - Insulate Steam Lines/Condensate Tank | A | Integrated Unit Summer Peak Savings (kW) | Achievable Economic UCT Potential | 0 | 0 | 0 | 0 | 0 | 0 | 0 | 0 | 0 | 0 | 0 | 0 | 0 | 0 | 0 | 0 | 0 | 0 | 0 | 0 | 0 | 0 | 0 | 0 | 0 | 0 | 0
F3_Industrial_Industrial - ID_New_Space Heating_Natural Gas_Gas Boiler - Insulate Steam Lines/Condensate Tank_A_Achievable Economic UCT Potential | F3 | Industrial | Industrial - ID | New | Space Heating | Natural Gas | Gas Boiler - Insulate Steam Lines/Condensate Tank | A | Integrated Unit Winter Peak Savings (kW) | Achievable Economic UCT Potential | 0 | 0 | 0 | 0 | 0 | 0 | 0 | 0 | 0 | 0 | 0 | 0 | 0 | 0 | 0 | 0 | 0 | 0 | 0 | 0 | 0 | 0 | 0 | 0 | 0 | 0 | 0
F4_Industrial_Industrial - ID_New_Space Heating_Natural Gas_Gas Boiler - Insulate Steam Lines/Condensate Tank_A_Achievable Economic UCT Potential | F4 | Industrial | Industrial - ID | New | Space Heating | Natural Gas | Gas Boiler - Insulate Steam Lines/Condensate Tank | A | Incremental Energy Savings (MWh or mTherms) | Achievable Economic UCT Potential | 0 | 0 | 0 | 0 | 0 | 0 | 0 | 0 | 0 | 0 | 0 | 0 | 0 | 0 | 0 | 0 | 0 | 0 | 0 | 0 | 0 | 0 | 0 | 0 | 0 | 0 | 0
F5_Industrial_Industrial - ID_New_Space Heating_Natural Gas_Gas Boiler - Insulate Steam Lines/Condensate Tank_A_Achievable Economic UCT Potential | F5 | Industrial | Industrial - ID | New | Space Heating | Natural Gas | Gas Boiler - Insulate Steam Lines/Condensate Tank | A | Incremental Summer Peak Savings (MW) | Achievable Economic UCT Potential | 0 | 0 | 0 | 0 | 0 | 0 | 0 | 0 | 0 | 0 | 0 | 0 | 0 | 0 | 0 | 0 | 0 | 0 | 0 | 0 | 0 | 0 | 0 | 0 | 0 | 0 | 0
F6_Industrial_Industrial - ID_New_Space Heating_Natural Gas_Gas Boiler - Insulate Steam Lines/Condensate Tank_A_Achievable Economic UCT Potential | F6 | Industrial | Industrial - ID | New | Space Heating | Natural Gas | Gas Boiler - Insulate Steam Lines/Condensate Tank | A | Incremental Winter Peak Savings (MW) | Achievable Economic UCT Potential | 0 | 0 | 0 | 0 | 0 | 0 | 0 | 0 | 0 | 0 | 0 | 0 | 0 | 0 | 0 | 0 | 0 | 0 | 0 | 0 | 0 | 0 | 0 | 0 | 0 | 0 | 0
F7_Industrial_Industrial - ID_New_Space Heating_Natural Gas_Gas Boiler - Insulate Steam Lines/Condensate Tank_A_Achievable Economic UCT Potential | F7 | Industrial | Industrial - ID | New | Space Heating | Natural Gas | Gas Boiler - Insulate Steam Lines/Condensate Tank | A | Cumulative Energy Savings (MWh or mTherms) | Achievable Economic UCT Potential | 0 | 0 | 0 | 0 | 0 | 0 | 0 | 0 | 0 | 0 | 0 | 0 | 0 | 0 | 0 | 0 | 0 | 0 | 0 | 0 | 0 | 0 | 0 | 0 | 0 | 0 | 0
F8_Industrial_Industrial - ID_New_Space Heating_Natural Gas_Gas Boiler - Insulate Steam Lines/Condensate Tank_A_Achievable Economic UCT Potential | F8 | Industrial | Industrial - ID | New | Space Heating | Natural Gas | Gas Boiler - Insulate Steam Lines/Condensate Tank | A | Cumulative Summer Peak Savings (MW) | Achievable Economic UCT Potential | 0 | 0 | 0 | 0 | 0 | 0 | 0 | 0 | 0 | 0 | 0 | 0 | 0 | 0 | 0 | 0 | 0 | 0 | 0 | 0 | 0 | 0 | 0 | 0 | 0 | 0 | 0
F9_Industrial_Industrial - ID_New_Space Heating_Natural Gas_Gas Boiler - Insulate Steam Lines/Condensate Tank_A_Achievable Economic UCT Potential | F9 | Industrial | Industrial - ID | New | Space Heating | Natural Gas | Gas Boiler - Insulate Steam Lines/Condensate Tank | A | Cumulative Winter Peak Savings (MW) | Achievable Economic UCT Potential | 0 | 0 | 0 | 0 | 0 | 0 | 0 | 0 | 0 | 0 | 0 | 0 | 0 | 0 | 0 | 0 | 0 | 0 | 0 | 0 | 0 | 0 | 0 | 0 | 0 | 0 | 0
F10_Industrial_Industrial - ID_New_Space Heating_Natural Gas_Gas Boiler - Insulate Steam Lines/Condensate Tank_A_Achievable Economic UCT Potential | F10 | Industrial | Industrial - ID | New | Space Heating | Natural Gas | Gas Boiler - Insulate Steam Lines/Condensate Tank | A | Purchases (Incremental) | Achievable Economic UCT Potential | 0 | 0 | 0 | 0 | 0 | 0 | 0 | 0 | 0 | 0 | 0 | 0 | 0 | 0 | 0 | 0 | 0 | 0 | 0 | 0 | 0 | 0 | 0 | 0 | 0 | 0 | 0
F11_Industrial_Industrial - ID_New_Space Heating_Natural Gas_Gas Boiler - Insulate Steam Lines/Condensate Tank_A_Achievable Economic UCT Potential | F11 | Industrial | Industrial - ID | New | Space Heating | Natural Gas | Gas Boiler - Insulate Steam Lines/Condensate Tank | A | Purchases (Cumulative) | Achievable Economic UCT Potential | 0 | 0 | 0 | 0 | 0 | 0 | 0 | 0 | 0 | 0 | 0 | 0 | 0 | 0 | 0 | 0 | 0 | 0 | 0 | 0 | 0 | 0 | 0 | 0 | 0 | 0 | 0
F1_Industrial_Industrial - ID_New_Space Heating_Natural Gas_Gas Boiler - Stack Economizer_A_Achievable Economic UCT Potential | F1 | Industrial | Industrial - ID | New | Space Heating | Natural Gas | Gas Boiler - Stack Economizer | A | Integrated Unit Energy Savings (kWh or therms) | Achievable Economic UCT Potential | 0 | 0 | 0.88999 | 0.88745 | 0.88493 | 0.88238 | 0.8798 | 0.87742 | 0.87561 | 0.87417 | 0.873 | 0.87187 | 0.87073 | 0.86962 | 0.86854 | 0.86753 | 0.86657 | 0.8657 | 0.86523 | 0.86487 | 0.8646 | 0.86439 | 0.8652 | 0.86594 | 0.86661 | 0.86722 | 0.86777
F2_Industrial_Industrial - ID_New_Space Heating_Natural Gas_Gas Boiler - Stack Economizer_A_Achievable Economic UCT Potential | F2 | Industrial | Industrial - ID | New | Space Heating | Natural Gas | Gas Boiler - Stack Economizer | A | Integrated Unit Summer Peak Savings (kW) | Achievable Economic UCT Potential | 0 | 0 | 0 | 0 | 0 | 0 | 0 | 0 | 0 | 0 | 0 | 0 | 0 | 0 | 0 | 0 | 0 | 0 | 0 | 0 | 0 | 0 | 0 | 0 | 0 | 0 | 0
F3_Industrial_Industrial - ID_New_Space Heating_Natural Gas_Gas Boiler - Stack Economizer_A_Achievable Economic UCT Potential | F3 | Industrial | Industrial - ID | New | Space Heating | Natural Gas | Gas Boiler - Stack Economizer | A | Integrated Unit Winter Peak Savings (kW) | Achievable Economic UCT Potential | 0 | 0 | 0 | 0 | 0 | 0 | 0 | 0 | 0 | 0 | 0 | 0 | 0 | 0 | 0 | 0 | 0 | 0 | 0 | 0 | 0 | 0 | 0 | 0 | 0 | 0 | 0
F4_Industrial_Industrial - ID_New_Space Heating_Natural Gas_Gas Boiler - Stack Economizer_A_Achievable Economic UCT Potential | F4 | Industrial | Industrial - ID | New | Space Heating | Natural Gas | Gas Boiler - Stack Economizer | A | Incremental Energy Savings (MWh or mTherms) | Achievable Economic UCT Potential | 0 | 0 | 0.00020033 | 0.0013052 | 0.0023488 | 0.0033817 | 0.00438 | 0.0048207 | 0.0045461 | 0.0041784 | 0.003768 | 0.0033479 | 0.0029397 | 0.0025567 | 0.0022061 | 0.001891 | 0.0016118 | 0.0011723 | 0 | 0 | 0 | 0 | 0 | 0 | 0 | 0 | 0
F5_Industrial_Industrial - ID_New_Space Heating_Natural Gas_Gas Boiler - Stack Economizer_A_Achievable Economic UCT Potential | F5 | Industrial | Industrial - ID | New | Space Heating | Natural Gas | Gas Boiler - Stack Economizer | A | Incremental Summer Peak Savings (MW) | Achievable Economic UCT Potential | 0 | 0 | 0 | 0 | 0 | 0 | 0 | 0 | 0 | 0 | 0 | 0 | 0 | 0 | 0 | 0 | 0 | 0 | 0 | 0 | 0 | 0 | 0 | 0 | 0 | 0 | 0
F6_Industrial_Industrial - ID_New_Space Heating_Natural Gas_Gas Boiler - Stack Economizer_A_Achievable Economic UCT Potential | F6 | Industrial | Industrial - ID | New | Space Heating | Natural Gas | Gas Boiler - Stack Economizer | A | Incremental Winter Peak Savings (MW) | Achievable Economic UCT Potential | 0 | 0 | 0 | 0 | 0 | 0 | 0 | 0 | 0 | 0 | 0 | 0 | 0 | 0 | 0 | 0 | 0 | 0 | 0 | 0 | 0 | 0 | 0 | 0 | 0 | 0 | 0
F7_Industrial_Industrial - ID_New_Space Heating_Natural Gas_Gas Boiler - Stack Economizer_A_Achievable Economic UCT Potential | F7 | Industrial | Industrial - ID | New | Space Heating | Natural Gas | Gas Boiler - Stack Economizer | A | Cumulative Energy Savings (MWh or mTherms) | Achievable Economic UCT Potential | 0 | 0 | 0.00020033 | 0.0015049 | 0.0038494 | 0.0072201 | 0.011579 | 0.016368 | 0.020881 | 0.025025 | 0.028759 | 0.03207 | 0.034968 | 0.03748 | 0.03964 | 0.041484 | 0.04305 | 0.04418 | 0.044155 | 0.044137 | 0.044123 | 0.044113 | 0.044154 | 0.044191 | 0.044226 | 0.044257 | 0.044285
F8_Industrial_Industrial - ID_New_Space Heating_Natural Gas_Gas Boiler - Stack Economizer_A_Achievable Economic UCT Potential | F8 | Industrial | Industrial - ID | New | Space Heating | Natural Gas | Gas Boiler - Stack Economizer | A | Cumulative Summer Peak Savings (MW) | Achievable Economic UCT Potential | 0 | 0 | 0 | 0 | 0 | 0 | 0 | 0 | 0 | 0 | 0 | 0 | 0 | 0 | 0 | 0 | 0 | 0 | 0 | 0 | 0 | 0 | 0 | 0 | 0 | 0 | 0
F9_Industrial_Industrial - ID_New_Space Heating_Natural Gas_Gas Boiler - Stack Economizer_A_Achievable Economic UCT Potential | F9 | Industrial | Industrial - ID | New | Space Heating | Natural Gas | Gas Boiler - Stack Economizer | A | Cumulative Winter Peak Savings (MW) | Achievable Economic UCT Potential | 0 | 0 | 0 | 0 | 0 | 0 | 0 | 0 | 0 | 0 | 0 | 0 | 0 | 0 | 0 | 0 | 0 | 0 | 0 | 0 | 0 | 0 | 0 | 0 | 0 | 0 | 0
F10_Industrial_Industrial - ID_New_Space Heating_Natural Gas_Gas Boiler - Stack Economizer_A_Achievable Economic UCT Potential | F10 | Industrial | Industrial - ID | New | Space Heating | Natural Gas | Gas Boiler - Stack Economizer | A | Purchases (Incremental) | Achievable Economic UCT Potential | 0 | 0 | 0.2251 | 1.4707 | 2.6542 | 3.8324 | 4.9785 | 5.4941 | 5.192 | 4.7798 | 4.3162 | 3.8399 | 3.3761 | 2.94 | 2.54 | 2.1798 | 1.86 | 1.3542 | 0 | 0 | 0 | 0 | 0 | 0 | 0 | 0 | 0
F11_Industrial_Industrial - ID_New_Space Heating_Natural Gas_Gas Boiler - Stack Economizer_A_Achievable Economic UCT Potential | F11 | Industrial | Industrial - ID | New | Space Heating | Natural Gas | Gas Boiler - Stack Economizer | A | Purchases (Cumulative) | Achievable Economic UCT Potential | 0 | 0 | 0.2251 | 1.6958 | 4.35 | 8.1825 | 13.1609 | 18.655 | 23.847 | 28.6269 | 32.943 | 36.783 | 40.1591 | 43.0991 | 45.6392 | 47.8189 | 49.6789 | 51.033 | 51.033 | 51.033 | 51.033 | 51.033 | 51.033 | 51.033 | 51.033 | 51.033 | 51.033
F1_Industrial_Industrial - ID_New_Space Heating_Natural Gas_Gas Boiler - Steam Trap Replacement_A_Achievable Economic UCT Potential | F1 | Industrial | Industrial - ID | New | Space Heating | Natural Gas | Gas Boiler - Steam Trap Replacement | A | Integrated Unit Energy Savings (kWh or therms) | Achievable Economic UCT Potential | 0 | 0 | 39991.4943 | 39898.8663 | 39853.3154 | 39809.7308 | 39767.5281 | 39727.3555 | 39690.6925 | 39657.7619 | 39628.3731 | 39602.2023 | 39578.8978 | 39558.1215 | 39539.5648 | 39522.9526 | 39508.0434 | 39495.2253 | 39494.8167 | 39494.8431 | 39496.3343 | 39498.8429 | 39502.2227 | 39505.7709 | 39509.0546 | 39511.8221 | 39513.9425
F2_Industrial_Industrial - ID_New_Space Heating_Natural Gas_Gas Boiler - Steam Trap Replacement_A_Achievable Economic UCT Potential | F2 | Industrial | Industrial - ID | New | Space Heating | Natural Gas | Gas Boiler - Steam Trap Replacement | A | Integrated Unit Summer Peak Savings (kW) | Achievable Economic UCT Potential | 0 | 0 | 0 | 0 | 0 | 0 | 0 | 0 | 0 | 0 | 0 | 0 | 0 | 0 | 0 | 0 | 0 | 0 | 0 | 0 | 0 | 0 | 0 | 0 | 0 | 0 | 0
F3_Industrial_Industrial - ID_New_Space Heating_Natural Gas_Gas Boiler - Steam Trap Replacement_A_Achievable Economic UCT Potential | F3 | Industrial | Industrial - ID | New | Space Heating | Natural Gas | Gas Boiler - Steam Trap Replacement | A | Integrated Unit Winter Peak Savings (kW) | Achievable Economic UCT Potential | 0 | 0 | 0 | 0 | 0 | 0 | 0 | 0 | 0 | 0 | 0 | 0 | 0 | 0 | 0 | 0 | 0 | 0 | 0 | 0 | 0 | 0 | 0 | 0 | 0 | 0 | 0
F4_Industrial_Industrial - ID_New_Space Heating_Natural Gas_Gas Boiler - Steam Trap Replacement_A_Achievable Economic UCT Potential | F4 | Industrial | Industrial - ID | New | Space Heating | Natural Gas | Gas Boiler - Steam Trap Replacement | A | Incremental Energy Savings (MWh or mTherms) | Achievable Economic UCT Potential | 0 | 0 | 2.6679e-06 | 1.7391e-05 | 3.135e-05 | 4.5218e-05 | 5.8677e-05 | 7.1876e-05 | 8.2178e-05 | 8.0249e-05 | 7.8837e-05 | 7.7277e-05 | 7.5888e-05 | 7.4529e-05 | 7.3198e-05 | 7.1894e-05 | 7.0616e-05 | 6.9364e-05 | 6.8156e-05 | 6.6969e-05 | 6.317e-05 | 4.7446e-05 | 0 | 0 | 0 | 0 | 0
F5_Industrial_Industrial - ID_New_Space Heating_Natural Gas_Gas Boiler - Steam Trap Replacement_A_Achievable Economic UCT Potential | F5 | Industrial | Industrial - ID | New | Space Heating | Natural Gas | Gas Boiler - Steam Trap Replacement | A | Incremental Summer Peak Savings (MW) | Achievable Economic UCT Potential | 0 | 0 | 0 | 0 | 0 | 0 | 0 | 0 | 0 | 0 | 0 | 0 | 0 | 0 | 0 | 0 | 0 | 0 | 0 | 0 | 0 | 0 | 0 | 0 | 0 | 0 | 0
F6_Industrial_Industrial - ID_New_Space Heating_Natural Gas_Gas Boiler - Steam Trap Replacement_A_Achievable Economic UCT Potential | F6 | Industrial | Industrial - ID | New | Space Heating | Natural Gas | Gas Boiler - Steam Trap Replacement | A | Incremental Winter Peak Savings (MW) | Achievable Economic UCT Potential | 0 | 0 | 0 | 0 | 0 | 0 | 0 | 0 | 0 | 0 | 0 | 0 | 0 | 0 | 0 | 0 | 0 | 0 | 0 | 0 | 0 | 0 | 0 | 0 | 0 | 0 | 0
F7_Industrial_Industrial - ID_New_Space Heating_Natural Gas_Gas Boiler - Steam Trap Replacement_A_Achievable Economic UCT Potential | F7 | Industrial | Industrial - ID | New | Space Heating | Natural Gas | Gas Boiler - Steam Trap Replacement | A | Cumulative Energy Savings (MWh or mTherms) | Achievable Economic UCT Potential | 0 | 0 | 2.6679e-06 | 2.0053e-05 | 5.138e-05 | 9.6541e-05 | 0.00015512 | 0.00022684 | 0.0003088 | 0.0003888 | 0.00046735 | 0.00054431 | 0.00061988 | 0.00069409 | 0.00076696 | 0.00083853 | 0.00090883 | 0.0009779 | 0.001046 | 0.001113 | 0.0011762 | 0.0012237 | 0.0012239 | 0.001224 | 0.0012241 | 0.0012242 | 0.0012242
F8_Industrial_Industrial - ID_New_Space Heating_Natural Gas_Gas Boiler - Steam Trap Replacement_A_Achievable Economic UCT Potential | F8 | Industrial | Industrial - ID | New | Space Heating | Natural Gas | Gas Boiler - Steam Trap Replacement | A | Cumulative Summer Peak Savings (MW) | Achievable Economic UCT Potential | 0 | 0 | 0 | 0 | 0 | 0 | 0 | 0 | 0 | 0 | 0 | 0 | 0 | 0 | 0 | 0 | 0 | 0 | 0 | 0 | 0 | 0 | 0 | 0 | 0 | 0 | 0
F9_Industrial_Industrial - ID_New_Space Heating_Natural Gas_Gas Boiler - Steam Trap Replacement_A_Achievable Economic UCT Potential | F9 | Industrial | Industrial - ID | New | Space Heating | Natural Gas | Gas Boiler - Steam Trap Replacement | A | Cumulative Winter Peak Savings (MW) | Achievable Economic UCT Potential | 0 | 0 | 0 | 0 | 0 | 0 | 0 | 0 | 0 | 0 | 0 | 0 | 0 | 0 | 0 | 0 | 0 | 0 | 0 | 0 | 0 | 0 | 0 | 0 | 0 | 0 | 0
F10_Industrial_Industrial - ID_New_Space Heating_Natural Gas_Gas Boiler - Steam Trap Replacement_A_Achievable Economic UCT Potential | F10 | Industrial | Industrial - ID | New | Space Heating | Natural Gas | Gas Boiler - Steam Trap Replacement | A | Purchases (Incremental) | Achievable Economic UCT Potential | 0 | 0 | 6.6713e-08 | 4.3588e-07 | 7.8664e-07 | 1.1358e-06 | 1.4755e-06 | 1.8092e-06 | 2.0705e-06 | 2.0235e-06 | 1.9894e-06 | 1.9513e-06 | 1.9174e-06 | 1.884e-06 | 1.8513e-06 | 1.819e-06 | 1.7874e-06 | 1.7563e-06 | 1.7257e-06 | 1.6956e-06 | 1.5994e-06 | 1.2012e-06 | 0 | 0 | 0 | 0 | 0
F11_Industrial_Industrial - ID_New_Space Heating_Natural Gas_Gas Boiler - Steam Trap Replacement_A_Achievable Economic UCT Potential | F11 | Industrial | Industrial - ID | New | Space Heating | Natural Gas | Gas Boiler - Steam Trap Replacement | A | Purchases (Cumulative) | Achievable Economic UCT Potential | 0 | 0 | 6.6713e-08 | 5.0259e-07 | 1.2892e-06 | 2.4251e-06 | 3.9006e-06 | 5.7098e-06 | 7.7803e-06 | 9.8038e-06 | 1.1793e-05 | 1.3745e-05 | 1.5662e-05 | 1.7546e-05 | 1.9397e-05 | 2.1216e-05 | 2.3004e-05 | 2.476e-05 | 2.6486e-05 | 2.8181e-05 | 2.9781e-05 | 3.0982e-05 | 3.0982e-05 | 3.0982e-05 | 3.0982e-05 | 3.0982e-05 | 3.0982e-05
F1_Industrial_Industrial - ID_New_Process_Natural Gas_Process Boiler - Hot Water Reset_A_Achievable Economic UCT Potential | F1 | Industrial | Industrial - ID | New | Process | Natural Gas | Process Boiler - Hot Water Reset | A | Integrated Unit Energy Savings (kWh or therms) | Achievable Economic UCT Potential | 0 | 0 | 8528.9955 | 8528.9863 | 8528.9571 | 8528.9272 | 8528.8967 | 8528.8659 | 8528.8367 | 8528.8159 | 8528.8002 | 8528.7879 | 8528.7781 | 8528.77 | 8528.7632 | 8528.7575 | 8528.7525 | 8528.7483 | 8528.7445 | 8528.7412 | 8528.739 | 8528.7407 | 8528.7538 | 8528.7656 | 8528.7764 | 8528.7862 | 8528.7952
F2_Industrial_Industrial - ID_New_Process_Natural Gas_Process Boiler - Hot Water Reset_A_Achievable Economic UCT Potential | F2 | Industrial | Industrial - ID | New | Process | Natural Gas | Process Boiler - Hot Water Reset | A | Integrated Unit Summer Peak Savings (kW) | Achievable Economic UCT Potential | 0 | 0 | 0 | 0 | 0 | 0 | 0 | 0 | 0 | 0 | 0 | 0 | 0 | 0 | 0 | 0 | 0 | 0 | 0 | 0 | 0 | 0 | 0 | 0 | 0 | 0 | 0
F3_Industrial_Industrial - ID_New_Process_Natural Gas_Process Boiler - Hot Water Reset_A_Achievable Economic UCT Potential | F3 | Industrial | Industrial - ID | New | Process | Natural Gas | Process Boiler - Hot Water Reset | A | Integrated Unit Winter Peak Savings (kW) | Achievable Economic UCT Potential | 0 | 0 | 0 | 0 | 0 | 0 | 0 | 0 | 0 | 0 | 0 | 0 | 0 | 0 | 0 | 0 | 0 | 0 | 0 | 0 | 0 | 0 | 0 | 0 | 0 | 0 | 0
F4_Industrial_Industrial - ID_New_Process_Natural Gas_Process Boiler - Hot Water Reset_A_Achievable Economic UCT Potential | F4 | Industrial | Industrial - ID | New | Process | Natural Gas | Process Boiler - Hot Water Reset | A | Incremental Energy Savings (MWh or mTherms) | Achievable Economic UCT Potential | 0 | 0 | 0 | 0 | 0 | 0 | 0 | 0 | 0 | 0 | 0 | 0 | 0 | 0 | 0 | 0 | 0 | 0 | 0 | 0 | 0 | 0 | 0 | 0 | 0 | 0 | 0
F5_Industrial_Industrial - ID_New_Process_Natural Gas_Process Boiler - Hot Water Reset_A_Achievable Economic UCT Potential | F5 | Industrial | Industrial - ID | New | Process | Natural Gas | Process Boiler - Hot Water Reset | A | Incremental Summer Peak Savings (MW) | Achievable Economic UCT Potential | 0 | 0 | 0 | 0 | 0 | 0 | 0 | 0 | 0 | 0 | 0 | 0 | 0 | 0 | 0 | 0 | 0 | 0 | 0 | 0 | 0 | 0 | 0 | 0 | 0 | 0 | 0
F6_Industrial_Industrial - ID_New_Process_Natural Gas_Process Boiler - Hot Water Reset_A_Achievable Economic UCT Potential | F6 | Industrial | Industrial - ID | New | Process | Natural Gas | Process Boiler - Hot Water Reset | A | Incremental Winter Peak Savings (MW) | Achievable Economic UCT Potential | 0 | 0 | 0 | 0 | 0 | 0 | 0 | 0 | 0 | 0 | 0 | 0 | 0 | 0 | 0 | 0 | 0 | 0 | 0 | 0 | 0 | 0 | 0 | 0 | 0 | 0 | 0
F7_Industrial_Industrial - ID_New_Process_Natural Gas_Process Boiler - Hot Water Reset_A_Achievable Economic UCT Potential | F7 | Industrial | Industrial - ID | New | Process | Natural Gas | Process Boiler - Hot Water Reset | A | Cumulative Energy Savings (MWh or mTherms) | Achievable Economic UCT Potential | 0 | 0 | 0 | 0 | 0 | 0 | 0 | 0 | 0 | 0 | 0 | 0 | 0 | 0 | 0 | 0 | 0 | 0 | 0 | 0 | 0 | 0 | 0 | 0 | 0 | 0 | 0
F8_Industrial_Industrial - ID_New_Process_Natural Gas_Process Boiler - Hot Water Reset_A_Achievable Economic UCT Potential | F8 | Industrial | Industrial - ID | New | Process | Natural Gas | Process Boiler - Hot Water Reset | A | Cumulative Summer Peak Savings (MW) | Achievable Economic UCT Potential | 0 | 0 | 0 | 0 | 0 | 0 | 0 | 0 | 0 | 0 | 0 | 0 | 0 | 0 | 0 | 0 | 0 | 0 | 0 | 0 | 0 | 0 | 0 | 0 | 0 | 0 | 0
F9_Industrial_Industrial - ID_New_Process_Natural Gas_Process Boiler - Hot Water Reset_A_Achievable Economic UCT Potential | F9 | Industrial | Industrial - ID | New | Process | Natural Gas | Process Boiler - Hot Water Reset | A | Cumulative Winter Peak Savings (MW) | Achievable Economic UCT Potential | 0 | 0 | 0 | 0 | 0 | 0 | 0 | 0 | 0 | 0 | 0 | 0 | 0 | 0 | 0 | 0 | 0 | 0 | 0 | 0 | 0 | 0 | 0 | 0 | 0 | 0 | 0
F10_Industrial_Industrial - ID_New_Process_Natural Gas_Process Boiler - Hot Water Reset_A_Achievable Economic UCT Potential | F10 | Industrial | Industrial - ID | New | Process | Natural Gas | Process Boiler - Hot Water Reset | A | Purchases (Incremental) | Achievable Economic UCT Potential | 0 | 0 | 0 | 0 | 0 | 0 | 0 | 0 | 0 | 0 | 0 | 0 | 0 | 0 | 0 | 0 | 0 | 0 | 0 | 0 | 0 | 0 | 0 | 0 | 0 | 0 | 0
F11_Industrial_Industrial - ID_New_Process_Natural Gas_Process Boiler - Hot Water Reset_A_Achievable Economic UCT Potential | F11 | Industrial | Industrial - ID | New | Process | Natural Gas | Process Boiler - Hot Water Reset | A | Purchases (Cumulative) | Achievable Economic UCT Potential | 0 | 0 | 0 | 0 | 0 | 0 | 0 | 0 | 0 | 0 | 0 | 0 | 0 | 0 | 0 | 0 | 0 | 0 | 0 | 0 | 0 | 0 | 0 | 0 | 0 | 0 | 0
F1_Industrial_Industrial - ID_New_Process_Natural Gas_Process Boiler - Burner Control Optimization_A_Achievable Economic UCT Potential | F1 | Industrial | Industrial - ID | New | Process | Natural Gas | Process Boiler - Burner Control Optimization | A | Integrated Unit Energy Savings (kWh or therms) | Achievable Economic UCT Potential | 0 | 0 | 2.3188 | 2.3188 | 2.3188 | 2.3188 | 2.3188 | 2.3188 | 2.3188 | 2.3188 | 2.3188 | 2.3188 | 2.3188 | 2.3188 | 2.3188 | 2.3188 | 2.3188 | 2.3188 | 2.3188 | 2.3188 | 2.3188 | 2.3188 | 2.3188 | 2.3188 | 2.3188 | 2.3188 | 2.3188
F2_Industrial_Industrial - ID_New_Process_Natural Gas_Process Boiler - Burner Control Optimization_A_Achievable Economic UCT Potential | F2 | Industrial | Industrial - ID | New | Process | Natural Gas | Process Boiler - Burner Control Optimization | A | Integrated Unit Summer Peak Savings (kW) | Achievable Economic UCT Potential | 0 | 0 | 0 | 0 | 0 | 0 | 0 | 0 | 0 | 0 | 0 | 0 | 0 | 0 | 0 | 0 | 0 | 0 | 0 | 0 | 0 | 0 | 0 | 0 | 0 | 0 | 0
F3_Industrial_Industrial - ID_New_Process_Natural Gas_Process Boiler - Burner Control Optimization_A_Achievable Economic UCT Potential | F3 | Industrial | Industrial - ID | New | Process | Natural Gas | Process Boiler - Burner Control Optimization | A | Integrated Unit Winter Peak Savings (kW) | Achievable Economic UCT Potential | 0 | 0 | 0 | 0 | 0 | 0 | 0 | 0 | 0 | 0 | 0 | 0 | 0 | 0 | 0 | 0 | 0 | 0 | 0 | 0 | 0 | 0 | 0 | 0 | 0 | 0 | 0
F4_Industrial_Industrial - ID_New_Process_Natural Gas_Process Boiler - Burner Control Optimization_A_Achievable Economic UCT Potential | F4 | Industrial | Industrial - ID | New | Process | Natural Gas | Process Boiler - Burner Control Optimization | A | Incremental Energy Savings (MWh or mTherms) | Achievable Economic UCT Potential | 0 | 0 | 0.00010243 | 0.001052 | 0.003797 | 0.0095944 | 0.019387 | 0.033282 | 0.050036 | 0.067177 | 0.081659 | 0.09081 | 0.093149 | 0.088722 | 0.078904 | 0.065832 | 0.051739 | 0.03844 | 0.027082 | 0.018144 | 0.011486 | 0.0071568 | 0 | 0 | 0 | 0 | 0
F5_Industrial_Industrial - ID_New_Process_Natural Gas_Process Boiler - Burner Control Optimization_A_Achievable Economic UCT Potential | F5 | Industrial | Industrial - ID | New | Process | Natural Gas | Process Boiler - Burner Control Optimization | A | Incremental Summer Peak Savings (MW) | Achievable Economic UCT Potential | 0 | 0 | 0 | 0 | 0 | 0 | 0 | 0 | 0 | 0 | 0 | 0 | 0 | 0 | 0 | 0 | 0 | 0 | 0 | 0 | 0 | 0 | 0 | 0 | 0 | 0 | 0
F6_Industrial_Industrial - ID_New_Process_Natural Gas_Process Boiler - Burner Control Optimization_A_Achievable Economic UCT Potential | F6 | Industrial | Industrial - ID | New | Process | Natural Gas | Process Boiler - Burner Control Optimization | A | Incremental Winter Peak Savings (MW) | Achievable Economic UCT Potential | 0 | 0 | 0 | 0 | 0 | 0 | 0 | 0 | 0 | 0 | 0 | 0 | 0 | 0 | 0 | 0 | 0 | 0 | 0 | 0 | 0 | 0 | 0 | 0 | 0 | 0 | 0
F7_Industrial_Industrial - ID_New_Process_Natural Gas_Process Boiler - Burner Control Optimization_A_Achievable Economic UCT Potential | F7 | Industrial | Industrial - ID | New | Process | Natural Gas | Process Boiler - Burner Control Optimization | A | Cumulative Energy Savings (MWh or mTherms) | Achievable Economic UCT Potential | 0 | 0 | 0.00010243 | 0.0011544 | 0.0049514 | 0.014546 | 0.033933 | 0.067215 | 0.11725 | 0.18443 | 0.26609 | 0.3569 | 0.45005 | 0.53877 | 0.61767 | 0.6835 | 0.73524 | 0.77368 | 0.80076 | 0.81891 | 0.83039 | 0.83755 | 0.83755 | 0.83755 | 0.83755 | 0.83755 | 0.83755
F8_Industrial_Industrial - ID_New_Process_Natural Gas_Process Boiler - Burner Control Optimization_A_Achievable Economic UCT Potential | F8 | Industrial | Industrial - ID | New | Process | Natural Gas | Process Boiler - Burner Control Optimization | A | Cumulative Summer Peak Savings (MW) | Achievable Economic UCT Potential | 0 | 0 | 0 | 0 | 0 | 0 | 0 | 0 | 0 | 0 | 0 | 0 | 0 | 0 | 0 | 0 | 0 | 0 | 0 | 0 | 0 | 0 | 0 | 0 | 0 | 0 | 0
F9_Industrial_Industrial - ID_New_Process_Natural Gas_Process Boiler - Burner Control Optimization_A_Achievable Economic UCT Potential | F9 | Industrial | Industrial - ID | New | Process | Natural Gas | Process Boiler - Burner Control Optimization | A | Cumulative Winter Peak Savings (MW) | Achievable Economic UCT Potential | 0 | 0 | 0 | 0 | 0 | 0 | 0 | 0 | 0 | 0 | 0 | 0 | 0 | 0 | 0 | 0 | 0 | 0 | 0 | 0 | 0 | 0 | 0 | 0 | 0 | 0 | 0
F10_Industrial_Industrial - ID_New_Process_Natural Gas_Process Boiler - Burner Control Optimization_A_Achievable Economic UCT Potential | F10 | Industrial | Industrial - ID | New | Process | Natural Gas | Process Boiler - Burner Control Optimization | A | Purchases (Incremental) | Achievable Economic UCT Potential | 0 | 0 | 0.044172 | 0.45367 | 1.6375 | 4.1377 | 8.361 | 14.3531 | 21.5788 | 28.9711 | 35.2164 | 39.1633 | 40.172 | 38.2626 | 34.0286 | 28.3912 | 22.3133 | 16.5777 | 11.6796 | 7.825 | 4.9537 | 3.0865 | 0 | 0 | 0 | 0 | 0
F11_Industrial_Industrial - ID_New_Process_Natural Gas_Process Boiler - Burner Control Optimization_A_Achievable Economic UCT Potential | F11 | Industrial | Industrial - ID | New | Process | Natural Gas | Process Boiler - Burner Control Optimization | A | Purchases (Cumulative) | Achievable Economic UCT Potential | 0 | 0 | 0.044172 | 0.49784 | 2.1353 | 6.273 | 14.634 | 28.9871 | 50.5659 | 79.537 | 114.7534 | 153.9167 | 194.0887 | 232.3513 | 266.3799 | 294.7711 | 317.0844 | 333.6621 | 345.3416 | 353.1667 | 358.1203 | 361.2068 | 361.2068 | 361.2068 | 361.2068 | 361.2068 | 361.2068
F1_Industrial_Industrial - ID_New_Process_Natural Gas_Process Boiler - Insulate Hot Water Lines_A_Achievable Economic UCT Potential | F1 | Industrial | Industrial - ID | New | Process | Natural Gas | Process Boiler - Insulate Hot Water Lines | A | Integrated Unit Energy Savings (kWh or therms) | Achievable Economic UCT Potential | 0 | 0 | 38.0054 | 38.0049 | 38.0033 | 38.0006 | 37.9963 | 37.9905 | 37.9833 | 37.9751 | 37.9667 | 37.9587 | 37.9518 | 37.9464 | 37.9428 | 37.9408 | 37.9402 | 37.9408 | 37.9421 | 37.9438 | 37.9459 | 37.948 | 37.9504 | 37.9526 | 37.9546 | 37.9564 | 37.9581
F2_Industrial_Industrial - ID_New_Process_Natural Gas_Process Boiler - Insulate Hot Water Lines_A_Achievable Economic UCT Potential | F2 | Industrial | Industrial - ID | New | Process | Natural Gas | Process Boiler - Insulate Hot Water Lines | A | Integrated Unit Summer Peak Savings (kW) | Achievable Economic UCT Potential | 0 | 0 | 0 | 0 | 0 | 0 | 0 | 0 | 0 | 0 | 0 | 0 | 0 | 0 | 0 | 0 | 0 | 0 | 0 | 0 | 0 | 0 | 0 | 0 | 0 | 0 | 0
F3_Industrial_Industrial - ID_New_Process_Natural Gas_Process Boiler - Insulate Hot Water Lines_A_Achievable Economic UCT Potential | F3 | Industrial | Industrial - ID | New | Process | Natural Gas | Process Boiler - Insulate Hot Water Lines | A | Integrated Unit Winter Peak Savings (kW) | Achievable Economic UCT Potential | 0 | 0 | 0 | 0 | 0 | 0 | 0 | 0 | 0 | 0 | 0 | 0 | 0 | 0 | 0 | 0 | 0 | 0 | 0 | 0 | 0 | 0 | 0 | 0 | 0 | 0 | 0
F4_Industrial_Industrial - ID_New_Process_Natural Gas_Process Boiler - Insulate Hot Water Lines_A_Achievable Economic UCT Potential | F4 | Industrial | Industrial - ID | New | Process | Natural Gas | Process Boiler - Insulate Hot Water Lines | A | Incremental Energy Savings (MWh or mTherms) | Achievable Economic UCT Potential | 0 | 0 | 0 | 0 | 0 | 0 | 0 | 0 | 0 | 0 | 0 | 0 | 0 | 0 | 0 | 0 | 0 | 0 | 0 | 0 | 0 | 0 | 0 | 0 | 0 | 0 | 0
F5_Industrial_Industrial - ID_New_Process_Natural Gas_Process Boiler - Insulate Hot Water Lines_A_Achievable Economic UCT Potential | F5 | Industrial | Industrial - ID | New | Process | Natural Gas | Process Boiler - Insulate Hot Water Lines | A | Incremental Summer Peak Savings (MW) | Achievable Economic UCT Potential | 0 | 0 | 0 | 0 | 0 | 0 | 0 | 0 | 0 | 0 | 0 | 0 | 0 | 0 | 0 | 0 | 0 | 0 | 0 | 0 | 0 | 0 | 0 | 0 | 0 | 0 | 0
F6_Industrial_Industrial - ID_New_Process_Natural Gas_Process Boiler - Insulate Hot Water Lines_A_Achievable Economic UCT Potential | F6 | Industrial | Industrial - ID | New | Process | Natural Gas | Process Boiler - Insulate Hot Water Lines | A | Incremental Winter Peak Savings (MW) | Achievable Economic UCT Potential | 0 | 0 | 0 | 0 | 0 | 0 | 0 | 0 | 0 | 0 | 0 | 0 | 0 | 0 | 0 | 0 | 0 | 0 | 0 | 0 | 0 | 0 | 0 | 0 | 0 | 0 | 0
F7_Industrial_Industrial - ID_New_Process_Natural Gas_Process Boiler - Insulate Hot Water Lines_A_Achievable Economic UCT Potential | F7 | Industrial | Industrial - ID | New | Process | Natural Gas | Process Boiler - Insulate Hot Water Lines | A | Cumulative Energy Savings (MWh or mTherms) | Achievable Economic UCT Potential | 0 | 0 | 0 | 0 | 0 | 0 | 0 | 0 | 0 | 0 | 0 | 0 | 0 | 0 | 0 | 0 | 0 | 0 | 0 | 0 | 0 | 0 | 0 | 0 | 0 | 0 | 0
F8_Industrial_Industrial - ID_New_Process_Natural Gas_Process Boiler - Insulate Hot Water Lines_A_Achievable Economic UCT Potential | F8 | Industrial | Industrial - ID | New | Process | Natural Gas | Process Boiler - Insulate Hot Water Lines | A | Cumulative Summer Peak Savings (MW) | Achievable Economic UCT Potential | 0 | 0 | 0 | 0 | 0 | 0 | 0 | 0 | 0 | 0 | 0 | 0 | 0 | 0 | 0 | 0 | 0 | 0 | 0 | 0 | 0 | 0 | 0 | 0 | 0 | 0 | 0
F9_Industrial_Industrial - ID_New_Process_Natural Gas_Process Boiler - Insulate Hot Water Lines_A_Achievable Economic UCT Potential | F9 | Industrial | Industrial - ID | New | Process | Natural Gas | Process Boiler - Insulate Hot Water Lines | A | Cumulative Winter Peak Savings (MW) | Achievable Economic UCT Potential | 0 | 0 | 0 | 0 | 0 | 0 | 0 | 0 | 0 | 0 | 0 | 0 | 0 | 0 | 0 | 0 | 0 | 0 | 0 | 0 | 0 | 0 | 0 | 0 | 0 | 0 | 0
F10_Industrial_Industrial - ID_New_Process_Natural Gas_Process Boiler - Insulate Hot Water Lines_A_Achievable Economic UCT Potential | F10 | Industrial | Industrial - ID | New | Process | Natural Gas | Process Boiler - Insulate Hot Water Lines | A | Purchases (Incremental) | Achievable Economic UCT Potential | 0 | 0 | 0 | 0 | 0 | 0 | 0 | 0 | 0 | 0 | 0 | 0 | 0 | 0 | 0 | 0 | 0 | 0 | 0 | 0 | 0 | 0 | 0 | 0 | 0 | 0 | 0
F11_Industrial_Industrial - ID_New_Process_Natural Gas_Process Boiler - Insulate Hot Water Lines_A_Achievable Economic UCT Potential | F11 | Industrial | Industrial - ID | New | Process | Natural Gas | Process Boiler - Insulate Hot Water Lines | A | Purchases (Cumulative) | Achievable Economic UCT Potential | 0 | 0 | 0 | 0 | 0 | 0 | 0 | 0 | 0 | 0 | 0 | 0 | 0 | 0 | 0 | 0 | 0 | 0 | 0 | 0 | 0 | 0 | 0 | 0 | 0 | 0 | 0
F1_Industrial_Industrial - ID_New_Process_Natural Gas_Process Boiler - Insulate Steam Lines/Condensate Tank_A_Achievable Economic UCT Potential | F1 | Industrial | Industrial - ID | New | Process | Natural Gas | Process Boiler - Insulate Steam Lines/Condensate Tank | A | Integrated Unit Energy Savings (kWh or therms) | Achievable Economic UCT Potential | 0 | 0 | 56.7721 | 56.772 | 56.7718 | 56.7716 | 56.7714 | 56.7712 | 56.771 | 56.7709 | 56.7708 | 56.7707 | 56.7707 | 56.7706 | 56.7706 | 56.7705 | 56.7705 | 56.7705 | 56.7704 | 56.7704 | 56.7704 | 56.7704 | 56.7705 | 56.7706 | 56.7706 | 56.7707 | 56.7708
F2_Industrial_Industrial - ID_New_Process_Natural Gas_Process Boiler - Insulate Steam Lines/Condensate Tank_A_Achievable Economic UCT Potential | F2 | Industrial | Industrial - ID | New | Process | Natural Gas | Process Boiler - Insulate Steam Lines/Condensate Tank | A | Integrated Unit Summer Peak Savings (kW) | Achievable Economic UCT Potential | 0 | 0 | 0 | 0 | 0 | 0 | 0 | 0 | 0 | 0 | 0 | 0 | 0 | 0 | 0 | 0 | 0 | 0 | 0 | 0 | 0 | 0 | 0 | 0 | 0 | 0 | 0
F3_Industrial_Industrial - ID_New_Process_Natural Gas_Process Boiler - Insulate Steam Lines/Condensate Tank_A_Achievable Economic UCT Potential | F3 | Industrial | Industrial - ID | New | Process | Natural Gas | Process Boiler - Insulate Steam Lines/Condensate Tank | A | Integrated Unit Winter Peak Savings (kW) | Achievable Economic UCT Potential | 0 | 0 | 0 | 0 | 0 | 0 | 0 | 0 | 0 | 0 | 0 | 0 | 0 | 0 | 0 | 0 | 0 | 0 | 0 | 0 | 0 | 0 | 0 | 0 | 0 | 0 | 0
F4_Industrial_Industrial - ID_New_Process_Natural Gas_Process Boiler - Insulate Steam Lines/Condensate Tank_A_Achievable Economic UCT Potential | F4 | Industrial | Industrial - ID | New | Process | Natural Gas | Process Boiler - Insulate Steam Lines/Condensate Tank | A | Incremental Energy Savings (MWh or mTherms) | Achievable Economic UCT Potential | 0 | 0 | 0 | 0 | 0 | 0 | 0 | 0 | 0 | 0 | 0 | 0 | 0 | 0 | 0 | 0 | 0 | 0 | 0 | 0 | 0 | 0 | 0 | 0 | 0 | 0 | 0
F5_Industrial_Industrial - ID_New_Process_Natural Gas_Process Boiler - Insulate Steam Lines/Condensate Tank_A_Achievable Economic UCT Potential | F5 | Industrial | Industrial - ID | New | Process | Natural Gas | Process Boiler - Insulate Steam Lines/Condensate Tank | A | Incremental Summer Peak Savings (MW) | Achievable Economic UCT Potential | 0 | 0 | 0 | 0 | 0 | 0 | 0 | 0 | 0 | 0 | 0 | 0 | 0 | 0 | 0 | 0 | 0 | 0 | 0 | 0 | 0 | 0 | 0 | 0 | 0 | 0 | 0
F6_Industrial_Industrial - ID_New_Process_Natural Gas_Process Boiler - Insulate Steam Lines/Condensate Tank_A_Achievable Economic UCT Potential | F6 | Industrial | Industrial - ID | New | Process | Natural Gas | Process Boiler - Insulate Steam Lines/Condensate Tank | A | Incremental Winter Peak Savings (MW) | Achievable Economic UCT Potential | 0 | 0 | 0 | 0 | 0 | 0 | 0 | 0 | 0 | 0 | 0 | 0 | 0 | 0 | 0 | 0 | 0 | 0 | 0 | 0 | 0 | 0 | 0 | 0 | 0 | 0 | 0
F7_Industrial_Industrial - ID_New_Process_Natural Gas_Process Boiler - Insulate Steam Lines/Condensate Tank_A_Achievable Economic UCT Potential | F7 | Industrial | Industrial - ID | New | Process | Natural Gas | Process Boiler - Insulate Steam Lines/Condensate Tank | A | Cumulative Energy Savings (MWh or mTherms) | Achievable Economic UCT Potential | 0 | 0 | 0 | 0 | 0 | 0 | 0 | 0 | 0 | 0 | 0 | 0 | 0 | 0 | 0 | 0 | 0 | 0 | 0 | 0 | 0 | 0 | 0 | 0 | 0 | 0 | 0
F8_Industrial_Industrial - ID_New_Process_Natural Gas_Process Boiler - Insulate Steam Lines/Condensate Tank_A_Achievable Economic UCT Potential | F8 | Industrial | Industrial - ID | New | Process | Natural Gas | Process Boiler - Insulate Steam Lines/Condensate Tank | A | Cumulative Summer Peak Savings (MW) | Achievable Economic UCT Potential | 0 | 0 | 0 | 0 | 0 | 0 | 0 | 0 | 0 | 0 | 0 | 0 | 0 | 0 | 0 | 0 | 0 | 0 | 0 | 0 | 0 | 0 | 0 | 0 | 0 | 0 | 0
F9_Industrial_Industrial - ID_New_Process_Natural Gas_Process Boiler - Insulate Steam Lines/Condensate Tank_A_Achievable Economic UCT Potential | F9 | Industrial | Industrial - ID | New | Process | Natural Gas | Process Boiler - Insulate Steam Lines/Condensate Tank | A | Cumulative Winter Peak Savings (MW) | Achievable Economic UCT Potential | 0 | 0 | 0 | 0 | 0 | 0 | 0 | 0 | 0 | 0 | 0 | 0 | 0 | 0 | 0 | 0 | 0 | 0 | 0 | 0 | 0 | 0 | 0 | 0 | 0 | 0 | 0
F10_Industrial_Industrial - ID_New_Process_Natural Gas_Process Boiler - Insulate Steam Lines/Condensate Tank_A_Achievable Economic UCT Potential | F10 | Industrial | Industrial - ID | New | Process | Natural Gas | Process Boiler - Insulate Steam Lines/Condensate Tank | A | Purchases (Incremental) | Achievable Economic UCT Potential | 0 | 0 | 0 | 0 | 0 | 0 | 0 | 0 | 0 | 0 | 0 | 0 | 0 | 0 | 0 | 0 | 0 | 0 | 0 | 0 | 0 | 0 | 0 | 0 | 0 | 0 | 0
F11_Industrial_Industrial - ID_New_Process_Natural Gas_Process Boiler - Insulate Steam Lines/Condensate Tank_A_Achievable Economic UCT Potential | F11 | Industrial | Industrial - ID | New | Process | Natural Gas | Process Boiler - Insulate Steam Lines/Condensate Tank | A | Purchases (Cumulative) | Achievable Economic UCT Potential | 0 | 0 | 0 | 0 | 0 | 0 | 0 | 0 | 0 | 0 | 0 | 0 | 0 | 0 | 0 | 0 | 0 | 0 | 0 | 0 | 0 | 0 | 0 | 0 | 0 | 0 | 0
F1_Industrial_Industrial - ID_New_Process_Natural Gas_Process Boiler - Stack Economizer_A_Achievable Economic UCT Potential | F1 | Industrial | Industrial - ID | New | Process | Natural Gas | Process Boiler - Stack Economizer | A | Integrated Unit Energy Savings (kWh or therms) | Achievable Economic UCT Potential | 0 | 0 | 7.6753 | 7.6753 | 7.6749 | 7.6744 | 7.6736 | 7.6725 | 7.671 | 7.6694 | 7.6678 | 7.6662 | 7.6648 | 7.6638 | 7.6631 | 7.6627 | 7.6626 | 7.6627 | 7.663 | 7.6634 | 7.6638 | 7.6642 | 7.6647 | 7.6652 | 7.6656 | 7.6659 | 7.6663