F14_Industrial_Industrial - WA_New_Space Heating_Natural Gas_Ventilation - Demand Controlled_A_Achievable Economic UCT Potential | F14 | Industrial | Industrial - WA | New | Space Heating | Natural Gas | Ventilation - Demand Controlled | A | Purchases (Cumulative) | Achievable Economic UCT Potential | 0 | 0 | 0 | 0 | 0 | 0 | 0 | 0 | 0 | 0 | 0 | 0 | 0 | 0 | 0 | 0 | 0 | 0 | 0 | 0 | 0 | 0 | 0 | 0 | 0 | 0 | 0
F1_Industrial_Industrial - WA_New_Space Heating_Natural Gas_Destratification Fans (HVLS)_A_Achievable Economic UCT Potential | F1 | Industrial | Industrial - WA | New | Space Heating | Natural Gas | Destratification Fans (HVLS) | A | Original Unit Energy Savings (kWh or therms) | Achievable Economic UCT Potential | 0 | 0 | 98701.0076 | 97917.0048 | 97530.1073 | 97298.3528 | 97167.8746 | 97057.3285 | 96962.4838 | 96880.2278 | 96808.2197 | 96744.665 | 96688.1651 | 96637.6139 | 96592.1249 | 96550.9793 | 96513.5885 | 96479.4654 | 96448.2037 | 96383.3899 | 96296.1257 | 96218.9981 | 96150.6798 | 96090.0422 | 96036.121 | 95988.0893 | 95945.235
F2_Industrial_Industrial - WA_New_Space Heating_Natural Gas_Destratification Fans (HVLS)_A_Achievable Economic UCT Potential | F2 | Industrial | Industrial - WA | New | Space Heating | Natural Gas | Destratification Fans (HVLS) | A | Original Unit Summer Peak Savings (kW) | Achievable Economic UCT Potential | 0 | 0 | 0 | 0 | 0 | 0 | 0 | 0 | 0 | 0 | 0 | 0 | 0 | 0 | 0 | 0 | 0 | 0 | 0 | 0 | 0 | 0 | 0 | 0 | 0 | 0 | 0
F3_Industrial_Industrial - WA_New_Space Heating_Natural Gas_Destratification Fans (HVLS)_A_Achievable Economic UCT Potential | F3 | Industrial | Industrial - WA | New | Space Heating | Natural Gas | Destratification Fans (HVLS) | A | Original Unit Winter Peak Savings (kW) | Achievable Economic UCT Potential | 0 | 0 | 0 | 0 | 0 | 0 | 0 | 0 | 0 | 0 | 0 | 0 | 0 | 0 | 0 | 0 | 0 | 0 | 0 | 0 | 0 | 0 | 0 | 0 | 0 | 0 | 0
F4_Industrial_Industrial - WA_New_Space Heating_Natural Gas_Destratification Fans (HVLS)_A_Achievable Economic UCT Potential | F4 | Industrial | Industrial - WA | New | Space Heating | Natural Gas | Destratification Fans (HVLS) | A | Standalone Impact on Baseline Energy (%) | Achievable Economic UCT Potential | 0 | 0 | 0.001555 | 0.0027226 | 0.0038319 | 0.0049375 | 0.0061232 | 0.0072588 | 0.0083559 | 0.009423 | 0.010466 | 0.011491 | 0.012501 | 0.013499 | 0.014487 | 0.015468 | 0.016443 | 0.016956 | 0.01735 | 0.017666 | 0.017932 | 0.018178 | 0.017671 | 0.017198 | 0.016758 | 0.016346 | 0.015961
F5_Industrial_Industrial - WA_New_Space Heating_Natural Gas_Destratification Fans (HVLS)_A_Achievable Economic UCT Potential | F5 | Industrial | Industrial - WA | New | Space Heating | Natural Gas | Destratification Fans (HVLS) | A | Standalone Impact on Baseline Summer Peak (%) | Achievable Economic UCT Potential | 0 | 0 | 0 | 0 | 0 | 0 | 0 | 0 | 0 | 0 | 0 | 0 | 0 | 0 | 0 | 0 | 0 | 0 | 0 | 0 | 0 | 0 | 0 | 0 | 0 | 0 | 0
F6_Industrial_Industrial - WA_New_Space Heating_Natural Gas_Destratification Fans (HVLS)_A_Achievable Economic UCT Potential | F6 | Industrial | Industrial - WA | New | Space Heating | Natural Gas | Destratification Fans (HVLS) | A | Standalone Impact on Baseline Winter Peak (%) | Achievable Economic UCT Potential | 0 | 0 | 0 | 0 | 0 | 0 | 0 | 0 | 0 | 0 | 0 | 0 | 0 | 0 | 0 | 0 | 0 | 0 | 0 | 0 | 0 | 0 | 0 | 0 | 0 | 0 | 0
F7_Industrial_Industrial - WA_New_Space Heating_Natural Gas_Destratification Fans (HVLS)_A_Achievable Economic UCT Potential | F7 | Industrial | Industrial - WA | New | Space Heating | Natural Gas | Destratification Fans (HVLS) | A | Incremental Energy Savings (MWh or mTherms) | Achievable Economic UCT Potential | 0 | 0 | 0.025042 | 0.033085 | 0.039405 | 0.044534 | 0.04807 | 0.051545 | 0.054962 | 0.058321 | 0.061623 | 0.064869 | 0.068061 | 0.071198 | 0.074282 | 0.077315 | 0.080296 | 0.058748 | 0.053519 | 0.049965 | 0.047557 | 0.046716 | 0 | 0 | 0 | 0 | 0
F8_Industrial_Industrial - WA_New_Space Heating_Natural Gas_Destratification Fans (HVLS)_A_Achievable Economic UCT Potential | F8 | Industrial | Industrial - WA | New | Space Heating | Natural Gas | Destratification Fans (HVLS) | A | Incremental Summer Peak Savings (MW) | Achievable Economic UCT Potential | 0 | 0 | 0 | 0 | 0 | 0 | 0 | 0 | 0 | 0 | 0 | 0 | 0 | 0 | 0 | 0 | 0 | 0 | 0 | 0 | 0 | 0 | 0 | 0 | 0 | 0 | 0
F9_Industrial_Industrial - WA_New_Space Heating_Natural Gas_Destratification Fans (HVLS)_A_Achievable Economic UCT Potential | F9 | Industrial | Industrial - WA | New | Space Heating | Natural Gas | Destratification Fans (HVLS) | A | Incremental Winter Peak Savings (MW) | Achievable Economic UCT Potential | 0 | 0 | 0 | 0 | 0 | 0 | 0 | 0 | 0 | 0 | 0 | 0 | 0 | 0 | 0 | 0 | 0 | 0 | 0 | 0 | 0 | 0 | 0 | 0 | 0 | 0 | 0
F10_Industrial_Industrial - WA_New_Space Heating_Natural Gas_Destratification Fans (HVLS)_A_Achievable Economic UCT Potential | F10 | Industrial | Industrial - WA | New | Space Heating | Natural Gas | Destratification Fans (HVLS) | A | Cumulative Energy Savings (MWh or mTherms) | Achievable Economic UCT Potential | 0 | 0 | 0.025042 | 0.057927 | 0.097104 | 0.14141 | 0.18929 | 0.24062 | 0.29534 | 0.35341 | 0.41478 | 0.47937 | 0.54715 | 0.61807 | 0.69206 | 0.76908 | 0.84907 | 0.90752 | 0.96075 | 1.0101 | 1.0567 | 1.1026 | 1.1018 | 1.1011 | 1.1005 | 1.0999 | 1.0994
F11_Industrial_Industrial - WA_New_Space Heating_Natural Gas_Destratification Fans (HVLS)_A_Achievable Economic UCT Potential | F11 | Industrial | Industrial - WA | New | Space Heating | Natural Gas | Destratification Fans (HVLS) | A | Cumulative Summer Peak Savings (MW) | Achievable Economic UCT Potential | 0 | 0 | 0 | 0 | 0 | 0 | 0 | 0 | 0 | 0 | 0 | 0 | 0 | 0 | 0 | 0 | 0 | 0 | 0 | 0 | 0 | 0 | 0 | 0 | 0 | 0 | 0
F12_Industrial_Industrial - WA_New_Space Heating_Natural Gas_Destratification Fans (HVLS)_A_Achievable Economic UCT Potential | F12 | Industrial | Industrial - WA | New | Space Heating | Natural Gas | Destratification Fans (HVLS) | A | Cumulative Winter Peak Savings (MW) | Achievable Economic UCT Potential | 0 | 0 | 0 | 0 | 0 | 0 | 0 | 0 | 0 | 0 | 0 | 0 | 0 | 0 | 0 | 0 | 0 | 0 | 0 | 0 | 0 | 0 | 0 | 0 | 0 | 0 | 0
F13_Industrial_Industrial - WA_New_Space Heating_Natural Gas_Destratification Fans (HVLS)_A_Achievable Economic UCT Potential | F13 | Industrial | Industrial - WA | New | Space Heating | Natural Gas | Destratification Fans (HVLS) | A | Purchases (Incremental) | Achievable Economic UCT Potential | 0 | 0 | 0.00025371 | 0.00033788 | 0.00040403 | 0.00045771 | 0.00049471 | 0.00053108 | 0.00056684 | 0.00060199 | 0.00063655 | 0.00067052 | 0.00070392 | 0.00073675 | 0.00076903 | 0.00080076 | 0.00083196 | 0.00060892 | 0.0005549 | 0.00051839 | 0.00049386 | 0.00048552 | 0 | 0 | 0 | 0 | 0
F14_Industrial_Industrial - WA_New_Space Heating_Natural Gas_Destratification Fans (HVLS)_A_Achievable Economic UCT Potential | F14 | Industrial | Industrial - WA | New | Space Heating | Natural Gas | Destratification Fans (HVLS) | A | Purchases (Cumulative) | Achievable Economic UCT Potential | 0 | 0 | 0.00025371 | 0.0005916 | 0.00099563 | 0.0014533 | 0.001948 | 0.0024791 | 0.003046 | 0.003648 | 0.0042845 | 0.004955 | 0.0056589 | 0.0063957 | 0.0071647 | 0.0079655 | 0.0087975 | 0.0094064 | 0.0099613 | 0.01048 | 0.010974 | 0.011459 | 0.011459 | 0.011459 | 0.011459 | 0.011459 | 0.011459
F1_Industrial_Industrial - WA_New_Space Heating_Natural Gas_Condensing RTU_A_Achievable Economic UCT Potential | F1 | Industrial | Industrial - WA | New | Space Heating | Natural Gas | Condensing RTU | A | Original Unit Energy Savings (kWh or therms) | Achievable Economic UCT Potential | 0 | 0 | 0.057042 | 0.055463 | 0.054683 | 0.054216 | 0.053954 | 0.053731 | 0.05354 | 0.053374 | 0.053229 | 0.053101 | 0.052987 | 0.052885 | 0.052794 | 0.052711 | 0.052635 | 0.052567 | 0.052504 | 0.052373 | 0.052197 | 0.052042 | 0.051904 | 0.051782 | 0.051673 | 0.051577 | 0.05149
F2_Industrial_Industrial - WA_New_Space Heating_Natural Gas_Condensing RTU_A_Achievable Economic UCT Potential | F2 | Industrial | Industrial - WA | New | Space Heating | Natural Gas | Condensing RTU | A | Original Unit Summer Peak Savings (kW) | Achievable Economic UCT Potential | 0 | 0 | 0 | 0 | 0 | 0 | 0 | 0 | 0 | 0 | 0 | 0 | 0 | 0 | 0 | 0 | 0 | 0 | 0 | 0 | 0 | 0 | 0 | 0 | 0 | 0 | 0
F3_Industrial_Industrial - WA_New_Space Heating_Natural Gas_Condensing RTU_A_Achievable Economic UCT Potential | F3 | Industrial | Industrial - WA | New | Space Heating | Natural Gas | Condensing RTU | A | Original Unit Winter Peak Savings (kW) | Achievable Economic UCT Potential | 0 | 0 | 0 | 0 | 0 | 0 | 0 | 0 | 0 | 0 | 0 | 0 | 0 | 0 | 0 | 0 | 0 | 0 | 0 | 0 | 0 | 0 | 0 | 0 | 0 | 0 | 0
F4_Industrial_Industrial - WA_New_Space Heating_Natural Gas_Condensing RTU_A_Achievable Economic UCT Potential | F4 | Industrial | Industrial - WA | New | Space Heating | Natural Gas | Condensing RTU | A | Standalone Impact on Baseline Energy (%) | Achievable Economic UCT Potential | 0 | 0 | 0 | 0 | 0 | 0 | 0 | 0 | 0 | 0 | 0 | 0 | 0 | 0 | 0 | 0 | 0 | 0 | 0 | 0 | 0 | 0 | 0 | 0 | 0 | 0 | 0
F5_Industrial_Industrial - WA_New_Space Heating_Natural Gas_Condensing RTU_A_Achievable Economic UCT Potential | F5 | Industrial | Industrial - WA | New | Space Heating | Natural Gas | Condensing RTU | A | Standalone Impact on Baseline Summer Peak (%) | Achievable Economic UCT Potential | 0 | 0 | 0 | 0 | 0 | 0 | 0 | 0 | 0 | 0 | 0 | 0 | 0 | 0 | 0 | 0 | 0 | 0 | 0 | 0 | 0 | 0 | 0 | 0 | 0 | 0 | 0
F6_Industrial_Industrial - WA_New_Space Heating_Natural Gas_Condensing RTU_A_Achievable Economic UCT Potential | F6 | Industrial | Industrial - WA | New | Space Heating | Natural Gas | Condensing RTU | A | Standalone Impact on Baseline Winter Peak (%) | Achievable Economic UCT Potential | 0 | 0 | 0 | 0 | 0 | 0 | 0 | 0 | 0 | 0 | 0 | 0 | 0 | 0 | 0 | 0 | 0 | 0 | 0 | 0 | 0 | 0 | 0 | 0 | 0 | 0 | 0
F7_Industrial_Industrial - WA_New_Space Heating_Natural Gas_Condensing RTU_A_Achievable Economic UCT Potential | F7 | Industrial | Industrial - WA | New | Space Heating | Natural Gas | Condensing RTU | A | Incremental Energy Savings (MWh or mTherms) | Achievable Economic UCT Potential | 0 | 0 | 0 | 0 | 0 | 0 | 0 | 0 | 0 | 0 | 0 | 0 | 0 | 0 | 0 | 0 | 0 | 0 | 0 | 0 | 0 | 0 | 0 | 0 | 0 | 0 | 0
F8_Industrial_Industrial - WA_New_Space Heating_Natural Gas_Condensing RTU_A_Achievable Economic UCT Potential | F8 | Industrial | Industrial - WA | New | Space Heating | Natural Gas | Condensing RTU | A | Incremental Summer Peak Savings (MW) | Achievable Economic UCT Potential | 0 | 0 | 0 | 0 | 0 | 0 | 0 | 0 | 0 | 0 | 0 | 0 | 0 | 0 | 0 | 0 | 0 | 0 | 0 | 0 | 0 | 0 | 0 | 0 | 0 | 0 | 0
F9_Industrial_Industrial - WA_New_Space Heating_Natural Gas_Condensing RTU_A_Achievable Economic UCT Potential | F9 | Industrial | Industrial - WA | New | Space Heating | Natural Gas | Condensing RTU | A | Incremental Winter Peak Savings (MW) | Achievable Economic UCT Potential | 0 | 0 | 0 | 0 | 0 | 0 | 0 | 0 | 0 | 0 | 0 | 0 | 0 | 0 | 0 | 0 | 0 | 0 | 0 | 0 | 0 | 0 | 0 | 0 | 0 | 0 | 0
F10_Industrial_Industrial - WA_New_Space Heating_Natural Gas_Condensing RTU_A_Achievable Economic UCT Potential | F10 | Industrial | Industrial - WA | New | Space Heating | Natural Gas | Condensing RTU | A | Cumulative Energy Savings (MWh or mTherms) | Achievable Economic UCT Potential | 0 | 0 | 0 | 0 | 0 | 0 | 0 | 0 | 0 | 0 | 0 | 0 | 0 | 0 | 0 | 0 | 0 | 0 | 0 | 0 | 0 | 0 | 0 | 0 | 0 | 0 | 0
F11_Industrial_Industrial - WA_New_Space Heating_Natural Gas_Condensing RTU_A_Achievable Economic UCT Potential | F11 | Industrial | Industrial - WA | New | Space Heating | Natural Gas | Condensing RTU | A | Cumulative Summer Peak Savings (MW) | Achievable Economic UCT Potential | 0 | 0 | 0 | 0 | 0 | 0 | 0 | 0 | 0 | 0 | 0 | 0 | 0 | 0 | 0 | 0 | 0 | 0 | 0 | 0 | 0 | 0 | 0 | 0 | 0 | 0 | 0
F12_Industrial_Industrial - WA_New_Space Heating_Natural Gas_Condensing RTU_A_Achievable Economic UCT Potential | F12 | Industrial | Industrial - WA | New | Space Heating | Natural Gas | Condensing RTU | A | Cumulative Winter Peak Savings (MW) | Achievable Economic UCT Potential | 0 | 0 | 0 | 0 | 0 | 0 | 0 | 0 | 0 | 0 | 0 | 0 | 0 | 0 | 0 | 0 | 0 | 0 | 0 | 0 | 0 | 0 | 0 | 0 | 0 | 0 | 0
F13_Industrial_Industrial - WA_New_Space Heating_Natural Gas_Condensing RTU_A_Achievable Economic UCT Potential | F13 | Industrial | Industrial - WA | New | Space Heating | Natural Gas | Condensing RTU | A | Purchases (Incremental) | Achievable Economic UCT Potential | 0 | 0 | 0 | 0 | 0 | 0 | 0 | 0 | 0 | 0 | 0 | 0 | 0 | 0 | 0 | 0 | 0 | 0 | 0 | 0 | 0 | 0 | 0 | 0 | 0 | 0 | 0
F14_Industrial_Industrial - WA_New_Space Heating_Natural Gas_Condensing RTU_A_Achievable Economic UCT Potential | F14 | Industrial | Industrial - WA | New | Space Heating | Natural Gas | Condensing RTU | A | Purchases (Cumulative) | Achievable Economic UCT Potential | 0 | 0 | 0 | 0 | 0 | 0 | 0 | 0 | 0 | 0 | 0 | 0 | 0 | 0 | 0 | 0 | 0 | 0 | 0 | 0 | 0 | 0 | 0 | 0 | 0 | 0 | 0
F1_Industrial_Industrial - WA_New_Space Heating_Natural Gas_Industrial Air Curtains_A_Achievable Economic UCT Potential | F1 | Industrial | Industrial - WA | New | Space Heating | Natural Gas | Industrial Air Curtains | A | Original Unit Energy Savings (kWh or therms) | Achievable Economic UCT Potential | 0 | 0 | -0.016936 | -0.016802 | -0.016735 | -0.016695 | -0.016673 | -0.016654 | -0.016638 | -0.016624 | -0.016611 | -0.0166 | -0.016591 | -0.016582 | -0.016574 | -0.016567 | -0.016561 | -0.016555 | -0.016549 | -0.016538 | -0.016523 | -0.01651 | -0.016498 | -0.016488 | -0.016479 | -0.016471 | -0.016463
F2_Industrial_Industrial - WA_New_Space Heating_Natural Gas_Industrial Air Curtains_A_Achievable Economic UCT Potential | F2 | Industrial | Industrial - WA | New | Space Heating | Natural Gas | Industrial Air Curtains | A | Original Unit Summer Peak Savings (kW) | Achievable Economic UCT Potential | 0 | 0 | 0 | 0 | 0 | 0 | 0 | 0 | 0 | 0 | 0 | 0 | 0 | 0 | 0 | 0 | 0 | 0 | 0 | 0 | 0 | 0 | 0 | 0 | 0 | 0 | 0
F3_Industrial_Industrial - WA_New_Space Heating_Natural Gas_Industrial Air Curtains_A_Achievable Economic UCT Potential | F3 | Industrial | Industrial - WA | New | Space Heating | Natural Gas | Industrial Air Curtains | A | Original Unit Winter Peak Savings (kW) | Achievable Economic UCT Potential | 0 | 0 | 0 | 0 | 0 | 0 | 0 | 0 | 0 | 0 | 0 | 0 | 0 | 0 | 0 | 0 | 0 | 0 | 0 | 0 | 0 | 0 | 0 | 0 | 0 | 0 | 0
F4_Industrial_Industrial - WA_New_Space Heating_Natural Gas_Industrial Air Curtains_A_Achievable Economic UCT Potential | F4 | Industrial | Industrial - WA | New | Space Heating | Natural Gas | Industrial Air Curtains | A | Standalone Impact on Baseline Energy (%) | Achievable Economic UCT Potential | 0 | 0 | 0 | 0 | 0 | 0 | 0 | 0 | 0 | 0 | 0 | 0 | 0 | 0 | 0 | 0 | 0 | 0 | 0 | 0 | 0 | 0 | 0 | 0 | 0 | 0 | 0
F5_Industrial_Industrial - WA_New_Space Heating_Natural Gas_Industrial Air Curtains_A_Achievable Economic UCT Potential | F5 | Industrial | Industrial - WA | New | Space Heating | Natural Gas | Industrial Air Curtains | A | Standalone Impact on Baseline Summer Peak (%) | Achievable Economic UCT Potential | 0 | 0 | 0 | 0 | 0 | 0 | 0 | 0 | 0 | 0 | 0 | 0 | 0 | 0 | 0 | 0 | 0 | 0 | 0 | 0 | 0 | 0 | 0 | 0 | 0 | 0 | 0
F6_Industrial_Industrial - WA_New_Space Heating_Natural Gas_Industrial Air Curtains_A_Achievable Economic UCT Potential | F6 | Industrial | Industrial - WA | New | Space Heating | Natural Gas | Industrial Air Curtains | A | Standalone Impact on Baseline Winter Peak (%) | Achievable Economic UCT Potential | 0 | 0 | 0 | 0 | 0 | 0 | 0 | 0 | 0 | 0 | 0 | 0 | 0 | 0 | 0 | 0 | 0 | 0 | 0 | 0 | 0 | 0 | 0 | 0 | 0 | 0 | 0
F7_Industrial_Industrial - WA_New_Space Heating_Natural Gas_Industrial Air Curtains_A_Achievable Economic UCT Potential | F7 | Industrial | Industrial - WA | New | Space Heating | Natural Gas | Industrial Air Curtains | A | Incremental Energy Savings (MWh or mTherms) | Achievable Economic UCT Potential | 0 | 0 | 0 | 0 | 0 | 0 | 0 | 0 | 0 | 0 | 0 | 0 | 0 | 0 | 0 | 0 | 0 | 0 | 0 | 0 | 0 | 0 | 0 | 0 | 0 | 0 | 0
F8_Industrial_Industrial - WA_New_Space Heating_Natural Gas_Industrial Air Curtains_A_Achievable Economic UCT Potential | F8 | Industrial | Industrial - WA | New | Space Heating | Natural Gas | Industrial Air Curtains | A | Incremental Summer Peak Savings (MW) | Achievable Economic UCT Potential | 0 | 0 | 0 | 0 | 0 | 0 | 0 | 0 | 0 | 0 | 0 | 0 | 0 | 0 | 0 | 0 | 0 | 0 | 0 | 0 | 0 | 0 | 0 | 0 | 0 | 0 | 0
F9_Industrial_Industrial - WA_New_Space Heating_Natural Gas_Industrial Air Curtains_A_Achievable Economic UCT Potential | F9 | Industrial | Industrial - WA | New | Space Heating | Natural Gas | Industrial Air Curtains | A | Incremental Winter Peak Savings (MW) | Achievable Economic UCT Potential | 0 | 0 | 0 | 0 | 0 | 0 | 0 | 0 | 0 | 0 | 0 | 0 | 0 | 0 | 0 | 0 | 0 | 0 | 0 | 0 | 0 | 0 | 0 | 0 | 0 | 0 | 0
F10_Industrial_Industrial - WA_New_Space Heating_Natural Gas_Industrial Air Curtains_A_Achievable Economic UCT Potential | F10 | Industrial | Industrial - WA | New | Space Heating | Natural Gas | Industrial Air Curtains | A | Cumulative Energy Savings (MWh or mTherms) | Achievable Economic UCT Potential | 0 | 0 | 0 | 0 | 0 | 0 | 0 | 0 | 0 | 0 | 0 | 0 | 0 | 0 | 0 | 0 | 0 | 0 | 0 | 0 | 0 | 0 | 0 | 0 | 0 | 0 | 0
F11_Industrial_Industrial - WA_New_Space Heating_Natural Gas_Industrial Air Curtains_A_Achievable Economic UCT Potential | F11 | Industrial | Industrial - WA | New | Space Heating | Natural Gas | Industrial Air Curtains | A | Cumulative Summer Peak Savings (MW) | Achievable Economic UCT Potential | 0 | 0 | 0 | 0 | 0 | 0 | 0 | 0 | 0 | 0 | 0 | 0 | 0 | 0 | 0 | 0 | 0 | 0 | 0 | 0 | 0 | 0 | 0 | 0 | 0 | 0 | 0
F12_Industrial_Industrial - WA_New_Space Heating_Natural Gas_Industrial Air Curtains_A_Achievable Economic UCT Potential | F12 | Industrial | Industrial - WA | New | Space Heating | Natural Gas | Industrial Air Curtains | A | Cumulative Winter Peak Savings (MW) | Achievable Economic UCT Potential | 0 | 0 | 0 | 0 | 0 | 0 | 0 | 0 | 0 | 0 | 0 | 0 | 0 | 0 | 0 | 0 | 0 | 0 | 0 | 0 | 0 | 0 | 0 | 0 | 0 | 0 | 0
F13_Industrial_Industrial - WA_New_Space Heating_Natural Gas_Industrial Air Curtains_A_Achievable Economic UCT Potential | F13 | Industrial | Industrial - WA | New | Space Heating | Natural Gas | Industrial Air Curtains | A | Purchases (Incremental) | Achievable Economic UCT Potential | 0 | 0 | 0 | 0 | 0 | 0 | 0 | 0 | 0 | 0 | 0 | 0 | 0 | 0 | 0 | 0 | 0 | 0 | 0 | 0 | 0 | 0 | 0 | 0 | 0 | 0 | 0
F14_Industrial_Industrial - WA_New_Space Heating_Natural Gas_Industrial Air Curtains_A_Achievable Economic UCT Potential | F14 | Industrial | Industrial - WA | New | Space Heating | Natural Gas | Industrial Air Curtains | A | Purchases (Cumulative) | Achievable Economic UCT Potential | 0 | 0 | 0 | 0 | 0 | 0 | 0 | 0 | 0 | 0 | 0 | 0 | 0 | 0 | 0 | 0 | 0 | 0 | 0 | 0 | 0 | 0 | 0 | 0 | 0 | 0 | 0
F1_Industrial_Industrial - WA_New_Space Heating_Natural Gas_HVAC - Energy Recovery Ventilator_A_Achievable Economic UCT Potential | F1 | Industrial | Industrial - WA | New | Space Heating | Natural Gas | HVAC - Energy Recovery Ventilator | A | Original Unit Energy Savings (kWh or therms) | Achievable Economic UCT Potential | 0 | 0 | 0.17445 | 0.17306 | 0.17238 | 0.17197 | 0.17174 | 0.17154 | 0.17137 | 0.17123 | 0.1711 | 0.17099 | 0.17089 | 0.1708 | 0.17072 | 0.17065 | 0.17058 | 0.17052 | 0.17046 | 0.17035 | 0.1702 | 0.17006 | 0.16994 | 0.16983 | 0.16974 | 0.16965 | 0.16958
F2_Industrial_Industrial - WA_New_Space Heating_Natural Gas_HVAC - Energy Recovery Ventilator_A_Achievable Economic UCT Potential | F2 | Industrial | Industrial - WA | New | Space Heating | Natural Gas | HVAC - Energy Recovery Ventilator | A | Original Unit Summer Peak Savings (kW) | Achievable Economic UCT Potential | 0 | 0 | 0 | 0 | 0 | 0 | 0 | 0 | 0 | 0 | 0 | 0 | 0 | 0 | 0 | 0 | 0 | 0 | 0 | 0 | 0 | 0 | 0 | 0 | 0 | 0 | 0
F3_Industrial_Industrial - WA_New_Space Heating_Natural Gas_HVAC - Energy Recovery Ventilator_A_Achievable Economic UCT Potential | F3 | Industrial | Industrial - WA | New | Space Heating | Natural Gas | HVAC - Energy Recovery Ventilator | A | Original Unit Winter Peak Savings (kW) | Achievable Economic UCT Potential | 0 | 0 | 0 | 0 | 0 | 0 | 0 | 0 | 0 | 0 | 0 | 0 | 0 | 0 | 0 | 0 | 0 | 0 | 0 | 0 | 0 | 0 | 0 | 0 | 0 | 0 | 0
F4_Industrial_Industrial - WA_New_Space Heating_Natural Gas_HVAC - Energy Recovery Ventilator_A_Achievable Economic UCT Potential | F4 | Industrial | Industrial - WA | New | Space Heating | Natural Gas | HVAC - Energy Recovery Ventilator | A | Standalone Impact on Baseline Energy (%) | Achievable Economic UCT Potential | 0 | 0 | 0 | 0 | 0 | 0 | 0 | 0 | 0 | 0 | 0 | 0 | 0 | 0 | 0 | 0 | 0 | 0 | 0 | 0 | 0 | 0 | 0 | 0 | 0 | 0 | 0
F5_Industrial_Industrial - WA_New_Space Heating_Natural Gas_HVAC - Energy Recovery Ventilator_A_Achievable Economic UCT Potential | F5 | Industrial | Industrial - WA | New | Space Heating | Natural Gas | HVAC - Energy Recovery Ventilator | A | Standalone Impact on Baseline Summer Peak (%) | Achievable Economic UCT Potential | 0 | 0 | 0 | 0 | 0 | 0 | 0 | 0 | 0 | 0 | 0 | 0 | 0 | 0 | 0 | 0 | 0 | 0 | 0 | 0 | 0 | 0 | 0 | 0 | 0 | 0 | 0
F6_Industrial_Industrial - WA_New_Space Heating_Natural Gas_HVAC - Energy Recovery Ventilator_A_Achievable Economic UCT Potential | F6 | Industrial | Industrial - WA | New | Space Heating | Natural Gas | HVAC - Energy Recovery Ventilator | A | Standalone Impact on Baseline Winter Peak (%) | Achievable Economic UCT Potential | 0 | 0 | 0 | 0 | 0 | 0 | 0 | 0 | 0 | 0 | 0 | 0 | 0 | 0 | 0 | 0 | 0 | 0 | 0 | 0 | 0 | 0 | 0 | 0 | 0 | 0 | 0
F7_Industrial_Industrial - WA_New_Space Heating_Natural Gas_HVAC - Energy Recovery Ventilator_A_Achievable Economic UCT Potential | F7 | Industrial | Industrial - WA | New | Space Heating | Natural Gas | HVAC - Energy Recovery Ventilator | A | Incremental Energy Savings (MWh or mTherms) | Achievable Economic UCT Potential | 0 | 0 | 0 | 0 | 0 | 0 | 0 | 0 | 0 | 0 | 0 | 0 | 0 | 0 | 0 | 0 | 0 | 0 | 0 | 0 | 0 | 0 | 0 | 0 | 0 | 0 | 0
F8_Industrial_Industrial - WA_New_Space Heating_Natural Gas_HVAC - Energy Recovery Ventilator_A_Achievable Economic UCT Potential | F8 | Industrial | Industrial - WA | New | Space Heating | Natural Gas | HVAC - Energy Recovery Ventilator | A | Incremental Summer Peak Savings (MW) | Achievable Economic UCT Potential | 0 | 0 | 0 | 0 | 0 | 0 | 0 | 0 | 0 | 0 | 0 | 0 | 0 | 0 | 0 | 0 | 0 | 0 | 0 | 0 | 0 | 0 | 0 | 0 | 0 | 0 | 0
F9_Industrial_Industrial - WA_New_Space Heating_Natural Gas_HVAC - Energy Recovery Ventilator_A_Achievable Economic UCT Potential | F9 | Industrial | Industrial - WA | New | Space Heating | Natural Gas | HVAC - Energy Recovery Ventilator | A | Incremental Winter Peak Savings (MW) | Achievable Economic UCT Potential | 0 | 0 | 0 | 0 | 0 | 0 | 0 | 0 | 0 | 0 | 0 | 0 | 0 | 0 | 0 | 0 | 0 | 0 | 0 | 0 | 0 | 0 | 0 | 0 | 0 | 0 | 0
F10_Industrial_Industrial - WA_New_Space Heating_Natural Gas_HVAC - Energy Recovery Ventilator_A_Achievable Economic UCT Potential | F10 | Industrial | Industrial - WA | New | Space Heating | Natural Gas | HVAC - Energy Recovery Ventilator | A | Cumulative Energy Savings (MWh or mTherms) | Achievable Economic UCT Potential | 0 | 0 | 0 | 0 | 0 | 0 | 0 | 0 | 0 | 0 | 0 | 0 | 0 | 0 | 0 | 0 | 0 | 0 | 0 | 0 | 0 | 0 | 0 | 0 | 0 | 0 | 0
F11_Industrial_Industrial - WA_New_Space Heating_Natural Gas_HVAC - Energy Recovery Ventilator_A_Achievable Economic UCT Potential | F11 | Industrial | Industrial - WA | New | Space Heating | Natural Gas | HVAC - Energy Recovery Ventilator | A | Cumulative Summer Peak Savings (MW) | Achievable Economic UCT Potential | 0 | 0 | 0 | 0 | 0 | 0 | 0 | 0 | 0 | 0 | 0 | 0 | 0 | 0 | 0 | 0 | 0 | 0 | 0 | 0 | 0 | 0 | 0 | 0 | 0 | 0 | 0
F12_Industrial_Industrial - WA_New_Space Heating_Natural Gas_HVAC - Energy Recovery Ventilator_A_Achievable Economic UCT Potential | F12 | Industrial | Industrial - WA | New | Space Heating | Natural Gas | HVAC - Energy Recovery Ventilator | A | Cumulative Winter Peak Savings (MW) | Achievable Economic UCT Potential | 0 | 0 | 0 | 0 | 0 | 0 | 0 | 0 | 0 | 0 | 0 | 0 | 0 | 0 | 0 | 0 | 0 | 0 | 0 | 0 | 0 | 0 | 0 | 0 | 0 | 0 | 0
F13_Industrial_Industrial - WA_New_Space Heating_Natural Gas_HVAC - Energy Recovery Ventilator_A_Achievable Economic UCT Potential | F13 | Industrial | Industrial - WA | New | Space Heating | Natural Gas | HVAC - Energy Recovery Ventilator | A | Purchases (Incremental) | Achievable Economic UCT Potential | 0 | 0 | 0 | 0 | 0 | 0 | 0 | 0 | 0 | 0 | 0 | 0 | 0 | 0 | 0 | 0 | 0 | 0 | 0 | 0 | 0 | 0 | 0 | 0 | 0 | 0 | 0
F14_Industrial_Industrial - WA_New_Space Heating_Natural Gas_HVAC - Energy Recovery Ventilator_A_Achievable Economic UCT Potential | F14 | Industrial | Industrial - WA | New | Space Heating | Natural Gas | HVAC - Energy Recovery Ventilator | A | Purchases (Cumulative) | Achievable Economic UCT Potential | 0 | 0 | 0 | 0 | 0 | 0 | 0 | 0 | 0 | 0 | 0 | 0 | 0 | 0 | 0 | 0 | 0 | 0 | 0 | 0 | 0 | 0 | 0 | 0 | 0 | 0 | 0
F1_Industrial_Industrial - WA_New_Space Heating_Natural Gas_Thermostat - Connected_A_Achievable Economic UCT Potential | F1 | Industrial | Industrial - WA | New | Space Heating | Natural Gas | Thermostat - Connected | A | Original Unit Energy Savings (kWh or therms) | Achievable Economic UCT Potential | 0 | 0 | 6201.7281 | 6152.4665 | 6128.1564 | 6113.5944 | 6105.396 | 6098.45 | 6092.4906 | 6087.3222 | 6082.7977 | 6078.8043 | 6075.2542 | 6072.0779 | 6069.2197 | 6066.6344 | 6064.285 | 6062.1409 | 6060.1766 | 6056.1041 | 6050.621 | 6045.7748 | 6041.4822 | 6037.6721 | 6034.284 | 6031.266 | 6028.5733
F2_Industrial_Industrial - WA_New_Space Heating_Natural Gas_Thermostat - Connected_A_Achievable Economic UCT Potential | F2 | Industrial | Industrial - WA | New | Space Heating | Natural Gas | Thermostat - Connected | A | Original Unit Summer Peak Savings (kW) | Achievable Economic UCT Potential | 0 | 0 | 0 | 0 | 0 | 0 | 0 | 0 | 0 | 0 | 0 | 0 | 0 | 0 | 0 | 0 | 0 | 0 | 0 | 0 | 0 | 0 | 0 | 0 | 0 | 0 | 0
F3_Industrial_Industrial - WA_New_Space Heating_Natural Gas_Thermostat - Connected_A_Achievable Economic UCT Potential | F3 | Industrial | Industrial - WA | New | Space Heating | Natural Gas | Thermostat - Connected | A | Original Unit Winter Peak Savings (kW) | Achievable Economic UCT Potential | 0 | 0 | 0 | 0 | 0 | 0 | 0 | 0 | 0 | 0 | 0 | 0 | 0 | 0 | 0 | 0 | 0 | 0 | 0 | 0 | 0 | 0 | 0 | 0 | 0 | 0 | 0
F4_Industrial_Industrial - WA_New_Space Heating_Natural Gas_Thermostat - Connected_A_Achievable Economic UCT Potential | F4 | Industrial | Industrial - WA | New | Space Heating | Natural Gas | Thermostat - Connected | A | Standalone Impact on Baseline Energy (%) | Achievable Economic UCT Potential | 0 | 0 | 0.0018595 | 0.0032557 | 0.0045821 | 0.0059043 | 0.0073221 | 0.0076058 | 0.0073564 | 0.0069269 | 0.0065508 | 0.0062189 | 0.0059239 | 0.0056599 | 0.0054223 | 0.0052074 | 0.0050122 | 0.004834 | 0.0046707 | 0.0045206 | 0.0043821 | 0.0042541 | 0.0041352 | 0.0040247 | 0.0039216 | 0.0038253 | 0.0037351
F5_Industrial_Industrial - WA_New_Space Heating_Natural Gas_Thermostat - Connected_A_Achievable Economic UCT Potential | F5 | Industrial | Industrial - WA | New | Space Heating | Natural Gas | Thermostat - Connected | A | Standalone Impact on Baseline Summer Peak (%) | Achievable Economic UCT Potential | 0 | 0 | 0 | 0 | 0 | 0 | 0 | 0 | 0 | 0 | 0 | 0 | 0 | 0 | 0 | 0 | 0 | 0 | 0 | 0 | 0 | 0 | 0 | 0 | 0 | 0 | 0
F6_Industrial_Industrial - WA_New_Space Heating_Natural Gas_Thermostat - Connected_A_Achievable Economic UCT Potential | F6 | Industrial | Industrial - WA | New | Space Heating | Natural Gas | Thermostat - Connected | A | Standalone Impact on Baseline Winter Peak (%) | Achievable Economic UCT Potential | 0 | 0 | 0 | 0 | 0 | 0 | 0 | 0 | 0 | 0 | 0 | 0 | 0 | 0 | 0 | 0 | 0 | 0 | 0 | 0 | 0 | 0 | 0 | 0 | 0 | 0 | 0
F7_Industrial_Industrial - WA_New_Space Heating_Natural Gas_Thermostat - Connected_A_Achievable Economic UCT Potential | F7 | Industrial | Industrial - WA | New | Space Heating | Natural Gas | Thermostat - Connected | A | Incremental Energy Savings (MWh or mTherms) | Achievable Economic UCT Potential | 0 | 0 | 0.029945 | 0.039562 | 0.047121 | 0.053254 | 0.057482 | 0.026028 | 0.0081442 | 0 | 0 | 0 | 0 | 0 | 0 | 0 | 0 | 0 | 0 | 0 | 0 | 0 | 0 | 0 | 0 | 0 | 0
F8_Industrial_Industrial - WA_New_Space Heating_Natural Gas_Thermostat - Connected_A_Achievable Economic UCT Potential | F8 | Industrial | Industrial - WA | New | Space Heating | Natural Gas | Thermostat - Connected | A | Incremental Summer Peak Savings (MW) | Achievable Economic UCT Potential | 0 | 0 | 0 | 0 | 0 | 0 | 0 | 0 | 0 | 0 | 0 | 0 | 0 | 0 | 0 | 0 | 0 | 0 | 0 | 0 | 0 | 0 | 0 | 0 | 0 | 0 | 0
F9_Industrial_Industrial - WA_New_Space Heating_Natural Gas_Thermostat - Connected_A_Achievable Economic UCT Potential | F9 | Industrial | Industrial - WA | New | Space Heating | Natural Gas | Thermostat - Connected | A | Incremental Winter Peak Savings (MW) | Achievable Economic UCT Potential | 0 | 0 | 0 | 0 | 0 | 0 | 0 | 0 | 0 | 0 | 0 | 0 | 0 | 0 | 0 | 0 | 0 | 0 | 0 | 0 | 0 | 0 | 0 | 0 | 0 | 0 | 0
F10_Industrial_Industrial - WA_New_Space Heating_Natural Gas_Thermostat - Connected_A_Achievable Economic UCT Potential | F10 | Industrial | Industrial - WA | New | Space Heating | Natural Gas | Thermostat - Connected | A | Cumulative Energy Savings (MWh or mTherms) | Achievable Economic UCT Potential | 0 | 0 | 0.029945 | 0.069269 | 0.11612 | 0.16909 | 0.22635 | 0.25212 | 0.26002 | 0.2598 | 0.2596 | 0.25943 | 0.25928 | 0.25915 | 0.25902 | 0.25891 | 0.25881 | 0.25872 | 0.25864 | 0.25846 | 0.25823 | 0.25802 | 0.25784 | 0.25768 | 0.25753 | 0.2574 | 0.25729
F11_Industrial_Industrial - WA_New_Space Heating_Natural Gas_Thermostat - Connected_A_Achievable Economic UCT Potential | F11 | Industrial | Industrial - WA | New | Space Heating | Natural Gas | Thermostat - Connected | A | Cumulative Summer Peak Savings (MW) | Achievable Economic UCT Potential | 0 | 0 | 0 | 0 | 0 | 0 | 0 | 0 | 0 | 0 | 0 | 0 | 0 | 0 | 0 | 0 | 0 | 0 | 0 | 0 | 0 | 0 | 0 | 0 | 0 | 0 | 0
F12_Industrial_Industrial - WA_New_Space Heating_Natural Gas_Thermostat - Connected_A_Achievable Economic UCT Potential | F12 | Industrial | Industrial - WA | New | Space Heating | Natural Gas | Thermostat - Connected | A | Cumulative Winter Peak Savings (MW) | Achievable Economic UCT Potential | 0 | 0 | 0 | 0 | 0 | 0 | 0 | 0 | 0 | 0 | 0 | 0 | 0 | 0 | 0 | 0 | 0 | 0 | 0 | 0 | 0 | 0 | 0 | 0 | 0 | 0 | 0
F13_Industrial_Industrial - WA_New_Space Heating_Natural Gas_Thermostat - Connected_A_Achievable Economic UCT Potential | F13 | Industrial | Industrial - WA | New | Space Heating | Natural Gas | Thermostat - Connected | A | Purchases (Incremental) | Achievable Economic UCT Potential | 0 | 0 | 0.0048285 | 0.0064303 | 0.0076892 | 0.0087107 | 0.0094149 | 0.0042679 | 0.0013368 | 0 | 0 | 0 | 0 | 0 | 0 | 0 | 0 | 0 | 0 | 0 | 0 | 0 | 0 | 0 | 0 | 0 | 0
F14_Industrial_Industrial - WA_New_Space Heating_Natural Gas_Thermostat - Connected_A_Achievable Economic UCT Potential | F14 | Industrial | Industrial - WA | New | Space Heating | Natural Gas | Thermostat - Connected | A | Purchases (Cumulative) | Achievable Economic UCT Potential | 0 | 0 | 0.0048285 | 0.011259 | 0.018948 | 0.027659 | 0.037074 | 0.041342 | 0.042678 | 0.042678 | 0.042678 | 0.042678 | 0.042678 | 0.042678 | 0.042678 | 0.042678 | 0.042678 | 0.042678 | 0.042678 | 0.042678 | 0.042678 | 0.042678 | 0.042678 | 0.042678 | 0.042678 | 0.042678 | 0.042678
F1_Industrial_Industrial - WA_New_Space Heating_Natural Gas_Gas Boiler - Maintenance_A_Achievable Economic UCT Potential | F1 | Industrial | Industrial - WA | New | Space Heating | Natural Gas | Gas Boiler - Maintenance | A | Original Unit Energy Savings (kWh or therms) | Achievable Economic UCT Potential | 0 | 0 | 0.55341 | 0.55341 | 0.55341 | 0.55341 | 0.55341 | 0.55341 | 0.55341 | 0.55341 | 0.55341 | 0.55341 | 0.55341 | 0.55341 | 0.55341 | 0.55341 | 0.55341 | 0.55341 | 0.55341 | 0.55341 | 0.55341 | 0.55341 | 0.55341 | 0.55341 | 0.55341 | 0.55341 | 0.55341
F2_Industrial_Industrial - WA_New_Space Heating_Natural Gas_Gas Boiler - Maintenance_A_Achievable Economic UCT Potential | F2 | Industrial | Industrial - WA | New | Space Heating | Natural Gas | Gas Boiler - Maintenance | A | Original Unit Summer Peak Savings (kW) | Achievable Economic UCT Potential | 0 | 0 | 0 | 0 | 0 | 0 | 0 | 0 | 0 | 0 | 0 | 0 | 0 | 0 | 0 | 0 | 0 | 0 | 0 | 0 | 0 | 0 | 0 | 0 | 0 | 0 | 0
F3_Industrial_Industrial - WA_New_Space Heating_Natural Gas_Gas Boiler - Maintenance_A_Achievable Economic UCT Potential | F3 | Industrial | Industrial - WA | New | Space Heating | Natural Gas | Gas Boiler - Maintenance | A | Original Unit Winter Peak Savings (kW) | Achievable Economic UCT Potential | 0 | 0 | 0 | 0 | 0 | 0 | 0 | 0 | 0 | 0 | 0 | 0 | 0 | 0 | 0 | 0 | 0 | 0 | 0 | 0 | 0 | 0 | 0 | 0 | 0 | 0 | 0
F4_Industrial_Industrial - WA_New_Space Heating_Natural Gas_Gas Boiler - Maintenance_A_Achievable Economic UCT Potential | F4 | Industrial | Industrial - WA | New | Space Heating | Natural Gas | Gas Boiler - Maintenance | A | Standalone Impact on Baseline Energy (%) | Achievable Economic UCT Potential | 0 | 0 | 8.1992e-05 | 0.00011999 | 0.00014101 | 0.00012477 | 0.00011559 | 0.0001078 | 0.00010109 | 9.5272e-05 | 9.0167e-05 | 8.5654e-05 | 8.1638e-05 | 7.8041e-05 | 7.48e-05 | 7.1867e-05 | 6.9199e-05 | 6.6762e-05 | 6.4528e-05 | 6.2496e-05 | 6.0637e-05 | 5.8912e-05 | 5.7307e-05 | 5.581e-05 | 5.4412e-05 | 5.3102e-05 | 5.1873e-05
F5_Industrial_Industrial - WA_New_Space Heating_Natural Gas_Gas Boiler - Maintenance_A_Achievable Economic UCT Potential | F5 | Industrial | Industrial - WA | New | Space Heating | Natural Gas | Gas Boiler - Maintenance | A | Standalone Impact on Baseline Summer Peak (%) | Achievable Economic UCT Potential | 0 | 0 | 0 | 0 | 0 | 0 | 0 | 0 | 0 | 0 | 0 | 0 | 0 | 0 | 0 | 0 | 0 | 0 | 0 | 0 | 0 | 0 | 0 | 0 | 0 | 0 | 0
F6_Industrial_Industrial - WA_New_Space Heating_Natural Gas_Gas Boiler - Maintenance_A_Achievable Economic UCT Potential | F6 | Industrial | Industrial - WA | New | Space Heating | Natural Gas | Gas Boiler - Maintenance | A | Standalone Impact on Baseline Winter Peak (%) | Achievable Economic UCT Potential | 0 | 0 | 0 | 0 | 0 | 0 | 0 | 0 | 0 | 0 | 0 | 0 | 0 | 0 | 0 | 0 | 0 | 0 | 0 | 0 | 0 | 0 | 0 | 0 | 0 | 0 | 0
F7_Industrial_Industrial - WA_New_Space Heating_Natural Gas_Gas Boiler - Maintenance_A_Achievable Economic UCT Potential | F7 | Industrial | Industrial - WA | New | Space Heating | Natural Gas | Gas Boiler - Maintenance | A | Incremental Energy Savings (MWh or mTherms) | Achievable Economic UCT Potential | 0 | 0 | 0.0013204 | 0.0012325 | 0.0010203 | 0 | 0 | 0 | 0 | 0 | 0 | 0 | 0 | 0 | 0 | 0 | 0 | 0 | 0 | 0 | 0 | 0 | 0 | 0 | 0 | 0 | 0
F8_Industrial_Industrial - WA_New_Space Heating_Natural Gas_Gas Boiler - Maintenance_A_Achievable Economic UCT Potential | F8 | Industrial | Industrial - WA | New | Space Heating | Natural Gas | Gas Boiler - Maintenance | A | Incremental Summer Peak Savings (MW) | Achievable Economic UCT Potential | 0 | 0 | 0 | 0 | 0 | 0 | 0 | 0 | 0 | 0 | 0 | 0 | 0 | 0 | 0 | 0 | 0 | 0 | 0 | 0 | 0 | 0 | 0 | 0 | 0 | 0 | 0
F9_Industrial_Industrial - WA_New_Space Heating_Natural Gas_Gas Boiler - Maintenance_A_Achievable Economic UCT Potential | F9 | Industrial | Industrial - WA | New | Space Heating | Natural Gas | Gas Boiler - Maintenance | A | Incremental Winter Peak Savings (MW) | Achievable Economic UCT Potential | 0 | 0 | 0 | 0 | 0 | 0 | 0 | 0 | 0 | 0 | 0 | 0 | 0 | 0 | 0 | 0 | 0 | 0 | 0 | 0 | 0 | 0 | 0 | 0 | 0 | 0 | 0
F10_Industrial_Industrial - WA_New_Space Heating_Natural Gas_Gas Boiler - Maintenance_A_Achievable Economic UCT Potential | F10 | Industrial | Industrial - WA | New | Space Heating | Natural Gas | Gas Boiler - Maintenance | A | Cumulative Energy Savings (MWh or mTherms) | Achievable Economic UCT Potential | 0 | 0 | 0.0013204 | 0.0025529 | 0.0035732 | 0.0035732 | 0.0035732 | 0.0035732 | 0.0035732 | 0.0035732 | 0.0035732 | 0.0035732 | 0.0035732 | 0.0035732 | 0.0035732 | 0.0035732 | 0.0035732 | 0.0035732 | 0.0035732 | 0.0035732 | 0.0035732 | 0.0035732 | 0.0035732 | 0.0035732 | 0.0035732 | 0.0035732 | 0.0035732
F11_Industrial_Industrial - WA_New_Space Heating_Natural Gas_Gas Boiler - Maintenance_A_Achievable Economic UCT Potential | F11 | Industrial | Industrial - WA | New | Space Heating | Natural Gas | Gas Boiler - Maintenance | A | Cumulative Summer Peak Savings (MW) | Achievable Economic UCT Potential | 0 | 0 | 0 | 0 | 0 | 0 | 0 | 0 | 0 | 0 | 0 | 0 | 0 | 0 | 0 | 0 | 0 | 0 | 0 | 0 | 0 | 0 | 0 | 0 | 0 | 0 | 0
F12_Industrial_Industrial - WA_New_Space Heating_Natural Gas_Gas Boiler - Maintenance_A_Achievable Economic UCT Potential | F12 | Industrial | Industrial - WA | New | Space Heating | Natural Gas | Gas Boiler - Maintenance | A | Cumulative Winter Peak Savings (MW) | Achievable Economic UCT Potential | 0 | 0 | 0 | 0 | 0 | 0 | 0 | 0 | 0 | 0 | 0 | 0 | 0 | 0 | 0 | 0 | 0 | 0 | 0 | 0 | 0 | 0 | 0 | 0 | 0 | 0 | 0
F13_Industrial_Industrial - WA_New_Space Heating_Natural Gas_Gas Boiler - Maintenance_A_Achievable Economic UCT Potential | F13 | Industrial | Industrial - WA | New | Space Heating | Natural Gas | Gas Boiler - Maintenance | A | Purchases (Incremental) | Achievable Economic UCT Potential | 0 | 0 | 2.3859 | 2.2272 | 1.8436 | 0 | 0 | 0 | 0 | 0 | 0 | 0 | 0 | 0 | 0 | 0 | 0 | 0 | 0 | 0 | 0 | 0 | 0 | 0 | 0 | 0 | 0
F14_Industrial_Industrial - WA_New_Space Heating_Natural Gas_Gas Boiler - Maintenance_A_Achievable Economic UCT Potential | F14 | Industrial | Industrial - WA | New | Space Heating | Natural Gas | Gas Boiler - Maintenance | A | Purchases (Cumulative) | Achievable Economic UCT Potential | 0 | 0 | 2.3859 | 4.6131 | 6.4567 | 6.4567 | 6.4567 | 6.4567 | 6.4567 | 6.4567 | 6.4567 | 6.4567 | 6.4567 | 6.4567 | 6.4567 | 6.4567 | 6.4567 | 6.4567 | 6.4567 | 6.4567 | 6.4567 | 6.4567 | 6.4567 | 6.4567 | 6.4567 | 6.4567 | 6.4567
F1_Industrial_Industrial - WA_New_Space Heating_Natural Gas_Gas Furnace - Maintenance_A_Achievable Economic UCT Potential | F1 | Industrial | Industrial - WA | New | Space Heating | Natural Gas | Gas Furnace - Maintenance | A | Original Unit Energy Savings (kWh or therms) | Achievable Economic UCT Potential | 0 | 0 | 0.48603 | 0.47257 | 0.46593 | 0.46195 | 0.45971 | 0.45781 | 0.45618 | 0.45477 | 0.45353 | 0.45244 | 0.45147 | 0.45061 | 0.44982 | 0.44912 | 0.44848 | 0.44789 | 0.44735 | 0.44624 | 0.44474 | 0.44342 | 0.44225 | 0.44121 | 0.44028 | 0.43946 | 0.43872
F2_Industrial_Industrial - WA_New_Space Heating_Natural Gas_Gas Furnace - Maintenance_A_Achievable Economic UCT Potential | F2 | Industrial | Industrial - WA | New | Space Heating | Natural Gas | Gas Furnace - Maintenance | A | Original Unit Summer Peak Savings (kW) | Achievable Economic UCT Potential | 0 | 0 | 0 | 0 | 0 | 0 | 0 | 0 | 0 | 0 | 0 | 0 | 0 | 0 | 0 | 0 | 0 | 0 | 0 | 0 | 0 | 0 | 0 | 0 | 0 | 0 | 0
F3_Industrial_Industrial - WA_New_Space Heating_Natural Gas_Gas Furnace - Maintenance_A_Achievable Economic UCT Potential | F3 | Industrial | Industrial - WA | New | Space Heating | Natural Gas | Gas Furnace - Maintenance | A | Original Unit Winter Peak Savings (kW) | Achievable Economic UCT Potential | 0 | 0 | 0 | 0 | 0 | 0 | 0 | 0 | 0 | 0 | 0 | 0 | 0 | 0 | 0 | 0 | 0 | 0 | 0 | 0 | 0 | 0 | 0 | 0 | 0 | 0 | 0
F4_Industrial_Industrial - WA_New_Space Heating_Natural Gas_Gas Furnace - Maintenance_A_Achievable Economic UCT Potential | F4 | Industrial | Industrial - WA | New | Space Heating | Natural Gas | Gas Furnace - Maintenance | A | Standalone Impact on Baseline Energy (%) | Achievable Economic UCT Potential | 0 | 0 | 4.5122e-05 | 6.4204e-05 | 7.4388e-05 | 6.5259e-05 | 6.0166e-05 | 5.5878e-05 | 5.2218e-05 | 4.9058e-05 | 4.6303e-05 | 4.388e-05 | 4.1733e-05 | 3.9817e-05 | 3.8098e-05 | 3.6546e-05 | 3.5139e-05 | 3.3858e-05 | 3.2685e-05 | 3.1578e-05 | 3.0535e-05 | 2.9578e-05 | 2.8696e-05 | 2.7881e-05 | 2.7125e-05 | 2.6423e-05 | 2.5768e-05
F5_Industrial_Industrial - WA_New_Space Heating_Natural Gas_Gas Furnace - Maintenance_A_Achievable Economic UCT Potential | F5 | Industrial | Industrial - WA | New | Space Heating | Natural Gas | Gas Furnace - Maintenance | A | Standalone Impact on Baseline Summer Peak (%) | Achievable Economic UCT Potential | 0 | 0 | 0 | 0 | 0 | 0 | 0 | 0 | 0 | 0 | 0 | 0 | 0 | 0 | 0 | 0 | 0 | 0 | 0 | 0 | 0 | 0 | 0 | 0 | 0 | 0 | 0
F6_Industrial_Industrial - WA_New_Space Heating_Natural Gas_Gas Furnace - Maintenance_A_Achievable Economic UCT Potential | F6 | Industrial | Industrial - WA | New | Space Heating | Natural Gas | Gas Furnace - Maintenance | A | Standalone Impact on Baseline Winter Peak (%) | Achievable Economic UCT Potential | 0 | 0 | 0 | 0 | 0 | 0 | 0 | 0 | 0 | 0 | 0 | 0 | 0 | 0 | 0 | 0 | 0 | 0 | 0 | 0 | 0 | 0 | 0 | 0 | 0 | 0 | 0
F7_Industrial_Industrial - WA_New_Space Heating_Natural Gas_Gas Furnace - Maintenance_A_Achievable Economic UCT Potential | F7 | Industrial | Industrial - WA | New | Space Heating | Natural Gas | Gas Furnace - Maintenance | A | Incremental Energy Savings (MWh or mTherms) | Achievable Economic UCT Potential | 0 | 0 | 0.00072664 | 0.0006595 | 0.00053826 | 0 | 0 | 0 | 0 | 0 | 0 | 0 | 0 | 0 | 0 | 0 | 0 | 0 | 0 | 0 | 0 | 0 | 0 | 0 | 0 | 0 | 0
F8_Industrial_Industrial - WA_New_Space Heating_Natural Gas_Gas Furnace - Maintenance_A_Achievable Economic UCT Potential | F8 | Industrial | Industrial - WA | New | Space Heating | Natural Gas | Gas Furnace - Maintenance | A | Incremental Summer Peak Savings (MW) | Achievable Economic UCT Potential | 0 | 0 | 0 | 0 | 0 | 0 | 0 | 0 | 0 | 0 | 0 | 0 | 0 | 0 | 0 | 0 | 0 | 0 | 0 | 0 | 0 | 0 | 0 | 0 | 0 | 0 | 0
F9_Industrial_Industrial - WA_New_Space Heating_Natural Gas_Gas Furnace - Maintenance_A_Achievable Economic UCT Potential | F9 | Industrial | Industrial - WA | New | Space Heating | Natural Gas | Gas Furnace - Maintenance | A | Incremental Winter Peak Savings (MW) | Achievable Economic UCT Potential | 0 | 0 | 0 | 0 | 0 | 0 | 0 | 0 | 0 | 0 | 0 | 0 | 0 | 0 | 0 | 0 | 0 | 0 | 0 | 0 | 0 | 0 | 0 | 0 | 0 | 0 | 0
F10_Industrial_Industrial - WA_New_Space Heating_Natural Gas_Gas Furnace - Maintenance_A_Achievable Economic UCT Potential | F10 | Industrial | Industrial - WA | New | Space Heating | Natural Gas | Gas Furnace - Maintenance | A | Cumulative Energy Savings (MWh or mTherms) | Achievable Economic UCT Potential | 0 | 0 | 0.00072664 | 0.001366 | 0.0018851 | 0.001869 | 0.0018599 | 0.0018522 | 0.0018457 | 0.0018399 | 0.0018349 | 0.0018305 | 0.0018266 | 0.0018231 | 0.0018199 | 0.0018171 | 0.0018145 | 0.0018121 | 0.0018099 | 0.0018054 | 0.0017994 | 0.001794 | 0.0017893 | 0.0017851 | 0.0017813 | 0.001778 | 0.001775
F11_Industrial_Industrial - WA_New_Space Heating_Natural Gas_Gas Furnace - Maintenance_A_Achievable Economic UCT Potential | F11 | Industrial | Industrial - WA | New | Space Heating | Natural Gas | Gas Furnace - Maintenance | A | Cumulative Summer Peak Savings (MW) | Achievable Economic UCT Potential | 0 | 0 | 0 | 0 | 0 | 0 | 0 | 0 | 0 | 0 | 0 | 0 | 0 | 0 | 0 | 0 | 0 | 0 | 0 | 0 | 0 | 0 | 0 | 0 | 0 | 0 | 0
F12_Industrial_Industrial - WA_New_Space Heating_Natural Gas_Gas Furnace - Maintenance_A_Achievable Economic UCT Potential | F12 | Industrial | Industrial - WA | New | Space Heating | Natural Gas | Gas Furnace - Maintenance | A | Cumulative Winter Peak Savings (MW) | Achievable Economic UCT Potential | 0 | 0 | 0 | 0 | 0 | 0 | 0 | 0 | 0 | 0 | 0 | 0 | 0 | 0 | 0 | 0 | 0 | 0 | 0 | 0 | 0 | 0 | 0 | 0 | 0 | 0 | 0
F13_Industrial_Industrial - WA_New_Space Heating_Natural Gas_Gas Furnace - Maintenance_A_Achievable Economic UCT Potential | F13 | Industrial | Industrial - WA | New | Space Heating | Natural Gas | Gas Furnace - Maintenance | A | Purchases (Incremental) | Achievable Economic UCT Potential | 0 | 0 | 1.4951 | 1.3956 | 1.1552 | 0 | 0 | 0 | 0 | 0 | 0 | 0 | 0 | 0 | 0 | 0 | 0 | 0 | 0 | 0 | 0 | 0 | 0 | 0 | 0 | 0 | 0
F14_Industrial_Industrial - WA_New_Space Heating_Natural Gas_Gas Furnace - Maintenance_A_Achievable Economic UCT Potential | F14 | Industrial | Industrial - WA | New | Space Heating | Natural Gas | Gas Furnace - Maintenance | A | Purchases (Cumulative) | Achievable Economic UCT Potential | 0 | 0 | 1.4951 | 2.8906 | 4.0459 | 4.0459 | 4.0459 | 4.0459 | 4.0459 | 4.0459 | 4.0459 | 4.0459 | 4.0459 | 4.0459 | 4.0459 | 4.0459 | 4.0459 | 4.0459 | 4.0459 | 4.0459 | 4.0459 | 4.0459 | 4.0459 | 4.0459 | 4.0459 | 4.0459 | 4.0459
F1_Industrial_Industrial - WA_New_Space Heating_Natural Gas_Gas Furnace - Tube Inserts_A_Achievable Economic UCT Potential | F1 | Industrial | Industrial - WA | New | Space Heating | Natural Gas | Gas Furnace - Tube Inserts | A | Original Unit Energy Savings (kWh or therms) | Achievable Economic UCT Potential | 0 | 0 | 0 | 0 | 0 | 0 | 0 | 0 | 0 | 0 | 0 | 0 | 0 | 0 | 0 | 0 | 0 | 0 | 0 | 0 | 0 | 0 | 0 | 0 | 0 | 0 | 0
F2_Industrial_Industrial - WA_New_Space Heating_Natural Gas_Gas Furnace - Tube Inserts_A_Achievable Economic UCT Potential | F2 | Industrial | Industrial - WA | New | Space Heating | Natural Gas | Gas Furnace - Tube Inserts | A | Original Unit Summer Peak Savings (kW) | Achievable Economic UCT Potential | 0 | 0 | 0 | 0 | 0 | 0 | 0 | 0 | 0 | 0 | 0 | 0 | 0 | 0 | 0 | 0 | 0 | 0 | 0 | 0 | 0 | 0 | 0 | 0 | 0 | 0 | 0
F3_Industrial_Industrial - WA_New_Space Heating_Natural Gas_Gas Furnace - Tube Inserts_A_Achievable Economic UCT Potential | F3 | Industrial | Industrial - WA | New | Space Heating | Natural Gas | Gas Furnace - Tube Inserts | A | Original Unit Winter Peak Savings (kW) | Achievable Economic UCT Potential | 0 | 0 | 0 | 0 | 0 | 0 | 0 | 0 | 0 | 0 | 0 | 0 | 0 | 0 | 0 | 0 | 0 | 0 | 0 | 0 | 0 | 0 | 0 | 0 | 0 | 0 | 0
F4_Industrial_Industrial - WA_New_Space Heating_Natural Gas_Gas Furnace - Tube Inserts_A_Achievable Economic UCT Potential | F4 | Industrial | Industrial - WA | New | Space Heating | Natural Gas | Gas Furnace - Tube Inserts | A | Standalone Impact on Baseline Energy (%) | Achievable Economic UCT Potential | 0 | 0 | 0 | 0 | 0 | 0 | 0 | 0 | 0 | 0 | 0 | 0 | 0 | 0 | 0 | 0 | 0 | 0 | 0 | 0 | 0 | 0 | 0 | 0 | 0 | 0 | 0
F5_Industrial_Industrial - WA_New_Space Heating_Natural Gas_Gas Furnace - Tube Inserts_A_Achievable Economic UCT Potential | F5 | Industrial | Industrial - WA | New | Space Heating | Natural Gas | Gas Furnace - Tube Inserts | A | Standalone Impact on Baseline Summer Peak (%) | Achievable Economic UCT Potential | 0 | 0 | 0 | 0 | 0 | 0 | 0 | 0 | 0 | 0 | 0 | 0 | 0 | 0 | 0 | 0 | 0 | 0 | 0 | 0 | 0 | 0 | 0 | 0 | 0 | 0 | 0
F6_Industrial_Industrial - WA_New_Space Heating_Natural Gas_Gas Furnace - Tube Inserts_A_Achievable Economic UCT Potential | F6 | Industrial | Industrial - WA | New | Space Heating | Natural Gas | Gas Furnace - Tube Inserts | A | Standalone Impact on Baseline Winter Peak (%) | Achievable Economic UCT Potential | 0 | 0 | 0 | 0 | 0 | 0 | 0 | 0 | 0 | 0 | 0 | 0 | 0 | 0 | 0 | 0 | 0 | 0 | 0 | 0 | 0 | 0 | 0 | 0 | 0 | 0 | 0
F7_Industrial_Industrial - WA_New_Space Heating_Natural Gas_Gas Furnace - Tube Inserts_A_Achievable Economic UCT Potential | F7 | Industrial | Industrial - WA | New | Space Heating | Natural Gas | Gas Furnace - Tube Inserts | A | Incremental Energy Savings (MWh or mTherms) | Achievable Economic UCT Potential | 0 | 0 | 0 | 0 | 0 | 0 | 0 | 0 | 0 | 0 | 0 | 0 | 0 | 0 | 0 | 0 | 0 | 0 | 0 | 0 | 0 | 0 | 0 | 0 | 0 | 0 | 0
F8_Industrial_Industrial - WA_New_Space Heating_Natural Gas_Gas Furnace - Tube Inserts_A_Achievable Economic UCT Potential | F8 | Industrial | Industrial - WA | New | Space Heating | Natural Gas | Gas Furnace - Tube Inserts | A | Incremental Summer Peak Savings (MW) | Achievable Economic UCT Potential | 0 | 0 | 0 | 0 | 0 | 0 | 0 | 0 | 0 | 0 | 0 | 0 | 0 | 0 | 0 | 0 | 0 | 0 | 0 | 0 | 0 | 0 | 0 | 0 | 0 | 0 | 0
F9_Industrial_Industrial - WA_New_Space Heating_Natural Gas_Gas Furnace - Tube Inserts_A_Achievable Economic UCT Potential | F9 | Industrial | Industrial - WA | New | Space Heating | Natural Gas | Gas Furnace - Tube Inserts | A | Incremental Winter Peak Savings (MW) | Achievable Economic UCT Potential | 0 | 0 | 0 | 0 | 0 | 0 | 0 | 0 | 0 | 0 | 0 | 0 | 0 | 0 | 0 | 0 | 0 | 0 | 0 | 0 | 0 | 0 | 0 | 0 | 0 | 0 | 0
F10_Industrial_Industrial - WA_New_Space Heating_Natural Gas_Gas Furnace - Tube Inserts_A_Achievable Economic UCT Potential | F10 | Industrial | Industrial - WA | New | Space Heating | Natural Gas | Gas Furnace - Tube Inserts | A | Cumulative Energy Savings (MWh or mTherms) | Achievable Economic UCT Potential | 0 | 0 | 0 | 0 | 0 | 0 | 0 | 0 | 0 | 0 | 0 | 0 | 0 | 0 | 0 | 0 | 0 | 0 | 0 | 0 | 0 | 0 | 0 | 0 | 0 | 0 | 0
F11_Industrial_Industrial - WA_New_Space Heating_Natural Gas_Gas Furnace - Tube Inserts_A_Achievable Economic UCT Potential | F11 | Industrial | Industrial - WA | New | Space Heating | Natural Gas | Gas Furnace - Tube Inserts | A | Cumulative Summer Peak Savings (MW) | Achievable Economic UCT Potential | 0 | 0 | 0 | 0 | 0 | 0 | 0 | 0 | 0 | 0 | 0 | 0 | 0 | 0 | 0 | 0 | 0 | 0 | 0 | 0 | 0 | 0 | 0 | 0 | 0 | 0 | 0
F12_Industrial_Industrial - WA_New_Space Heating_Natural Gas_Gas Furnace - Tube Inserts_A_Achievable Economic UCT Potential | F12 | Industrial | Industrial - WA | New | Space Heating | Natural Gas | Gas Furnace - Tube Inserts | A | Cumulative Winter Peak Savings (MW) | Achievable Economic UCT Potential | 0 | 0 | 0 | 0 | 0 | 0 | 0 | 0 | 0 | 0 | 0 | 0 | 0 | 0 | 0 | 0 | 0 | 0 | 0 | 0 | 0 | 0 | 0 | 0 | 0 | 0 | 0
F13_Industrial_Industrial - WA_New_Space Heating_Natural Gas_Gas Furnace - Tube Inserts_A_Achievable Economic UCT Potential | F13 | Industrial | Industrial - WA | New | Space Heating | Natural Gas | Gas Furnace - Tube Inserts | A | Purchases (Incremental) | Achievable Economic UCT Potential | 0 | 0 | 0 | 0 | 0 | 0 | 0 | 0 | 0 | 0 | 0 | 0 | 0 | 0 | 0 | 0 | 0 | 0 | 0 | 0 | 0 | 0 | 0 | 0 | 0 | 0 | 0
F14_Industrial_Industrial - WA_New_Space Heating_Natural Gas_Gas Furnace - Tube Inserts_A_Achievable Economic UCT Potential | F14 | Industrial | Industrial - WA | New | Space Heating | Natural Gas | Gas Furnace - Tube Inserts | A | Purchases (Cumulative) | Achievable Economic UCT Potential | 0 | 0 | 0 | 0 | 0 | 0 | 0 | 0 | 0 | 0 | 0 | 0 | 0 | 0 | 0 | 0 | 0 | 0 | 0 | 0 | 0 | 0 | 0 | 0 | 0 | 0 | 0
F1_Industrial_Industrial - WA_New_Space Heating_Natural Gas_Gas Boiler - Burner Control Optimization_A_Achievable Economic UCT Potential | F1 | Industrial | Industrial - WA | New | Space Heating | Natural Gas | Gas Boiler - Burner Control Optimization | A | Original Unit Energy Savings (kWh or therms) | Achievable Economic UCT Potential | 0 | 0 | 0.26748 | 0.26748 | 0.26748 | 0.26748 | 0.26748 | 0.26748 | 0.26748 | 0.26748 | 0.26748 | 0.26748 | 0.26748 | 0.26748 | 0.26748 | 0.26748 | 0.26748 | 0.26748 | 0.26748 | 0.26748 | 0.26748 | 0.26748 | 0.26748 | 0.26748 | 0.26748 | 0.26748 | 0.26748
F2_Industrial_Industrial - WA_New_Space Heating_Natural Gas_Gas Boiler - Burner Control Optimization_A_Achievable Economic UCT Potential | F2 | Industrial | Industrial - WA | New | Space Heating | Natural Gas | Gas Boiler - Burner Control Optimization | A | Original Unit Summer Peak Savings (kW) | Achievable Economic UCT Potential | 0 | 0 | 0 | 0 | 0 | 0 | 0 | 0 | 0 | 0 | 0 | 0 | 0 | 0 | 0 | 0 | 0 | 0 | 0 | 0 | 0 | 0 | 0 | 0 | 0 | 0 | 0
F3_Industrial_Industrial - WA_New_Space Heating_Natural Gas_Gas Boiler - Burner Control Optimization_A_Achievable Economic UCT Potential | F3 | Industrial | Industrial - WA | New | Space Heating | Natural Gas | Gas Boiler - Burner Control Optimization | A | Original Unit Winter Peak Savings (kW) | Achievable Economic UCT Potential | 0 | 0 | 0 | 0 | 0 | 0 | 0 | 0 | 0 | 0 | 0 | 0 | 0 | 0 | 0 | 0 | 0 | 0 | 0 | 0 | 0 | 0 | 0 | 0 | 0 | 0 | 0
F4_Industrial_Industrial - WA_New_Space Heating_Natural Gas_Gas Boiler - Burner Control Optimization_A_Achievable Economic UCT Potential | F4 | Industrial | Industrial - WA | New | Space Heating | Natural Gas | Gas Boiler - Burner Control Optimization | A | Standalone Impact on Baseline Energy (%) | Achievable Economic UCT Potential | 0 | 0 | 1.5858e-05 | 3.7129e-05 | 8.1626e-05 | 0.00016073 | 0.00028676 | 0.00046064 | 0.00067815 | 0.00092652 | 0.0011866 | 0.0014372 | 0.0016593 | 0.0018396 | 0.001972 | 0.0020571 | 0.0021005 | 0.0021104 | 0.0020957 | 0.0020653 | 0.0020213 | 0.0019696 | 0.001916 | 0.0018659 | 0.0018192 | 0.0017754 | 0.0017343
F5_Industrial_Industrial - WA_New_Space Heating_Natural Gas_Gas Boiler - Burner Control Optimization_A_Achievable Economic UCT Potential | F5 | Industrial | Industrial - WA | New | Space Heating | Natural Gas | Gas Boiler - Burner Control Optimization | A | Standalone Impact on Baseline Summer Peak (%) | Achievable Economic UCT Potential | 0 | 0 | 0 | 0 | 0 | 0 | 0 | 0 | 0 | 0 | 0 | 0 | 0 | 0 | 0 | 0 | 0 | 0 | 0 | 0 | 0 | 0 | 0 | 0 | 0 | 0 | 0
F6_Industrial_Industrial - WA_New_Space Heating_Natural Gas_Gas Boiler - Burner Control Optimization_A_Achievable Economic UCT Potential | F6 | Industrial | Industrial - WA | New | Space Heating | Natural Gas | Gas Boiler - Burner Control Optimization | A | Standalone Impact on Baseline Winter Peak (%) | Achievable Economic UCT Potential | 0 | 0 | 0 | 0 | 0 | 0 | 0 | 0 | 0 | 0 | 0 | 0 | 0 | 0 | 0 | 0 | 0 | 0 | 0 | 0 | 0 | 0 | 0 | 0 | 0 | 0 | 0
F7_Industrial_Industrial - WA_New_Space Heating_Natural Gas_Gas Boiler - Burner Control Optimization_A_Achievable Economic UCT Potential | F7 | Industrial | Industrial - WA | New | Space Heating | Natural Gas | Gas Boiler - Burner Control Optimization | A | Incremental Energy Savings (MWh or mTherms) | Achievable Economic UCT Potential | 0 | 0 | 0.00025537 | 0.0005346 | 0.0012785 | 0.0025346 | 0.0042615 | 0.0064047 | 0.0087003 | 0.01078 | 0.012276 | 0.012931 | 0.01267 | 0.011603 | 0.0099741 | 0.0080778 | 0.0061839 | 0.0044883 | 0.0030968 | 0.0020361 | 0.0010232 | 0.00035715 | 0 | 0 | 0 | 0 | 0
F8_Industrial_Industrial - WA_New_Space Heating_Natural Gas_Gas Boiler - Burner Control Optimization_A_Achievable Economic UCT Potential | F8 | Industrial | Industrial - WA | New | Space Heating | Natural Gas | Gas Boiler - Burner Control Optimization | A | Incremental Summer Peak Savings (MW) | Achievable Economic UCT Potential | 0 | 0 | 0 | 0 | 0 | 0 | 0 | 0 | 0 | 0 | 0 | 0 | 0 | 0 | 0 | 0 | 0 | 0 | 0 | 0 | 0 | 0 | 0 | 0 | 0 | 0 | 0
F9_Industrial_Industrial - WA_New_Space Heating_Natural Gas_Gas Boiler - Burner Control Optimization_A_Achievable Economic UCT Potential | F9 | Industrial | Industrial - WA | New | Space Heating | Natural Gas | Gas Boiler - Burner Control Optimization | A | Incremental Winter Peak Savings (MW) | Achievable Economic UCT Potential | 0 | 0 | 0 | 0 | 0 | 0 | 0 | 0 | 0 | 0 | 0 | 0 | 0 | 0 | 0 | 0 | 0 | 0 | 0 | 0 | 0 | 0 | 0 | 0 | 0 | 0 | 0
F10_Industrial_Industrial - WA_New_Space Heating_Natural Gas_Gas Boiler - Burner Control Optimization_A_Achievable Economic UCT Potential | F10 | Industrial | Industrial - WA | New | Space Heating | Natural Gas | Gas Boiler - Burner Control Optimization | A | Cumulative Energy Savings (MWh or mTherms) | Achievable Economic UCT Potential | 0 | 0 | 0.00025537 | 0.00078997 | 0.0020685 | 0.0046031 | 0.0088646 | 0.015269 | 0.02397 | 0.03475 | 0.047025 | 0.059956 | 0.072625 | 0.084229 | 0.094203 | 0.10228 | 0.10846 | 0.11295 | 0.11605 | 0.11809 | 0.11911 | 0.11947 | 0.11947 | 0.11947 | 0.11947 | 0.11947 | 0.11947
F11_Industrial_Industrial - WA_New_Space Heating_Natural Gas_Gas Boiler - Burner Control Optimization_A_Achievable Economic UCT Potential | F11 | Industrial | Industrial - WA | New | Space Heating | Natural Gas | Gas Boiler - Burner Control Optimization | A | Cumulative Summer Peak Savings (MW) | Achievable Economic UCT Potential | 0 | 0 | 0 | 0 | 0 | 0 | 0 | 0 | 0 | 0 | 0 | 0 | 0 | 0 | 0 | 0 | 0 | 0 | 0 | 0 | 0 | 0 | 0 | 0 | 0 | 0 | 0
F12_Industrial_Industrial - WA_New_Space Heating_Natural Gas_Gas Boiler - Burner Control Optimization_A_Achievable Economic UCT Potential | F12 | Industrial | Industrial - WA | New | Space Heating | Natural Gas | Gas Boiler - Burner Control Optimization | A | Cumulative Winter Peak Savings (MW) | Achievable Economic UCT Potential | 0 | 0 | 0 | 0 | 0 | 0 | 0 | 0 | 0 | 0 | 0 | 0 | 0 | 0 | 0 | 0 | 0 | 0 | 0 | 0 | 0 | 0 | 0 | 0 | 0 | 0 | 0
F13_Industrial_Industrial - WA_New_Space Heating_Natural Gas_Gas Boiler - Burner Control Optimization_A_Achievable Economic UCT Potential | F13 | Industrial | Industrial - WA | New | Space Heating | Natural Gas | Gas Boiler - Burner Control Optimization | A | Purchases (Incremental) | Achievable Economic UCT Potential | 0 | 0 | 0.95473 | 1.9986 | 4.7798 | 9.4759 | 15.9319 | 23.9447 | 32.527 | 40.3015 | 45.893 | 48.3424 | 47.3669 | 43.3792 | 37.2892 | 30.1995 | 23.1191 | 16.78 | 11.5777 | 7.6122 | 3.8252 | 1.3352 | 0 | 0 | 0 | 0 | 0
F14_Industrial_Industrial - WA_New_Space Heating_Natural Gas_Gas Boiler - Burner Control Optimization_A_Achievable Economic UCT Potential | F14 | Industrial | Industrial - WA | New | Space Heating | Natural Gas | Gas Boiler - Burner Control Optimization | A | Purchases (Cumulative) | Achievable Economic UCT Potential | 0 | 0 | 0.95473 | 2.9534 | 7.7332 | 17.2091 | 33.1411 | 57.0858 | 89.6127 | 129.9142 | 175.8072 | 224.1496 | 271.5165 | 314.8957 | 352.1849 | 382.3844 | 405.5035 | 422.2835 | 433.8612 | 441.4734 | 445.2986 | 446.6339 | 446.6339 | 446.6339 | 446.6339 | 446.6339 | 446.6339
F1_Industrial_Industrial - WA_New_Space Heating_Natural Gas_Gas Boiler - High Turndown Burner_A_Achievable Economic UCT Potential | F1 | Industrial | Industrial - WA | New | Space Heating | Natural Gas | Gas Boiler - High Turndown Burner | A | Original Unit Energy Savings (kWh or therms) | Achievable Economic UCT Potential | 0 | 0 | 0.92235 | 0.92235 | 0.92235 | 0.92235 | 0.92235 | 0.92235 | 0.92235 | 0.92235 | 0.92235 | 0.92235 | 0.92235 | 0.92235 | 0.92235 | 0.92235 | 0.92235 | 0.92235 | 0.92235 | 0.92235 | 0.92235 | 0.92235 | 0.92235 | 0.92235 | 0.92235 | 0.92235 | 0.92235
F2_Industrial_Industrial - WA_New_Space Heating_Natural Gas_Gas Boiler - High Turndown Burner_A_Achievable Economic UCT Potential | F2 | Industrial | Industrial - WA | New | Space Heating | Natural Gas | Gas Boiler - High Turndown Burner | A | Original Unit Summer Peak Savings (kW) | Achievable Economic UCT Potential | 0 | 0 | 0 | 0 | 0 | 0 | 0 | 0 | 0 | 0 | 0 | 0 | 0 | 0 | 0 | 0 | 0 | 0 | 0 | 0 | 0 | 0 | 0 | 0 | 0 | 0 | 0
F3_Industrial_Industrial - WA_New_Space Heating_Natural Gas_Gas Boiler - High Turndown Burner_A_Achievable Economic UCT Potential | F3 | Industrial | Industrial - WA | New | Space Heating | Natural Gas | Gas Boiler - High Turndown Burner | A | Original Unit Winter Peak Savings (kW) | Achievable Economic UCT Potential | 0 | 0 | 0 | 0 | 0 | 0 | 0 | 0 | 0 | 0 | 0 | 0 | 0 | 0 | 0 | 0 | 0 | 0 | 0 | 0 | 0 | 0 | 0 | 0 | 0 | 0 | 0
F4_Industrial_Industrial - WA_New_Space Heating_Natural Gas_Gas Boiler - High Turndown Burner_A_Achievable Economic UCT Potential | F4 | Industrial | Industrial - WA | New | Space Heating | Natural Gas | Gas Boiler - High Turndown Burner | A | Standalone Impact on Baseline Energy (%) | Achievable Economic UCT Potential | 0 | 0 | 0 | 0 | 0 | 0 | 0 | 0 | 0 | 0 | 0 | 0 | 0 | 0 | 0 | 0 | 0 | 0 | 0 | 0 | 0 | 0 | 0 | 0 | 0 | 0 | 0
F5_Industrial_Industrial - WA_New_Space Heating_Natural Gas_Gas Boiler - High Turndown Burner_A_Achievable Economic UCT Potential | F5 | Industrial | Industrial - WA | New | Space Heating | Natural Gas | Gas Boiler - High Turndown Burner | A | Standalone Impact on Baseline Summer Peak (%) | Achievable Economic UCT Potential | 0 | 0 | 0 | 0 | 0 | 0 | 0 | 0 | 0 | 0 | 0 | 0 | 0 | 0 | 0 | 0 | 0 | 0 | 0 | 0 | 0 | 0 | 0 | 0 | 0 | 0 | 0
F6_Industrial_Industrial - WA_New_Space Heating_Natural Gas_Gas Boiler - High Turndown Burner_A_Achievable Economic UCT Potential | F6 | Industrial | Industrial - WA | New | Space Heating | Natural Gas | Gas Boiler - High Turndown Burner | A | Standalone Impact on Baseline Winter Peak (%) | Achievable Economic UCT Potential | 0 | 0 | 0 | 0 | 0 | 0 | 0 | 0 | 0 | 0 | 0 | 0 | 0 | 0 | 0 | 0 | 0 | 0 | 0 | 0 | 0 | 0 | 0 | 0 | 0 | 0 | 0
F7_Industrial_Industrial - WA_New_Space Heating_Natural Gas_Gas Boiler - High Turndown Burner_A_Achievable Economic UCT Potential | F7 | Industrial | Industrial - WA | New | Space Heating | Natural Gas | Gas Boiler - High Turndown Burner | A | Incremental Energy Savings (MWh or mTherms) | Achievable Economic UCT Potential | 0 | 0 | 0 | 0 | 0 | 0 | 0 | 0 | 0 | 0 | 0 | 0 | 0 | 0 | 0 | 0 | 0 | 0 | 0 | 0 | 0 | 0 | 0 | 0 | 0 | 0 | 0
F8_Industrial_Industrial - WA_New_Space Heating_Natural Gas_Gas Boiler - High Turndown Burner_A_Achievable Economic UCT Potential | F8 | Industrial | Industrial - WA | New | Space Heating | Natural Gas | Gas Boiler - High Turndown Burner | A | Incremental Summer Peak Savings (MW) | Achievable Economic UCT Potential | 0 | 0 | 0 | 0 | 0 | 0 | 0 | 0 | 0 | 0 | 0 | 0 | 0 | 0 | 0 | 0 | 0 | 0 | 0 | 0 | 0 | 0 | 0 | 0 | 0 | 0 | 0
F9_Industrial_Industrial - WA_New_Space Heating_Natural Gas_Gas Boiler - High Turndown Burner_A_Achievable Economic UCT Potential | F9 | Industrial | Industrial - WA | New | Space Heating | Natural Gas | Gas Boiler - High Turndown Burner | A | Incremental Winter Peak Savings (MW) | Achievable Economic UCT Potential | 0 | 0 | 0 | 0 | 0 | 0 | 0 | 0 | 0 | 0 | 0 | 0 | 0 | 0 | 0 | 0 | 0 | 0 | 0 | 0 | 0 | 0 | 0 | 0 | 0 | 0 | 0
F10_Industrial_Industrial - WA_New_Space Heating_Natural Gas_Gas Boiler - High Turndown Burner_A_Achievable Economic UCT Potential | F10 | Industrial | Industrial - WA | New | Space Heating | Natural Gas | Gas Boiler - High Turndown Burner | A | Cumulative Energy Savings (MWh or mTherms) | Achievable Economic UCT Potential | 0 | 0 | 0 | 0 | 0 | 0 | 0 | 0 | 0 | 0 | 0 | 0 | 0 | 0 | 0 | 0 | 0 | 0 | 0 | 0 | 0 | 0 | 0 | 0 | 0 | 0 | 0
F11_Industrial_Industrial - WA_New_Space Heating_Natural Gas_Gas Boiler - High Turndown Burner_A_Achievable Economic UCT Potential | F11 | Industrial | Industrial - WA | New | Space Heating | Natural Gas | Gas Boiler - High Turndown Burner | A | Cumulative Summer Peak Savings (MW) | Achievable Economic UCT Potential | 0 | 0 | 0 | 0 | 0 | 0 | 0 | 0 | 0 | 0 | 0 | 0 | 0 | 0 | 0 | 0 | 0 | 0 | 0 | 0 | 0 | 0 | 0 | 0 | 0 | 0 | 0
F12_Industrial_Industrial - WA_New_Space Heating_Natural Gas_Gas Boiler - High Turndown Burner_A_Achievable Economic UCT Potential | F12 | Industrial | Industrial - WA | New | Space Heating | Natural Gas | Gas Boiler - High Turndown Burner | A | Cumulative Winter Peak Savings (MW) | Achievable Economic UCT Potential | 0 | 0 | 0 | 0 | 0 | 0 | 0 | 0 | 0 | 0 | 0 | 0 | 0 | 0 | 0 | 0 | 0 | 0 | 0 | 0 | 0 | 0 | 0 | 0 | 0 | 0 | 0
F13_Industrial_Industrial - WA_New_Space Heating_Natural Gas_Gas Boiler - High Turndown Burner_A_Achievable Economic UCT Potential | F13 | Industrial | Industrial - WA | New | Space Heating | Natural Gas | Gas Boiler - High Turndown Burner | A | Purchases (Incremental) | Achievable Economic UCT Potential | 0 | 0 | 0 | 0 | 0 | 0 | 0 | 0 | 0 | 0 | 0 | 0 | 0 | 0 | 0 | 0 | 0 | 0 | 0 | 0 | 0 | 0 | 0 | 0 | 0 | 0 | 0
F14_Industrial_Industrial - WA_New_Space Heating_Natural Gas_Gas Boiler - High Turndown Burner_A_Achievable Economic UCT Potential | F14 | Industrial | Industrial - WA | New | Space Heating | Natural Gas | Gas Boiler - High Turndown Burner | A | Purchases (Cumulative) | Achievable Economic UCT Potential | 0 | 0 | 0 | 0 | 0 | 0 | 0 | 0 | 0 | 0 | 0 | 0 | 0 | 0 | 0 | 0 | 0 | 0 | 0 | 0 | 0 | 0 | 0 | 0 | 0 | 0 | 0
F1_Industrial_Industrial - WA_New_Space Heating_Natural Gas_Gas Boiler - Hot Water Reset_A_Achievable Economic UCT Potential | F1 | Industrial | Industrial - WA | New | Space Heating | Natural Gas | Gas Boiler - Hot Water Reset | A | Original Unit Energy Savings (kWh or therms) | Achievable Economic UCT Potential | 0 | 0 | 983.8371 | 983.8371 | 983.8371 | 983.8371 | 983.8371 | 983.8371 | 983.8371 | 983.8371 | 983.8371 | 983.8371 | 983.8371 | 983.8371 | 983.8371 | 983.8371 | 983.8371 | 983.8371 | 983.8371 | 983.8371 | 983.8371 | 983.8371 | 983.8371 | 983.8371 | 983.8371 | 983.8371 | 983.8371
F2_Industrial_Industrial - WA_New_Space Heating_Natural Gas_Gas Boiler - Hot Water Reset_A_Achievable Economic UCT Potential | F2 | Industrial | Industrial - WA | New | Space Heating | Natural Gas | Gas Boiler - Hot Water Reset | A | Original Unit Summer Peak Savings (kW) | Achievable Economic UCT Potential | 0 | 0 | 0 | 0 | 0 | 0 | 0 | 0 | 0 | 0 | 0 | 0 | 0 | 0 | 0 | 0 | 0 | 0 | 0 | 0 | 0 | 0 | 0 | 0 | 0 | 0 | 0
F3_Industrial_Industrial - WA_New_Space Heating_Natural Gas_Gas Boiler - Hot Water Reset_A_Achievable Economic UCT Potential | F3 | Industrial | Industrial - WA | New | Space Heating | Natural Gas | Gas Boiler - Hot Water Reset | A | Original Unit Winter Peak Savings (kW) | Achievable Economic UCT Potential | 0 | 0 | 0 | 0 | 0 | 0 | 0 | 0 | 0 | 0 | 0 | 0 | 0 | 0 | 0 | 0 | 0 | 0 | 0 | 0 | 0 | 0 | 0 | 0 | 0 | 0 | 0
F4_Industrial_Industrial - WA_New_Space Heating_Natural Gas_Gas Boiler - Hot Water Reset_A_Achievable Economic UCT Potential | F4 | Industrial | Industrial - WA | New | Space Heating | Natural Gas | Gas Boiler - Hot Water Reset | A | Standalone Impact on Baseline Energy (%) | Achievable Economic UCT Potential | 0 | 0 | 0 | 0 | 0 | 0 | 0 | 0 | 0 | 0 | 0 | 0 | 0 | 0 | 0 | 0 | 0 | 0 | 0 | 0 | 0 | 0 | 0 | 0 | 0 | 0 | 0
F5_Industrial_Industrial - WA_New_Space Heating_Natural Gas_Gas Boiler - Hot Water Reset_A_Achievable Economic UCT Potential | F5 | Industrial | Industrial - WA | New | Space Heating | Natural Gas | Gas Boiler - Hot Water Reset | A | Standalone Impact on Baseline Summer Peak (%) | Achievable Economic UCT Potential | 0 | 0 | 0 | 0 | 0 | 0 | 0 | 0 | 0 | 0 | 0 | 0 | 0 | 0 | 0 | 0 | 0 | 0 | 0 | 0 | 0 | 0 | 0 | 0 | 0 | 0 | 0
F6_Industrial_Industrial - WA_New_Space Heating_Natural Gas_Gas Boiler - Hot Water Reset_A_Achievable Economic UCT Potential | F6 | Industrial | Industrial - WA | New | Space Heating | Natural Gas | Gas Boiler - Hot Water Reset | A | Standalone Impact on Baseline Winter Peak (%) | Achievable Economic UCT Potential | 0 | 0 | 0 | 0 | 0 | 0 | 0 | 0 | 0 | 0 | 0 | 0 | 0 | 0 | 0 | 0 | 0 | 0 | 0 | 0 | 0 | 0 | 0 | 0 | 0 | 0 | 0
F7_Industrial_Industrial - WA_New_Space Heating_Natural Gas_Gas Boiler - Hot Water Reset_A_Achievable Economic UCT Potential | F7 | Industrial | Industrial - WA | New | Space Heating | Natural Gas | Gas Boiler - Hot Water Reset | A | Incremental Energy Savings (MWh or mTherms) | Achievable Economic UCT Potential | 0 | 0 | 0 | 0 | 0 | 0 | 0 | 0 | 0 | 0 | 0 | 0 | 0 | 0 | 0 | 0 | 0 | 0 | 0 | 0 | 0 | 0 | 0 | 0 | 0 | 0 | 0
F8_Industrial_Industrial - WA_New_Space Heating_Natural Gas_Gas Boiler - Hot Water Reset_A_Achievable Economic UCT Potential | F8 | Industrial | Industrial - WA | New | Space Heating | Natural Gas | Gas Boiler - Hot Water Reset | A | Incremental Summer Peak Savings (MW) | Achievable Economic UCT Potential | 0 | 0 | 0 | 0 | 0 | 0 | 0 | 0 | 0 | 0 | 0 | 0 | 0 | 0 | 0 | 0 | 0 | 0 | 0 | 0 | 0 | 0 | 0 | 0 | 0 | 0 | 0
F9_Industrial_Industrial - WA_New_Space Heating_Natural Gas_Gas Boiler - Hot Water Reset_A_Achievable Economic UCT Potential | F9 | Industrial | Industrial - WA | New | Space Heating | Natural Gas | Gas Boiler - Hot Water Reset | A | Incremental Winter Peak Savings (MW) | Achievable Economic UCT Potential | 0 | 0 | 0 | 0 | 0 | 0 | 0 | 0 | 0 | 0 | 0 | 0 | 0 | 0 | 0 | 0 | 0 | 0 | 0 | 0 | 0 | 0 | 0 | 0 | 0 | 0 | 0
F10_Industrial_Industrial - WA_New_Space Heating_Natural Gas_Gas Boiler - Hot Water Reset_A_Achievable Economic UCT Potential | F10 | Industrial | Industrial - WA | New | Space Heating | Natural Gas | Gas Boiler - Hot Water Reset | A | Cumulative Energy Savings (MWh or mTherms) | Achievable Economic UCT Potential | 0 | 0 | 0 | 0 | 0 | 0 | 0 | 0 | 0 | 0 | 0 | 0 | 0 | 0 | 0 | 0 | 0 | 0 | 0 | 0 | 0 | 0 | 0 | 0 | 0 | 0 | 0
F11_Industrial_Industrial - WA_New_Space Heating_Natural Gas_Gas Boiler - Hot Water Reset_A_Achievable Economic UCT Potential | F11 | Industrial | Industrial - WA | New | Space Heating | Natural Gas | Gas Boiler - Hot Water Reset | A | Cumulative Summer Peak Savings (MW) | Achievable Economic UCT Potential | 0 | 0 | 0 | 0 | 0 | 0 | 0 | 0 | 0 | 0 | 0 | 0 | 0 | 0 | 0 | 0 | 0 | 0 | 0 | 0 | 0 | 0 | 0 | 0 | 0 | 0 | 0
F12_Industrial_Industrial - WA_New_Space Heating_Natural Gas_Gas Boiler - Hot Water Reset_A_Achievable Economic UCT Potential | F12 | Industrial | Industrial - WA | New | Space Heating | Natural Gas | Gas Boiler - Hot Water Reset | A | Cumulative Winter Peak Savings (MW) | Achievable Economic UCT Potential | 0 | 0 | 0 | 0 | 0 | 0 | 0 | 0 | 0 | 0 | 0 | 0 | 0 | 0 | 0 | 0 | 0 | 0 | 0 | 0 | 0 | 0 | 0 | 0 | 0 | 0 | 0
F13_Industrial_Industrial - WA_New_Space Heating_Natural Gas_Gas Boiler - Hot Water Reset_A_Achievable Economic UCT Potential | F13 | Industrial | Industrial - WA | New | Space Heating | Natural Gas | Gas Boiler - Hot Water Reset | A | Purchases (Incremental) | Achievable Economic UCT Potential | 0 | 0 | 0 | 0 | 0 | 0 | 0 | 0 | 0 | 0 | 0 | 0 | 0 | 0 | 0 | 0 | 0 | 0 | 0 | 0 | 0 | 0 | 0 | 0 | 0 | 0 | 0
F14_Industrial_Industrial - WA_New_Space Heating_Natural Gas_Gas Boiler - Hot Water Reset_A_Achievable Economic UCT Potential | F14 | Industrial | Industrial - WA | New | Space Heating | Natural Gas | Gas Boiler - Hot Water Reset | A | Purchases (Cumulative) | Achievable Economic UCT Potential | 0 | 0 | 0 | 0 | 0 | 0 | 0 | 0 | 0 | 0 | 0 | 0 | 0 | 0 | 0 | 0 | 0 | 0 | 0 | 0 | 0 | 0 | 0 | 0 | 0 | 0 | 0
F1_Industrial_Industrial - WA_New_Space Heating_Natural Gas_Gas Boiler - Insulate Hot Water Lines_A_Achievable Economic UCT Potential | F1 | Industrial | Industrial - WA | New | Space Heating | Natural Gas | Gas Boiler - Insulate Hot Water Lines | A | Original Unit Energy Savings (kWh or therms) | Achievable Economic UCT Potential | 0 | 0 | 4.4284 | 4.4284 | 4.4284 | 4.4284 | 4.4284 | 4.4284 | 4.4284 | 4.4284 | 4.4284 | 4.4284 | 4.4284 | 4.4284 | 4.4284 | 4.4284 | 4.4284 | 4.4284 | 4.4284 | 4.4284 | 4.4284 | 4.4284 | 4.4284 | 4.4284 | 4.4284 | 4.4284 | 4.4284
F2_Industrial_Industrial - WA_New_Space Heating_Natural Gas_Gas Boiler - Insulate Hot Water Lines_A_Achievable Economic UCT Potential | F2 | Industrial | Industrial - WA | New | Space Heating | Natural Gas | Gas Boiler - Insulate Hot Water Lines | A | Original Unit Summer Peak Savings (kW) | Achievable Economic UCT Potential | 0 | 0 | 0 | 0 | 0 | 0 | 0 | 0 | 0 | 0 | 0 | 0 | 0 | 0 | 0 | 0 | 0 | 0 | 0 | 0 | 0 | 0 | 0 | 0 | 0 | 0 | 0
F3_Industrial_Industrial - WA_New_Space Heating_Natural Gas_Gas Boiler - Insulate Hot Water Lines_A_Achievable Economic UCT Potential | F3 | Industrial | Industrial - WA | New | Space Heating | Natural Gas | Gas Boiler - Insulate Hot Water Lines | A | Original Unit Winter Peak Savings (kW) | Achievable Economic UCT Potential | 0 | 0 | 0 | 0 | 0 | 0 | 0 | 0 | 0 | 0 | 0 | 0 | 0 | 0 | 0 | 0 | 0 | 0 | 0 | 0 | 0 | 0 | 0 | 0 | 0 | 0 | 0
F4_Industrial_Industrial - WA_New_Space Heating_Natural Gas_Gas Boiler - Insulate Hot Water Lines_A_Achievable Economic UCT Potential | F4 | Industrial | Industrial - WA | New | Space Heating | Natural Gas | Gas Boiler - Insulate Hot Water Lines | A | Standalone Impact on Baseline Energy (%) | Achievable Economic UCT Potential | 0 | 0 | 0 | 0 | 0 | 0 | 0 | 0 | 0 | 0 | 0 | 0 | 0 | 0 | 0 | 0 | 0 | 0 | 0 | 0 | 0 | 0 | 0 | 0 | 0 | 0 | 0
F5_Industrial_Industrial - WA_New_Space Heating_Natural Gas_Gas Boiler - Insulate Hot Water Lines_A_Achievable Economic UCT Potential | F5 | Industrial | Industrial - WA | New | Space Heating | Natural Gas | Gas Boiler - Insulate Hot Water Lines | A | Standalone Impact on Baseline Summer Peak (%) | Achievable Economic UCT Potential | 0 | 0 | 0 | 0 | 0 | 0 | 0 | 0 | 0 | 0 | 0 | 0 | 0 | 0 | 0 | 0 | 0 | 0 | 0 | 0 | 0 | 0 | 0 | 0 | 0 | 0 | 0
F6_Industrial_Industrial - WA_New_Space Heating_Natural Gas_Gas Boiler - Insulate Hot Water Lines_A_Achievable Economic UCT Potential | F6 | Industrial | Industrial - WA | New | Space Heating | Natural Gas | Gas Boiler - Insulate Hot Water Lines | A | Standalone Impact on Baseline Winter Peak (%) | Achievable Economic UCT Potential | 0 | 0 | 0 | 0 | 0 | 0 | 0 | 0 | 0 | 0 | 0 | 0 | 0 | 0 | 0 | 0 | 0 | 0 | 0 | 0 | 0 | 0 | 0 | 0 | 0 | 0 | 0
F7_Industrial_Industrial - WA_New_Space Heating_Natural Gas_Gas Boiler - Insulate Hot Water Lines_A_Achievable Economic UCT Potential | F7 | Industrial | Industrial - WA | New | Space Heating | Natural Gas | Gas Boiler - Insulate Hot Water Lines | A | Incremental Energy Savings (MWh or mTherms) | Achievable Economic UCT Potential | 0 | 0 | 0 | 0 | 0 | 0 | 0 | 0 | 0 | 0 | 0 | 0 | 0 | 0 | 0 | 0 | 0 | 0 | 0 | 0 | 0 | 0 | 0 | 0 | 0 | 0 | 0
F8_Industrial_Industrial - WA_New_Space Heating_Natural Gas_Gas Boiler - Insulate Hot Water Lines_A_Achievable Economic UCT Potential | F8 | Industrial | Industrial - WA | New | Space Heating | Natural Gas | Gas Boiler - Insulate Hot Water Lines | A | Incremental Summer Peak Savings (MW) | Achievable Economic UCT Potential | 0 | 0 | 0 | 0 | 0 | 0 | 0 | 0 | 0 | 0 | 0 | 0 | 0 | 0 | 0 | 0 | 0 | 0 | 0 | 0 | 0 | 0 | 0 | 0 | 0 | 0 | 0
F9_Industrial_Industrial - WA_New_Space Heating_Natural Gas_Gas Boiler - Insulate Hot Water Lines_A_Achievable Economic UCT Potential | F9 | Industrial | Industrial - WA | New | Space Heating | Natural Gas | Gas Boiler - Insulate Hot Water Lines | A | Incremental Winter Peak Savings (MW) | Achievable Economic UCT Potential | 0 | 0 | 0 | 0 | 0 | 0 | 0 | 0 | 0 | 0 | 0 | 0 | 0 | 0 | 0 | 0 | 0 | 0 | 0 | 0 | 0 | 0 | 0 | 0 | 0 | 0 | 0
F10_Industrial_Industrial - WA_New_Space Heating_Natural Gas_Gas Boiler - Insulate Hot Water Lines_A_Achievable Economic UCT Potential | F10 | Industrial | Industrial - WA | New | Space Heating | Natural Gas | Gas Boiler - Insulate Hot Water Lines | A | Cumulative Energy Savings (MWh or mTherms) | Achievable Economic UCT Potential | 0 | 0 | 0 | 0 | 0 | 0 | 0 | 0 | 0 | 0 | 0 | 0 | 0 | 0 | 0 | 0 | 0 | 0 | 0 | 0 | 0 | 0 | 0 | 0 | 0 | 0 | 0
F11_Industrial_Industrial - WA_New_Space Heating_Natural Gas_Gas Boiler - Insulate Hot Water Lines_A_Achievable Economic UCT Potential | F11 | Industrial | Industrial - WA | New | Space Heating | Natural Gas | Gas Boiler - Insulate Hot Water Lines | A | Cumulative Summer Peak Savings (MW) | Achievable Economic UCT Potential | 0 | 0 | 0 | 0 | 0 | 0 | 0 | 0 | 0 | 0 | 0 | 0 | 0 | 0 | 0 | 0 | 0 | 0 | 0 | 0 | 0 | 0 | 0 | 0 | 0 | 0 | 0
F12_Industrial_Industrial - WA_New_Space Heating_Natural Gas_Gas Boiler - Insulate Hot Water Lines_A_Achievable Economic UCT Potential | F12 | Industrial | Industrial - WA | New | Space Heating | Natural Gas | Gas Boiler - Insulate Hot Water Lines | A | Cumulative Winter Peak Savings (MW) | Achievable Economic UCT Potential | 0 | 0 | 0 | 0 | 0 | 0 | 0 | 0 | 0 | 0 | 0 | 0 | 0 | 0 | 0 | 0 | 0 | 0 | 0 | 0 | 0 | 0 | 0 | 0 | 0 | 0 | 0
F13_Industrial_Industrial - WA_New_Space Heating_Natural Gas_Gas Boiler - Insulate Hot Water Lines_A_Achievable Economic UCT Potential | F13 | Industrial | Industrial - WA | New | Space Heating | Natural Gas | Gas Boiler - Insulate Hot Water Lines | A | Purchases (Incremental) | Achievable Economic UCT Potential | 0 | 0 | 0 | 0 | 0 | 0 | 0 | 0 | 0 | 0 | 0 | 0 | 0 | 0 | 0 | 0 | 0 | 0 | 0 | 0 | 0 | 0 | 0 | 0 | 0 | 0 | 0
F14_Industrial_Industrial - WA_New_Space Heating_Natural Gas_Gas Boiler - Insulate Hot Water Lines_A_Achievable Economic UCT Potential | F14 | Industrial | Industrial - WA | New | Space Heating | Natural Gas | Gas Boiler - Insulate Hot Water Lines | A | Purchases (Cumulative) | Achievable Economic UCT Potential | 0 | 0 | 0 | 0 | 0 | 0 | 0 | 0 | 0 | 0 | 0 | 0 | 0 | 0 | 0 | 0 | 0 | 0 | 0 | 0 | 0 | 0 | 0 | 0 | 0 | 0 | 0
F1_Industrial_Industrial - WA_New_Space Heating_Natural Gas_Gas Boiler - Insulate Steam Lines/Condensate Tank_A_Achievable Economic UCT Potential | F1 | Industrial | Industrial - WA | New | Space Heating | Natural Gas | Gas Boiler - Insulate Steam Lines/Condensate Tank | A | Original Unit Energy Savings (kWh or therms) | Achievable Economic UCT Potential | 0 | 0 | 6.6149 | 6.6149 | 6.6149 | 6.6149 | 6.6149 | 6.6149 | 6.6149 | 6.6149 | 6.6149 | 6.6149 | 6.6149 | 6.6149 | 6.6149 | 6.6149 | 6.6149 | 6.6149 | 6.6149 | 6.6149 | 6.6149 | 6.6149 | 6.6149 | 6.6149 | 6.6149 | 6.6149 | 6.6149
F2_Industrial_Industrial - WA_New_Space Heating_Natural Gas_Gas Boiler - Insulate Steam Lines/Condensate Tank_A_Achievable Economic UCT Potential | F2 | Industrial | Industrial - WA | New | Space Heating | Natural Gas | Gas Boiler - Insulate Steam Lines/Condensate Tank | A | Original Unit Summer Peak Savings (kW) | Achievable Economic UCT Potential | 0 | 0 | 0 | 0 | 0 | 0 | 0 | 0 | 0 | 0 | 0 | 0 | 0 | 0 | 0 | 0 | 0 | 0 | 0 | 0 | 0 | 0 | 0 | 0 | 0 | 0 | 0
F3_Industrial_Industrial - WA_New_Space Heating_Natural Gas_Gas Boiler - Insulate Steam Lines/Condensate Tank_A_Achievable Economic UCT Potential | F3 | Industrial | Industrial - WA | New | Space Heating | Natural Gas | Gas Boiler - Insulate Steam Lines/Condensate Tank | A | Original Unit Winter Peak Savings (kW) | Achievable Economic UCT Potential | 0 | 0 | 0 | 0 | 0 | 0 | 0 | 0 | 0 | 0 | 0 | 0 | 0 | 0 | 0 | 0 | 0 | 0 | 0 | 0 | 0 | 0 | 0 | 0 | 0 | 0 | 0
F4_Industrial_Industrial - WA_New_Space Heating_Natural Gas_Gas Boiler - Insulate Steam Lines/Condensate Tank_A_Achievable Economic UCT Potential | F4 | Industrial | Industrial - WA | New | Space Heating | Natural Gas | Gas Boiler - Insulate Steam Lines/Condensate Tank | A | Standalone Impact on Baseline Energy (%) | Achievable Economic UCT Potential | 0 | 0 | 0 | 0 | 0 | 0 | 0 | 0 | 0 | 0 | 0 | 0 | 0 | 0 | 0 | 0 | 0 | 0 | 0 | 0 | 0 | 0 | 0 | 0 | 0 | 0 | 0
F5_Industrial_Industrial - WA_New_Space Heating_Natural Gas_Gas Boiler - Insulate Steam Lines/Condensate Tank_A_Achievable Economic UCT Potential | F5 | Industrial | Industrial - WA | New | Space Heating | Natural Gas | Gas Boiler - Insulate Steam Lines/Condensate Tank | A | Standalone Impact on Baseline Summer Peak (%) | Achievable Economic UCT Potential | 0 | 0 | 0 | 0 | 0 | 0 | 0 | 0 | 0 | 0 | 0 | 0 | 0 | 0 | 0 | 0 | 0 | 0 | 0 | 0 | 0 | 0 | 0 | 0 | 0 | 0 | 0
F6_Industrial_Industrial - WA_New_Space Heating_Natural Gas_Gas Boiler - Insulate Steam Lines/Condensate Tank_A_Achievable Economic UCT Potential | F6 | Industrial | Industrial - WA | New | Space Heating | Natural Gas | Gas Boiler - Insulate Steam Lines/Condensate Tank | A | Standalone Impact on Baseline Winter Peak (%) | Achievable Economic UCT Potential | 0 | 0 | 0 | 0 | 0 | 0 | 0 | 0 | 0 | 0 | 0 | 0 | 0 | 0 | 0 | 0 | 0 | 0 | 0 | 0 | 0 | 0 | 0 | 0 | 0 | 0 | 0
F7_Industrial_Industrial - WA_New_Space Heating_Natural Gas_Gas Boiler - Insulate Steam Lines/Condensate Tank_A_Achievable Economic UCT Potential | F7 | Industrial | Industrial - WA | New | Space Heating | Natural Gas | Gas Boiler - Insulate Steam Lines/Condensate Tank | A | Incremental Energy Savings (MWh or mTherms) | Achievable Economic UCT Potential | 0 | 0 | 0 | 0 | 0 | 0 | 0 | 0 | 0 | 0 | 0 | 0 | 0 | 0 | 0 | 0 | 0 | 0 | 0 | 0 | 0 | 0 | 0 | 0 | 0 | 0 | 0
F8_Industrial_Industrial - WA_New_Space Heating_Natural Gas_Gas Boiler - Insulate Steam Lines/Condensate Tank_A_Achievable Economic UCT Potential | F8 | Industrial | Industrial - WA | New | Space Heating | Natural Gas | Gas Boiler - Insulate Steam Lines/Condensate Tank | A | Incremental Summer Peak Savings (MW) | Achievable Economic UCT Potential | 0 | 0 | 0 | 0 | 0 | 0 | 0 | 0 | 0 | 0 | 0 | 0 | 0 | 0 | 0 | 0 | 0 | 0 | 0 | 0 | 0 | 0 | 0 | 0 | 0 | 0 | 0
F9_Industrial_Industrial - WA_New_Space Heating_Natural Gas_Gas Boiler - Insulate Steam Lines/Condensate Tank_A_Achievable Economic UCT Potential | F9 | Industrial | Industrial - WA | New | Space Heating | Natural Gas | Gas Boiler - Insulate Steam Lines/Condensate Tank | A | Incremental Winter Peak Savings (MW) | Achievable Economic UCT Potential | 0 | 0 | 0 | 0 | 0 | 0 | 0 | 0 | 0 | 0 | 0 | 0 | 0 | 0 | 0 | 0 | 0 | 0 | 0 | 0 | 0 | 0 | 0 | 0 | 0 | 0 | 0
F10_Industrial_Industrial - WA_New_Space Heating_Natural Gas_Gas Boiler - Insulate Steam Lines/Condensate Tank_A_Achievable Economic UCT Potential | F10 | Industrial | Industrial - WA | New | Space Heating | Natural Gas | Gas Boiler - Insulate Steam Lines/Condensate Tank | A | Cumulative Energy Savings (MWh or mTherms) | Achievable Economic UCT Potential | 0 | 0 | 0 | 0 | 0 | 0 | 0 | 0 | 0 | 0 | 0 | 0 | 0 | 0 | 0 | 0 | 0 | 0 | 0 | 0 | 0 | 0 | 0 | 0 | 0 | 0 | 0
F11_Industrial_Industrial - WA_New_Space Heating_Natural Gas_Gas Boiler - Insulate Steam Lines/Condensate Tank_A_Achievable Economic UCT Potential | F11 | Industrial | Industrial - WA | New | Space Heating | Natural Gas | Gas Boiler - Insulate Steam Lines/Condensate Tank | A | Cumulative Summer Peak Savings (MW) | Achievable Economic UCT Potential | 0 | 0 | 0 | 0 | 0 | 0 | 0 | 0 | 0 | 0 | 0 | 0 | 0 | 0 | 0 | 0 | 0 | 0 | 0 | 0 | 0 | 0 | 0 | 0 | 0 | 0 | 0
F12_Industrial_Industrial - WA_New_Space Heating_Natural Gas_Gas Boiler - Insulate Steam Lines/Condensate Tank_A_Achievable Economic UCT Potential | F12 | Industrial | Industrial - WA | New | Space Heating | Natural Gas | Gas Boiler - Insulate Steam Lines/Condensate Tank | A | Cumulative Winter Peak Savings (MW) | Achievable Economic UCT Potential | 0 | 0 | 0 | 0 | 0 | 0 | 0 | 0 | 0 | 0 | 0 | 0 | 0 | 0 | 0 | 0 | 0 | 0 | 0 | 0 | 0 | 0 | 0 | 0 | 0 | 0 | 0
F13_Industrial_Industrial - WA_New_Space Heating_Natural Gas_Gas Boiler - Insulate Steam Lines/Condensate Tank_A_Achievable Economic UCT Potential | F13 | Industrial | Industrial - WA | New | Space Heating | Natural Gas | Gas Boiler - Insulate Steam Lines/Condensate Tank | A | Purchases (Incremental) | Achievable Economic UCT Potential | 0 | 0 | 0 | 0 | 0 | 0 | 0 | 0 | 0 | 0 | 0 | 0 | 0 | 0 | 0 | 0 | 0 | 0 | 0 | 0 | 0 | 0 | 0 | 0 | 0 | 0 | 0
F14_Industrial_Industrial - WA_New_Space Heating_Natural Gas_Gas Boiler - Insulate Steam Lines/Condensate Tank_A_Achievable Economic UCT Potential | F14 | Industrial | Industrial - WA | New | Space Heating | Natural Gas | Gas Boiler - Insulate Steam Lines/Condensate Tank | A | Purchases (Cumulative) | Achievable Economic UCT Potential | 0 | 0 | 0 | 0 | 0 | 0 | 0 | 0 | 0 | 0 | 0 | 0 | 0 | 0 | 0 | 0 | 0 | 0 | 0 | 0 | 0 | 0 | 0 | 0 | 0 | 0 | 0
F1_Industrial_Industrial - WA_New_Space Heating_Natural Gas_Gas Boiler - Stack Economizer_A_Achievable Economic UCT Potential | F1 | Industrial | Industrial - WA | New | Space Heating | Natural Gas | Gas Boiler - Stack Economizer | A | Original Unit Energy Savings (kWh or therms) | Achievable Economic UCT Potential | 0 | 0 | 0.88545 | 0.88545 | 0.88545 | 0.88545 | 0.88545 | 0.88545 | 0.88545 | 0.88545 | 0.88545 | 0.88545 | 0.88545 | 0.88545 | 0.88545 | 0.88545 | 0.88545 | 0.88545 | 0.88545 | 0.88545 | 0.88545 | 0.88545 | 0.88545 | 0.88545 | 0.88545 | 0.88545 | 0.88545
F2_Industrial_Industrial - WA_New_Space Heating_Natural Gas_Gas Boiler - Stack Economizer_A_Achievable Economic UCT Potential | F2 | Industrial | Industrial - WA | New | Space Heating | Natural Gas | Gas Boiler - Stack Economizer | A | Original Unit Summer Peak Savings (kW) | Achievable Economic UCT Potential | 0 | 0 | 0 | 0 | 0 | 0 | 0 | 0 | 0 | 0 | 0 | 0 | 0 | 0 | 0 | 0 | 0 | 0 | 0 | 0 | 0 | 0 | 0 | 0 | 0 | 0 | 0
F3_Industrial_Industrial - WA_New_Space Heating_Natural Gas_Gas Boiler - Stack Economizer_A_Achievable Economic UCT Potential | F3 | Industrial | Industrial - WA | New | Space Heating | Natural Gas | Gas Boiler - Stack Economizer | A | Original Unit Winter Peak Savings (kW) | Achievable Economic UCT Potential | 0 | 0 | 0 | 0 | 0 | 0 | 0 | 0 | 0 | 0 | 0 | 0 | 0 | 0 | 0 | 0 | 0 | 0 | 0 | 0 | 0 | 0 | 0 | 0 | 0 | 0 | 0
F4_Industrial_Industrial - WA_New_Space Heating_Natural Gas_Gas Boiler - Stack Economizer_A_Achievable Economic UCT Potential | F4 | Industrial | Industrial - WA | New | Space Heating | Natural Gas | Gas Boiler - Stack Economizer | A | Standalone Impact on Baseline Energy (%) | Achievable Economic UCT Potential | 0 | 0 | 0.00051894 | 0.00091587 | 0.0012941 | 0.0016715 | 0.0020757 | 0.0024107 | 0.0026412 | 0.0027936 | 0.0028877 | 0.0029383 | 0.0029568 | 0.0029515 | 0.0029291 | 0.0028943 | 0.002851 | 0.0027506 | 0.0026585 | 0.0025748 | 0.0024982 | 0.0024271 | 0.002361 | 0.0022994 | 0.0022417 | 0.0021878 | 0.0021372
F5_Industrial_Industrial - WA_New_Space Heating_Natural Gas_Gas Boiler - Stack Economizer_A_Achievable Economic UCT Potential | F5 | Industrial | Industrial - WA | New | Space Heating | Natural Gas | Gas Boiler - Stack Economizer | A | Standalone Impact on Baseline Summer Peak (%) | Achievable Economic UCT Potential | 0 | 0 | 0 | 0 | 0 | 0 | 0 | 0 | 0 | 0 | 0 | 0 | 0 | 0 | 0 | 0 | 0 | 0 | 0 | 0 | 0 | 0 | 0 | 0 | 0 | 0 | 0
F6_Industrial_Industrial - WA_New_Space Heating_Natural Gas_Gas Boiler - Stack Economizer_A_Achievable Economic UCT Potential | F6 | Industrial | Industrial - WA | New | Space Heating | Natural Gas | Gas Boiler - Stack Economizer | A | Standalone Impact on Baseline Winter Peak (%) | Achievable Economic UCT Potential | 0 | 0 | 0 | 0 | 0 | 0 | 0 | 0 | 0 | 0 | 0 | 0 | 0 | 0 | 0 | 0 | 0 | 0 | 0 | 0 | 0 | 0 | 0 | 0 | 0 | 0 | 0
F7_Industrial_Industrial - WA_New_Space Heating_Natural Gas_Gas Boiler - Stack Economizer_A_Achievable Economic UCT Potential | F7 | Industrial | Industrial - WA | New | Space Heating | Natural Gas | Gas Boiler - Stack Economizer | A | Incremental Energy Savings (MWh or mTherms) | Achievable Economic UCT Potential | 0 | 0 | 0.008357 | 0.011129 | 0.013308 | 0.015076 | 0.016295 | 0.015744 | 0.013443 | 0.011421 | 0.0096616 | 0.0081418 | 0.0068379 | 0.0057255 | 0.004781 | 0.0039827 | 0.0033103 | 0 | 0 | 0 | 0 | 0 | 0 | 0 | 0 | 0 | 0
F8_Industrial_Industrial - WA_New_Space Heating_Natural Gas_Gas Boiler - Stack Economizer_A_Achievable Economic UCT Potential | F8 | Industrial | Industrial - WA | New | Space Heating | Natural Gas | Gas Boiler - Stack Economizer | A | Incremental Summer Peak Savings (MW) | Achievable Economic UCT Potential | 0 | 0 | 0 | 0 | 0 | 0 | 0 | 0 | 0 | 0 | 0 | 0 | 0 | 0 | 0 | 0 | 0 | 0 | 0 | 0 | 0 | 0 | 0 | 0 | 0 | 0 | 0
F9_Industrial_Industrial - WA_New_Space Heating_Natural Gas_Gas Boiler - Stack Economizer_A_Achievable Economic UCT Potential | F9 | Industrial | Industrial - WA | New | Space Heating | Natural Gas | Gas Boiler - Stack Economizer | A | Incremental Winter Peak Savings (MW) | Achievable Economic UCT Potential | 0 | 0 | 0 | 0 | 0 | 0 | 0 | 0 | 0 | 0 | 0 | 0 | 0 | 0 | 0 | 0 | 0 | 0 | 0 | 0 | 0 | 0 | 0 | 0 | 0 | 0 | 0
F10_Industrial_Industrial - WA_New_Space Heating_Natural Gas_Gas Boiler - Stack Economizer_A_Achievable Economic UCT Potential | F10 | Industrial | Industrial - WA | New | Space Heating | Natural Gas | Gas Boiler - Stack Economizer | A | Cumulative Energy Savings (MWh or mTherms) | Achievable Economic UCT Potential | 0 | 0 | 0.008357 | 0.019486 | 0.032795 | 0.047871 | 0.064166 | 0.07991 | 0.093353 | 0.10477 | 0.11444 | 0.12258 | 0.12942 | 0.13514 | 0.13992 | 0.1439 | 0.14721 | 0.14721 | 0.14721 | 0.14721 | 0.14721 | 0.14721 | 0.14721 | 0.14721 | 0.14721 | 0.14721 | 0.14721
F11_Industrial_Industrial - WA_New_Space Heating_Natural Gas_Gas Boiler - Stack Economizer_A_Achievable Economic UCT Potential | F11 | Industrial | Industrial - WA | New | Space Heating | Natural Gas | Gas Boiler - Stack Economizer | A | Cumulative Summer Peak Savings (MW) | Achievable Economic UCT Potential | 0 | 0 | 0 | 0 | 0 | 0 | 0 | 0 | 0 | 0 | 0 | 0 | 0 | 0 | 0 | 0 | 0 | 0 | 0 | 0 | 0 | 0 | 0 | 0 | 0 | 0 | 0
F12_Industrial_Industrial - WA_New_Space Heating_Natural Gas_Gas Boiler - Stack Economizer_A_Achievable Economic UCT Potential | F12 | Industrial | Industrial - WA | New | Space Heating | Natural Gas | Gas Boiler - Stack Economizer | A | Cumulative Winter Peak Savings (MW) | Achievable Economic UCT Potential | 0 | 0 | 0 | 0 | 0 | 0 | 0 | 0 | 0 | 0 | 0 | 0 | 0 | 0 | 0 | 0 | 0 | 0 | 0 | 0 | 0 | 0 | 0 | 0 | 0 | 0 | 0
F13_Industrial_Industrial - WA_New_Space Heating_Natural Gas_Gas Boiler - Stack Economizer_A_Achievable Economic UCT Potential | F13 | Industrial | Industrial - WA | New | Space Heating | Natural Gas | Gas Boiler - Stack Economizer | A | Purchases (Incremental) | Achievable Economic UCT Potential | 0 | 0 | 9.438 | 12.5692 | 15.0299 | 17.0266 | 18.403 | 17.7805 | 15.1821 | 12.8989 | 10.9115 | 9.1951 | 7.7225 | 6.4661 | 5.3995 | 4.4979 | 3.7385 | 0 | 0 | 0 | 0 | 0 | 0 | 0 | 0 | 0 | 0
F14_Industrial_Industrial - WA_New_Space Heating_Natural Gas_Gas Boiler - Stack Economizer_A_Achievable Economic UCT Potential | F14 | Industrial | Industrial - WA | New | Space Heating | Natural Gas | Gas Boiler - Stack Economizer | A | Purchases (Cumulative) | Achievable Economic UCT Potential | 0 | 0 | 9.438 | 22.0072 | 37.0371 | 54.0637 | 72.4667 | 90.2472 | 105.4293 | 118.3282 | 129.2397 | 138.4348 | 146.1573 | 152.6234 | 158.0229 | 162.5208 | 166.2593 | 166.2593 | 166.2593 | 166.2593 | 166.2593 | 166.2593 | 166.2593 | 166.2593 | 166.2593 | 166.2593 | 166.2593
F1_Industrial_Industrial - WA_New_Space Heating_Natural Gas_Gas Boiler - Steam Trap Replacement_A_Achievable Economic UCT Potential | F1 | Industrial | Industrial - WA | New | Space Heating | Natural Gas | Gas Boiler - Steam Trap Replacement | A | Original Unit Energy Savings (kWh or therms) | Achievable Economic UCT Potential | 0 | 0 | 29538.5507 | 29538.5507 | 29538.5507 | 29538.5507 | 29538.5507 | 29538.5507 | 29538.5507 | 29538.5507 | 29538.5507 | 29538.5507 | 29538.5507 | 29538.5507 | 29538.5507 | 29538.5507 | 29538.5507 | 29538.5507 | 29538.5507 | 29538.5507 | 29538.5507 | 29538.5507 | 29538.5507 | 29538.5507 | 29538.5507 | 29538.5507 | 29538.5507
F2_Industrial_Industrial - WA_New_Space Heating_Natural Gas_Gas Boiler - Steam Trap Replacement_A_Achievable Economic UCT Potential | F2 | Industrial | Industrial - WA | New | Space Heating | Natural Gas | Gas Boiler - Steam Trap Replacement | A | Original Unit Summer Peak Savings (kW) | Achievable Economic UCT Potential | 0 | 0 | 0 | 0 | 0 | 0 | 0 | 0 | 0 | 0 | 0 | 0 | 0 | 0 | 0 | 0 | 0 | 0 | 0 | 0 | 0 | 0 | 0 | 0 | 0 | 0 | 0
F3_Industrial_Industrial - WA_New_Space Heating_Natural Gas_Gas Boiler - Steam Trap Replacement_A_Achievable Economic UCT Potential | F3 | Industrial | Industrial - WA | New | Space Heating | Natural Gas | Gas Boiler - Steam Trap Replacement | A | Original Unit Winter Peak Savings (kW) | Achievable Economic UCT Potential | 0 | 0 | 0 | 0 | 0 | 0 | 0 | 0 | 0 | 0 | 0 | 0 | 0 | 0 | 0 | 0 | 0 | 0 | 0 | 0 | 0 | 0 | 0 | 0 | 0 | 0 | 0
F4_Industrial_Industrial - WA_New_Space Heating_Natural Gas_Gas Boiler - Steam Trap Replacement_A_Achievable Economic UCT Potential | F4 | Industrial | Industrial - WA | New | Space Heating | Natural Gas | Gas Boiler - Steam Trap Replacement | A | Standalone Impact on Baseline Energy (%) | Achievable Economic UCT Potential | 0 | 0 | 6.9568e-06 | 1.2278e-05 | 1.7349e-05 | 2.2408e-05 | 2.7827e-05 | 3.3025e-05 | 3.4884e-05 | 3.5984e-05 | 3.6647e-05 | 3.7066e-05 | 3.7438e-05 | 3.7772e-05 | 3.8073e-05 | 3.8345e-05 | 3.8593e-05 | 3.8819e-05 | 3.9026e-05 | 3.9231e-05 | 3.8064e-05 | 3.6981e-05 | 3.5973e-05 | 3.5034e-05 | 3.4156e-05 | 3.3334e-05 | 3.2563e-05
F5_Industrial_Industrial - WA_New_Space Heating_Natural Gas_Gas Boiler - Steam Trap Replacement_A_Achievable Economic UCT Potential | F5 | Industrial | Industrial - WA | New | Space Heating | Natural Gas | Gas Boiler - Steam Trap Replacement | A | Standalone Impact on Baseline Summer Peak (%) | Achievable Economic UCT Potential | 0 | 0 | 0 | 0 | 0 | 0 | 0 | 0 | 0 | 0 | 0 | 0 | 0 | 0 | 0 | 0 | 0 | 0 | 0 | 0 | 0 | 0 | 0 | 0 | 0 | 0 | 0
F6_Industrial_Industrial - WA_New_Space Heating_Natural Gas_Gas Boiler - Steam Trap Replacement_A_Achievable Economic UCT Potential | F6 | Industrial | Industrial - WA | New | Space Heating | Natural Gas | Gas Boiler - Steam Trap Replacement | A | Standalone Impact on Baseline Winter Peak (%) | Achievable Economic UCT Potential | 0 | 0 | 0 | 0 | 0 | 0 | 0 | 0 | 0 | 0 | 0 | 0 | 0 | 0 | 0 | 0 | 0 | 0 | 0 | 0 | 0 | 0 | 0 | 0 | 0 | 0 | 0
F7_Industrial_Industrial - WA_New_Space Heating_Natural Gas_Gas Boiler - Steam Trap Replacement_A_Achievable Economic UCT Potential | F7 | Industrial | Industrial - WA | New | Space Heating | Natural Gas | Gas Boiler - Steam Trap Replacement | A | Incremental Energy Savings (MWh or mTherms) | Achievable Economic UCT Potential | 0 | 0 | 0.00011203 | 0.0001492 | 0.00017841 | 0.00020211 | 0.00021845 | 0.00023451 | 0.00013827 | 0.00011662 | 0.00010267 | 9.3974e-05 | 9.2383e-05 | 9.0819e-05 | 8.9283e-05 | 8.7773e-05 | 8.6289e-05 | 8.483e-05 | 8.3397e-05 | 8.1989e-05 | 0 | 0 | 0 | 0 | 0 | 0 | 0
F8_Industrial_Industrial - WA_New_Space Heating_Natural Gas_Gas Boiler - Steam Trap Replacement_A_Achievable Economic UCT Potential | F8 | Industrial | Industrial - WA | New | Space Heating | Natural Gas | Gas Boiler - Steam Trap Replacement | A | Incremental Summer Peak Savings (MW) | Achievable Economic UCT Potential | 0 | 0 | 0 | 0 | 0 | 0 | 0 | 0 | 0 | 0 | 0 | 0 | 0 | 0 | 0 | 0 | 0 | 0 | 0 | 0 | 0 | 0 | 0 | 0 | 0 | 0 | 0
F9_Industrial_Industrial - WA_New_Space Heating_Natural Gas_Gas Boiler - Steam Trap Replacement_A_Achievable Economic UCT Potential | F9 | Industrial | Industrial - WA | New | Space Heating | Natural Gas | Gas Boiler - Steam Trap Replacement | A | Incremental Winter Peak Savings (MW) | Achievable Economic UCT Potential | 0 | 0 | 0 | 0 | 0 | 0 | 0 | 0 | 0 | 0 | 0 | 0 | 0 | 0 | 0 | 0 | 0 | 0 | 0 | 0 | 0 | 0 | 0 | 0 | 0 | 0 | 0
F10_Industrial_Industrial - WA_New_Space Heating_Natural Gas_Gas Boiler - Steam Trap Replacement_A_Achievable Economic UCT Potential | F10 | Industrial | Industrial - WA | New | Space Heating | Natural Gas | Gas Boiler - Steam Trap Replacement | A | Cumulative Energy Savings (MWh or mTherms) | Achievable Economic UCT Potential | 0 | 0 | 0.00011203 | 0.00026123 | 0.00043964 | 0.00064176 | 0.00086021 | 0.0010947 | 0.001233 | 0.0013496 | 0.0014523 | 0.0015463 | 0.0016386 | 0.0017295 | 0.0018187 | 0.0019065 | 0.0019928 | 0.0020776 | 0.002161 | 0.002243 | 0.002243 | 0.002243 | 0.002243 | 0.002243 | 0.002243 | 0.002243 | 0.002243
F11_Industrial_Industrial - WA_New_Space Heating_Natural Gas_Gas Boiler - Steam Trap Replacement_A_Achievable Economic UCT Potential | F11 | Industrial | Industrial - WA | New | Space Heating | Natural Gas | Gas Boiler - Steam Trap Replacement | A | Cumulative Summer Peak Savings (MW) | Achievable Economic UCT Potential | 0 | 0 | 0 | 0 | 0 | 0 | 0 | 0 | 0 | 0 | 0 | 0 | 0 | 0 | 0 | 0 | 0 | 0 | 0 | 0 | 0 | 0 | 0 | 0 | 0 | 0 | 0
F12_Industrial_Industrial - WA_New_Space Heating_Natural Gas_Gas Boiler - Steam Trap Replacement_A_Achievable Economic UCT Potential | F12 | Industrial | Industrial - WA | New | Space Heating | Natural Gas | Gas Boiler - Steam Trap Replacement | A | Cumulative Winter Peak Savings (MW) | Achievable Economic UCT Potential | 0 | 0 | 0 | 0 | 0 | 0 | 0 | 0 | 0 | 0 | 0 | 0 | 0 | 0 | 0 | 0 | 0 | 0 | 0 | 0 | 0 | 0 | 0 | 0 | 0 | 0 | 0
F13_Industrial_Industrial - WA_New_Space Heating_Natural Gas_Gas Boiler - Steam Trap Replacement_A_Achievable Economic UCT Potential | F13 | Industrial | Industrial - WA | New | Space Heating | Natural Gas | Gas Boiler - Steam Trap Replacement | A | Purchases (Incremental) | Achievable Economic UCT Potential | 0 | 0 | 3.7928e-06 | 5.0511e-06 | 6.0399e-06 | 6.8423e-06 | 7.3954e-06 | 7.9392e-06 | 4.681e-06 | 3.9482e-06 | 3.4759e-06 | 3.1814e-06 | 3.1275e-06 | 3.0746e-06 | 3.0226e-06 | 2.9715e-06 | 2.9212e-06 | 2.8719e-06 | 2.8233e-06 | 2.7757e-06 | 0 | 0 | 0 | 0 | 0 | 0 | 0
F14_Industrial_Industrial - WA_New_Space Heating_Natural Gas_Gas Boiler - Steam Trap Replacement_A_Achievable Economic UCT Potential | F14 | Industrial | Industrial - WA | New | Space Heating | Natural Gas | Gas Boiler - Steam Trap Replacement | A | Purchases (Cumulative) | Achievable Economic UCT Potential | 0 | 0 | 3.7928e-06 | 8.8438e-06 | 1.4884e-05 | 2.1726e-05 | 2.9121e-05 | 3.7061e-05 | 4.1742e-05 | 4.569e-05 | 4.9166e-05 | 5.2347e-05 | 5.5475e-05 | 5.8549e-05 | 6.1572e-05 | 6.4543e-05 | 6.7465e-05 | 7.0336e-05 | 7.316e-05 | 7.5935e-05 | 7.5935e-05 | 7.5935e-05 | 7.5935e-05 | 7.5935e-05 | 7.5935e-05 | 7.5935e-05 | 7.5935e-05
F1_Industrial_Industrial - WA_New_Process_Natural Gas_Process Boiler - Hot Water Reset_A_Achievable Economic UCT Potential | F1 | Industrial | Industrial - WA | New | Process | Natural Gas | Process Boiler - Hot Water Reset | A | Original Unit Energy Savings (kWh or therms) | Achievable Economic UCT Potential | 0 | 0 | 8443.765 | 8443.765 | 8443.765 | 8443.765 | 8443.765 | 8443.765 | 8443.765 | 8443.765 | 8443.765 | 8443.765 | 8443.765 | 8443.765 | 8443.765 | 8443.765 | 8443.765 | 8443.765 | 8443.765 | 8443.765 | 8443.765 | 8443.765 | 8443.765 | 8443.765 | 8443.765 | 8443.765 | 8443.765
F2_Industrial_Industrial - WA_New_Process_Natural Gas_Process Boiler - Hot Water Reset_A_Achievable Economic UCT Potential | F2 | Industrial | Industrial - WA | New | Process | Natural Gas | Process Boiler - Hot Water Reset | A | Original Unit Summer Peak Savings (kW) | Achievable Economic UCT Potential | 0 | 0 | 0 | 0 | 0 | 0 | 0 | 0 | 0 | 0 | 0 | 0 | 0 | 0 | 0 | 0 | 0 | 0 | 0 | 0 | 0 | 0 | 0 | 0 | 0 | 0 | 0
F3_Industrial_Industrial - WA_New_Process_Natural Gas_Process Boiler - Hot Water Reset_A_Achievable Economic UCT Potential | F3 | Industrial | Industrial - WA | New | Process | Natural Gas | Process Boiler - Hot Water Reset | A | Original Unit Winter Peak Savings (kW) | Achievable Economic UCT Potential | 0 | 0 | 0 | 0 | 0 | 0 | 0 | 0 | 0 | 0 | 0 | 0 | 0 | 0 | 0 | 0 | 0 | 0 | 0 | 0 | 0 | 0 | 0 | 0 | 0 | 0 | 0
F4_Industrial_Industrial - WA_New_Process_Natural Gas_Process Boiler - Hot Water Reset_A_Achievable Economic UCT Potential | F4 | Industrial | Industrial - WA | New | Process | Natural Gas | Process Boiler - Hot Water Reset | A | Standalone Impact on Baseline Energy (%) | Achievable Economic UCT Potential | 0 | 0 | 0 | 0 | 0 | 0 | 0 | 0 | 0 | 0 | 0 | 0 | 0 | 0 | 0 | 0 | 0 | 0 | 0 | 0 | 0 | 0 | 0 | 0 | 0 | 0 | 0
F5_Industrial_Industrial - WA_New_Process_Natural Gas_Process Boiler - Hot Water Reset_A_Achievable Economic UCT Potential | F5 | Industrial | Industrial - WA | New | Process | Natural Gas | Process Boiler - Hot Water Reset | A | Standalone Impact on Baseline Summer Peak (%) | Achievable Economic UCT Potential | 0 | 0 | 0 | 0 | 0 | 0 | 0 | 0 | 0 | 0 | 0 | 0 | 0 | 0 | 0 | 0 | 0 | 0 | 0 | 0 | 0 | 0 | 0 | 0 | 0 | 0 | 0
F6_Industrial_Industrial - WA_New_Process_Natural Gas_Process Boiler - Hot Water Reset_A_Achievable Economic UCT Potential | F6 | Industrial | Industrial - WA | New | Process | Natural Gas | Process Boiler - Hot Water Reset | A | Standalone Impact on Baseline Winter Peak (%) | Achievable Economic UCT Potential | 0 | 0 | 0 | 0 | 0 | 0 | 0 | 0 | 0 | 0 | 0 | 0 | 0 | 0 | 0 | 0 | 0 | 0 | 0 | 0 | 0 | 0 | 0 | 0 | 0 | 0 | 0
F7_Industrial_Industrial - WA_New_Process_Natural Gas_Process Boiler - Hot Water Reset_A_Achievable Economic UCT Potential | F7 | Industrial | Industrial - WA | New | Process | Natural Gas | Process Boiler - Hot Water Reset | A | Incremental Energy Savings (MWh or mTherms) | Achievable Economic UCT Potential | 0 | 0 | 0 | 0 | 0 | 0 | 0 | 0 | 0 | 0 | 0 | 0 | 0 | 0 | 0 | 0 | 0 | 0 | 0 | 0 | 0 | 0 | 0 | 0 | 0 | 0 | 0
F8_Industrial_Industrial - WA_New_Process_Natural Gas_Process Boiler - Hot Water Reset_A_Achievable Economic UCT Potential | F8 | Industrial | Industrial - WA | New | Process | Natural Gas | Process Boiler - Hot Water Reset | A | Incremental Summer Peak Savings (MW) | Achievable Economic UCT Potential | 0 | 0 | 0 | 0 | 0 | 0 | 0 | 0 | 0 | 0 | 0 | 0 | 0 | 0 | 0 | 0 | 0 | 0 | 0 | 0 | 0 | 0 | 0 | 0 | 0 | 0 | 0
F9_Industrial_Industrial - WA_New_Process_Natural Gas_Process Boiler - Hot Water Reset_A_Achievable Economic UCT Potential | F9 | Industrial | Industrial - WA | New | Process | Natural Gas | Process Boiler - Hot Water Reset | A | Incremental Winter Peak Savings (MW) | Achievable Economic UCT Potential | 0 | 0 | 0 | 0 | 0 | 0 | 0 | 0 | 0 | 0 | 0 | 0 | 0 | 0 | 0 | 0 | 0 | 0 | 0 | 0 | 0 | 0 | 0 | 0 | 0 | 0 | 0
F10_Industrial_Industrial - WA_New_Process_Natural Gas_Process Boiler - Hot Water Reset_A_Achievable Economic UCT Potential | F10 | Industrial | Industrial - WA | New | Process | Natural Gas | Process Boiler - Hot Water Reset | A | Cumulative Energy Savings (MWh or mTherms) | Achievable Economic UCT Potential | 0 | 0 | 0 | 0 | 0 | 0 | 0 | 0 | 0 | 0 | 0 | 0 | 0 | 0 | 0 | 0 | 0 | 0 | 0 | 0 | 0 | 0 | 0 | 0 | 0 | 0 | 0
F11_Industrial_Industrial - WA_New_Process_Natural Gas_Process Boiler - Hot Water Reset_A_Achievable Economic UCT Potential | F11 | Industrial | Industrial - WA | New | Process | Natural Gas | Process Boiler - Hot Water Reset | A | Cumulative Summer Peak Savings (MW) | Achievable Economic UCT Potential | 0 | 0 | 0 | 0 | 0 | 0 | 0 | 0 | 0 | 0 | 0 | 0 | 0 | 0 | 0 | 0 | 0 | 0 | 0 | 0 | 0 | 0 | 0 | 0 | 0 | 0 | 0
F12_Industrial_Industrial - WA_New_Process_Natural Gas_Process Boiler - Hot Water Reset_A_Achievable Economic UCT Potential | F12 | Industrial | Industrial - WA | New | Process | Natural Gas | Process Boiler - Hot Water Reset | A | Cumulative Winter Peak Savings (MW) | Achievable Economic UCT Potential | 0 | 0 | 0 | 0 | 0 | 0 | 0 | 0 | 0 | 0 | 0 | 0 | 0 | 0 | 0 | 0 | 0 | 0 | 0 | 0 | 0 | 0 | 0 | 0 | 0 | 0 | 0
F13_Industrial_Industrial - WA_New_Process_Natural Gas_Process Boiler - Hot Water Reset_A_Achievable Economic UCT Potential | F13 | Industrial | Industrial - WA | New | Process | Natural Gas | Process Boiler - Hot Water Reset | A | Purchases (Incremental) | Achievable Economic UCT Potential | 0 | 0 | 0 | 0 | 0 | 0 | 0 | 0 | 0 | 0 | 0 | 0 | 0 | 0 | 0 | 0 | 0 | 0 | 0 | 0 | 0 | 0 | 0 | 0 | 0 | 0 | 0
F14_Industrial_Industrial - WA_New_Process_Natural Gas_Process Boiler - Hot Water Reset_A_Achievable Economic UCT Potential | F14 | Industrial | Industrial - WA | New | Process | Natural Gas | Process Boiler - Hot Water Reset | A | Purchases (Cumulative) | Achievable Economic UCT Potential | 0 | 0 | 0 | 0 | 0 | 0 | 0 | 0 | 0 | 0 | 0 | 0 | 0 | 0 | 0 | 0 | 0 | 0 | 0 | 0 | 0 | 0 | 0 | 0 | 0 | 0 | 0
F1_Industrial_Industrial - WA_New_Process_Natural Gas_Process Boiler - Burner Control Optimization_A_Achievable Economic UCT Potential | F1 | Industrial | Industrial - WA | New | Process | Natural Gas | Process Boiler - Burner Control Optimization | A | Original Unit Energy Savings (kWh or therms) | Achievable Economic UCT Potential | 0 | 0 | 2.2956 | 2.2956 | 2.2956 | 2.2956 | 2.2956 | 2.2956 | 2.2956 | 2.2956 | 2.2956 | 2.2956 | 2.2956 | 2.2956 | 2.2956 | 2.2956 | 2.2956 | 2.2956 | 2.2956 | 2.2956 | 2.2956 | 2.2956 | 2.2956 | 2.2956 | 2.2956 | 2.2956 | 2.2956
F2_Industrial_Industrial - WA_New_Process_Natural Gas_Process Boiler - Burner Control Optimization_A_Achievable Economic UCT Potential | F2 | Industrial | Industrial - WA | New | Process | Natural Gas | Process Boiler - Burner Control Optimization | A | Original Unit Summer Peak Savings (kW) | Achievable Economic UCT Potential | 0 | 0 | 0 | 0 | 0 | 0 | 0 | 0 | 0 | 0 | 0 | 0 | 0 | 0 | 0 | 0 | 0 | 0 | 0 | 0 | 0 | 0 | 0 | 0 | 0 | 0 | 0
F3_Industrial_Industrial - WA_New_Process_Natural Gas_Process Boiler - Burner Control Optimization_A_Achievable Economic UCT Potential | F3 | Industrial | Industrial - WA | New | Process | Natural Gas | Process Boiler - Burner Control Optimization | A | Original Unit Winter Peak Savings (kW) | Achievable Economic UCT Potential | 0 | 0 | 0 | 0 | 0 | 0 | 0 | 0 | 0 | 0 | 0 | 0 | 0 | 0 | 0 | 0 | 0 | 0 | 0 | 0 | 0 | 0 | 0 | 0 | 0 | 0 | 0
F4_Industrial_Industrial - WA_New_Process_Natural Gas_Process Boiler - Burner Control Optimization_A_Achievable Economic UCT Potential | F4 | Industrial | Industrial - WA | New | Process | Natural Gas | Process Boiler - Burner Control Optimization | A | Standalone Impact on Baseline Energy (%) | Achievable Economic UCT Potential | 0 | 0 | 1.6229e-05 | 3.7696e-05 | 8.2545e-05 | 0.00016215 | 0.00028891 | 0.00046357 | 0.0006818 | 0.00093071 | 0.0011911 | 0.0014417 | 0.0016635 | 0.0018433 | 0.001975 | 0.0020594 | 0.002102 | 0.0021112 | 0.0020958 | 0.0020641 | 0.0020182 | 0.0019651 | 0.0019102 | 0.0018591 | 0.0018115 | 0.001767 | 0.0017254
F5_Industrial_Industrial - WA_New_Process_Natural Gas_Process Boiler - Burner Control Optimization_A_Achievable Economic UCT Potential | F5 | Industrial | Industrial - WA | New | Process | Natural Gas | Process Boiler - Burner Control Optimization | A | Standalone Impact on Baseline Summer Peak (%) | Achievable Economic UCT Potential | 0 | 0 | 0 | 0 | 0 | 0 | 0 | 0 | 0 | 0 | 0 | 0 | 0 | 0 | 0 | 0 | 0 | 0 | 0 | 0 | 0 | 0 | 0 | 0 | 0 | 0 | 0
F6_Industrial_Industrial - WA_New_Process_Natural Gas_Process Boiler - Burner Control Optimization_A_Achievable Economic UCT Potential | F6 | Industrial | Industrial - WA | New | Process | Natural Gas | Process Boiler - Burner Control Optimization | A | Standalone Impact on Baseline Winter Peak (%) | Achievable Economic UCT Potential | 0 | 0 | 0 | 0 | 0 | 0 | 0 | 0 | 0 | 0 | 0 | 0 | 0 | 0 | 0 | 0 | 0 | 0 | 0 | 0 | 0 | 0 | 0 | 0 | 0 | 0 | 0
F7_Industrial_Industrial - WA_New_Process_Natural Gas_Process Boiler - Burner Control Optimization_A_Achievable Economic UCT Potential | F7 | Industrial | Industrial - WA | New | Process | Natural Gas | Process Boiler - Burner Control Optimization | A | Incremental Energy Savings (MWh or mTherms) | Achievable Economic UCT Potential | 0 | 0 | 0.0042518 | 0.0089007 | 0.021286 | 0.0422 | 0.070951 | 0.10663 | 0.14485 | 0.17948 | 0.20438 | 0.21529 | 0.21094 | 0.19318 | 0.16606 | 0.13449 | 0.10296 | 0.074728 | 0.05156 | 0.0339 | 0.017035 | 0.0059463 | 0 | 0 | 0 | 0 | 0
F8_Industrial_Industrial - WA_New_Process_Natural Gas_Process Boiler - Burner Control Optimization_A_Achievable Economic UCT Potential | F8 | Industrial | Industrial - WA | New | Process | Natural Gas | Process Boiler - Burner Control Optimization | A | Incremental Summer Peak Savings (MW) | Achievable Economic UCT Potential | 0 | 0 | 0 | 0 | 0 | 0 | 0 | 0 | 0 | 0 | 0 | 0 | 0 | 0 | 0 | 0 | 0 | 0 | 0 | 0 | 0 | 0 | 0 | 0 | 0 | 0 | 0
F9_Industrial_Industrial - WA_New_Process_Natural Gas_Process Boiler - Burner Control Optimization_A_Achievable Economic UCT Potential | F9 | Industrial | Industrial - WA | New | Process | Natural Gas | Process Boiler - Burner Control Optimization | A | Incremental Winter Peak Savings (MW) | Achievable Economic UCT Potential | 0 | 0 | 0 | 0 | 0 | 0 | 0 | 0 | 0 | 0 | 0 | 0 | 0 | 0 | 0 | 0 | 0 | 0 | 0 | 0 | 0 | 0 | 0 | 0 | 0 | 0 | 0
F10_Industrial_Industrial - WA_New_Process_Natural Gas_Process Boiler - Burner Control Optimization_A_Achievable Economic UCT Potential | F10 | Industrial | Industrial - WA | New | Process | Natural Gas | Process Boiler - Burner Control Optimization | A | Cumulative Energy Savings (MWh or mTherms) | Achievable Economic UCT Potential | 0 | 0 | 0.0042518 | 0.013152 | 0.034439 | 0.076639 | 0.14759 | 0.25422 | 0.39908 | 0.57856 | 0.78293 | 0.99822 | 1.2092 | 1.4023 | 1.5684 | 1.7029 | 1.8059 | 1.8806 | 1.9321 | 1.966 | 1.9831 | 1.989 | 1.989 | 1.989 | 1.989 | 1.989 | 1.989
F11_Industrial_Industrial - WA_New_Process_Natural Gas_Process Boiler - Burner Control Optimization_A_Achievable Economic UCT Potential | F11 | Industrial | Industrial - WA | New | Process | Natural Gas | Process Boiler - Burner Control Optimization | A | Cumulative Summer Peak Savings (MW) | Achievable Economic UCT Potential | 0 | 0 | 0 | 0 | 0 | 0 | 0 | 0 | 0 | 0 | 0 | 0 | 0 | 0 | 0 | 0 | 0 | 0 | 0 | 0 | 0 | 0 | 0 | 0 | 0 | 0 | 0
F12_Industrial_Industrial - WA_New_Process_Natural Gas_Process Boiler - Burner Control Optimization_A_Achievable Economic UCT Potential | F12 | Industrial | Industrial - WA | New | Process | Natural Gas | Process Boiler - Burner Control Optimization | A | Cumulative Winter Peak Savings (MW) | Achievable Economic UCT Potential | 0 | 0 | 0 | 0 | 0 | 0 | 0 | 0 | 0 | 0 | 0 | 0 | 0 | 0 | 0 | 0 | 0 | 0 | 0 | 0 | 0 | 0 | 0 | 0 | 0 | 0 | 0
F13_Industrial_Industrial - WA_New_Process_Natural Gas_Process Boiler - Burner Control Optimization_A_Achievable Economic UCT Potential | F13 | Industrial | Industrial - WA | New | Process | Natural Gas | Process Boiler - Burner Control Optimization | A | Purchases (Incremental) | Achievable Economic UCT Potential | 0 | 0 | 1.8521 | 3.8772 | 9.2725 | 18.3825 | 30.9067 | 46.4507 | 63.0996 | 78.1815 | 89.0288 | 93.7802 | 91.8879 | 84.1522 | 72.338 | 58.5845 | 44.8493 | 32.5518 | 22.4598 | 14.7671 | 7.4206 | 2.5902 | 0 | 0 | 0 | 0 | 0
F14_Industrial_Industrial - WA_New_Process_Natural Gas_Process Boiler - Burner Control Optimization_A_Achievable Economic UCT Potential | F14 | Industrial | Industrial - WA | New | Process | Natural Gas | Process Boiler - Burner Control Optimization | A | Purchases (Cumulative) | Achievable Economic UCT Potential | 0 | 0 | 1.8521 | 5.7293 | 15.0018 | 33.3843 | 64.291 | 110.7417 | 173.8414 | 252.0229 | 341.0517 | 434.8319 | 526.7198 | 610.872 | 683.21 | 741.7944 | 786.6437 | 819.1955 | 841.6553 | 856.4224 | 863.843 | 866.4333 | 866.4333 | 866.4333 | 866.4333 | 866.4333 | 866.4333
F1_Industrial_Industrial - WA_New_Process_Natural Gas_Process Boiler - Insulate Hot Water Lines_A_Achievable Economic UCT Potential | F1 | Industrial | Industrial - WA | New | Process | Natural Gas | Process Boiler - Insulate Hot Water Lines | A | Original Unit Energy Savings (kWh or therms) | Achievable Economic UCT Potential | 0 | 0 | 38.0063 | 38.0063 | 38.0063 | 38.0063 | 38.0063 | 38.0063 | 38.0063 | 38.0063 | 38.0063 | 38.0063 | 38.0063 | 38.0063 | 38.0063 | 38.0063 | 38.0063 | 38.0063 | 38.0063 | 38.0063 | 38.0063 | 38.0063 | 38.0063 | 38.0063 | 38.0063 | 38.0063 | 38.0063
F2_Industrial_Industrial - WA_New_Process_Natural Gas_Process Boiler - Insulate Hot Water Lines_A_Achievable Economic UCT Potential | F2 | Industrial | Industrial - WA | New | Process | Natural Gas | Process Boiler - Insulate Hot Water Lines | A | Original Unit Summer Peak Savings (kW) | Achievable Economic UCT Potential | 0 | 0 | 0 | 0 | 0 | 0 | 0 | 0 | 0 | 0 | 0 | 0 | 0 | 0 | 0 | 0 | 0 | 0 | 0 | 0 | 0 | 0 | 0 | 0 | 0 | 0 | 0
F3_Industrial_Industrial - WA_New_Process_Natural Gas_Process Boiler - Insulate Hot Water Lines_A_Achievable Economic UCT Potential | F3 | Industrial | Industrial - WA | New | Process | Natural Gas | Process Boiler - Insulate Hot Water Lines | A | Original Unit Winter Peak Savings (kW) | Achievable Economic UCT Potential | 0 | 0 | 0 | 0 | 0 | 0 | 0 | 0 | 0 | 0 | 0 | 0 | 0 | 0 | 0 | 0 | 0 | 0 | 0 | 0 | 0 | 0 | 0 | 0 | 0 | 0 | 0
F4_Industrial_Industrial - WA_New_Process_Natural Gas_Process Boiler - Insulate Hot Water Lines_A_Achievable Economic UCT Potential | F4 | Industrial | Industrial - WA | New | Process | Natural Gas | Process Boiler - Insulate Hot Water Lines | A | Standalone Impact on Baseline Energy (%) | Achievable Economic UCT Potential | 0 | 0 | 0 | 0 | 0 | 0 | 0 | 0 | 0 | 0 | 0 | 0 | 0 | 0 | 0 | 0 | 0 | 0 | 0 | 0 | 0 | 0 | 0 | 0 | 0 | 0 | 0
F5_Industrial_Industrial - WA_New_Process_Natural Gas_Process Boiler - Insulate Hot Water Lines_A_Achievable Economic UCT Potential | F5 | Industrial | Industrial - WA | New | Process | Natural Gas | Process Boiler - Insulate Hot Water Lines | A | Standalone Impact on Baseline Summer Peak (%) | Achievable Economic UCT Potential | 0 | 0 | 0 | 0 | 0 | 0 | 0 | 0 | 0 | 0 | 0 | 0 | 0 | 0 | 0 | 0 | 0 | 0 | 0 | 0 | 0 | 0 | 0 | 0 | 0 | 0 | 0
F6_Industrial_Industrial - WA_New_Process_Natural Gas_Process Boiler - Insulate Hot Water Lines_A_Achievable Economic UCT Potential | F6 | Industrial | Industrial - WA | New | Process | Natural Gas | Process Boiler - Insulate Hot Water Lines | A | Standalone Impact on Baseline Winter Peak (%) | Achievable Economic UCT Potential | 0 | 0 | 0 | 0 | 0 | 0 | 0 | 0 | 0 | 0 | 0 | 0 | 0 | 0 | 0 | 0 | 0 | 0 | 0 | 0 | 0 | 0 | 0 | 0 | 0 | 0 | 0
F7_Industrial_Industrial - WA_New_Process_Natural Gas_Process Boiler - Insulate Hot Water Lines_A_Achievable Economic UCT Potential | F7 | Industrial | Industrial - WA | New | Process | Natural Gas | Process Boiler - Insulate Hot Water Lines | A | Incremental Energy Savings (MWh or mTherms) | Achievable Economic UCT Potential | 0 | 0 | 0 | 0 | 0 | 0 | 0 | 0 | 0 | 0 | 0 | 0 | 0 | 0 | 0 | 0 | 0 | 0 | 0 | 0 | 0 | 0 | 0 | 0 | 0 | 0 | 0
F8_Industrial_Industrial - WA_New_Process_Natural Gas_Process Boiler - Insulate Hot Water Lines_A_Achievable Economic UCT Potential | F8 | Industrial | Industrial - WA | New | Process | Natural Gas | Process Boiler - Insulate Hot Water Lines | A | Incremental Summer Peak Savings (MW) | Achievable Economic UCT Potential | 0 | 0 | 0 | 0 | 0 | 0 | 0 | 0 | 0 | 0 | 0 | 0 | 0 | 0 | 0 | 0 | 0 | 0 | 0 | 0 | 0 | 0 | 0 | 0 | 0 | 0 | 0
F9_Industrial_Industrial - WA_New_Process_Natural Gas_Process Boiler - Insulate Hot Water Lines_A_Achievable Economic UCT Potential | F9 | Industrial | Industrial - WA | New | Process | Natural Gas | Process Boiler - Insulate Hot Water Lines | A | Incremental Winter Peak Savings (MW) | Achievable Economic UCT Potential | 0 | 0 | 0 | 0 | 0 | 0 | 0 | 0 | 0 | 0 | 0 | 0 | 0 | 0 | 0 | 0 | 0 | 0 | 0 | 0 | 0 | 0 | 0 | 0 | 0 | 0 | 0
F10_Industrial_Industrial - WA_New_Process_Natural Gas_Process Boiler - Insulate Hot Water Lines_A_Achievable Economic UCT Potential | F10 | Industrial | Industrial - WA | New | Process | Natural Gas | Process Boiler - Insulate Hot Water Lines | A | Cumulative Energy Savings (MWh or mTherms) | Achievable Economic UCT Potential | 0 | 0 | 0 | 0 | 0 | 0 | 0 | 0 | 0 | 0 | 0 | 0 | 0 | 0 | 0 | 0 | 0 | 0 | 0 | 0 | 0 | 0 | 0 | 0 | 0 | 0 | 0
F11_Industrial_Industrial - WA_New_Process_Natural Gas_Process Boiler - Insulate Hot Water Lines_A_Achievable Economic UCT Potential | F11 | Industrial | Industrial - WA | New | Process | Natural Gas | Process Boiler - Insulate Hot Water Lines | A | Cumulative Summer Peak Savings (MW) | Achievable Economic UCT Potential | 0 | 0 | 0 | 0 | 0 | 0 | 0 | 0 | 0 | 0 | 0 | 0 | 0 | 0 | 0 | 0 | 0 | 0 | 0 | 0 | 0 | 0 | 0 | 0 | 0 | 0 | 0
F12_Industrial_Industrial - WA_New_Process_Natural Gas_Process Boiler - Insulate Hot Water Lines_A_Achievable Economic UCT Potential | F12 | Industrial | Industrial - WA | New | Process | Natural Gas | Process Boiler - Insulate Hot Water Lines | A | Cumulative Winter Peak Savings (MW) | Achievable Economic UCT Potential | 0 | 0 | 0 | 0 | 0 | 0 | 0 | 0 | 0 | 0 | 0 | 0 | 0 | 0 | 0 | 0 | 0 | 0 | 0 | 0 | 0 | 0 | 0 | 0 | 0 | 0 | 0
F13_Industrial_Industrial - WA_New_Process_Natural Gas_Process Boiler - Insulate Hot Water Lines_A_Achievable Economic UCT Potential | F13 | Industrial | Industrial - WA | New | Process | Natural Gas | Process Boiler - Insulate Hot Water Lines | A | Purchases (Incremental) | Achievable Economic UCT Potential | 0 | 0 | 0 | 0 | 0 | 0 | 0 | 0 | 0 | 0 | 0 | 0 | 0 | 0 | 0 | 0 | 0 | 0 | 0 | 0 | 0 | 0 | 0 | 0 | 0 | 0 | 0
F14_Industrial_Industrial - WA_New_Process_Natural Gas_Process Boiler - Insulate Hot Water Lines_A_Achievable Economic UCT Potential | F14 | Industrial | Industrial - WA | New | Process | Natural Gas | Process Boiler - Insulate Hot Water Lines | A | Purchases (Cumulative) | Achievable Economic UCT Potential | 0 | 0 | 0 | 0 | 0 | 0 | 0 | 0 | 0 | 0 | 0 | 0 | 0 | 0 | 0 | 0 | 0 | 0 | 0 | 0 | 0 | 0 | 0 | 0 | 0 | 0 | 0
F1_Industrial_Industrial - WA_New_Process_Natural Gas_Process Boiler - Insulate Steam Lines/Condensate Tank_A_Achievable Economic UCT Potential | F1 | Industrial | Industrial - WA | New | Process | Natural Gas | Process Boiler - Insulate Steam Lines/Condensate Tank | A | Original Unit Energy Savings (kWh or therms) | Achievable Economic UCT Potential | 0 | 0 | 56.7725 | 56.7725 | 56.7725 | 56.7725 | 56.7725 | 56.7725 | 56.7725 | 56.7725 | 56.7725 | 56.7725 | 56.7725 | 56.7725 | 56.7725 | 56.7725 | 56.7725 | 56.7725 | 56.7725 | 56.7725 | 56.7725 | 56.7725 | 56.7725 | 56.7725 | 56.7725 | 56.7725 | 56.7725
F2_Industrial_Industrial - WA_New_Process_Natural Gas_Process Boiler - Insulate Steam Lines/Condensate Tank_A_Achievable Economic UCT Potential | F2 | Industrial | Industrial - WA | New | Process | Natural Gas | Process Boiler - Insulate Steam Lines/Condensate Tank | A | Original Unit Summer Peak Savings (kW) | Achievable Economic UCT Potential | 0 | 0 | 0 | 0 | 0 | 0 | 0 | 0 | 0 | 0 | 0 | 0 | 0 | 0 | 0 | 0 | 0 | 0 | 0 | 0 | 0 | 0 | 0 | 0 | 0 | 0 | 0
F3_Industrial_Industrial - WA_New_Process_Natural Gas_Process Boiler - Insulate Steam Lines/Condensate Tank_A_Achievable Economic UCT Potential | F3 | Industrial | Industrial - WA | New | Process | Natural Gas | Process Boiler - Insulate Steam Lines/Condensate Tank | A | Original Unit Winter Peak Savings (kW) | Achievable Economic UCT Potential | 0 | 0 | 0 | 0 | 0 | 0 | 0 | 0 | 0 | 0 | 0 | 0 | 0 | 0 | 0 | 0 | 0 | 0 | 0 | 0 | 0 | 0 | 0 | 0 | 0 | 0 | 0
F4_Industrial_Industrial - WA_New_Process_Natural Gas_Process Boiler - Insulate Steam Lines/Condensate Tank_A_Achievable Economic UCT Potential | F4 | Industrial | Industrial - WA | New | Process | Natural Gas | Process Boiler - Insulate Steam Lines/Condensate Tank | A | Standalone Impact on Baseline Energy (%) | Achievable Economic UCT Potential | 0 | 0 | 0 | 0 | 0 | 0 | 0 | 0 | 0 | 0 | 0 | 0 | 0 | 0 | 0 | 0 | 0 | 0 | 0 | 0 | 0 | 0 | 0 | 0 | 0 | 0 | 0
F5_Industrial_Industrial - WA_New_Process_Natural Gas_Process Boiler - Insulate Steam Lines/Condensate Tank_A_Achievable Economic UCT Potential | F5 | Industrial | Industrial - WA | New | Process | Natural Gas | Process Boiler - Insulate Steam Lines/Condensate Tank | A | Standalone Impact on Baseline Summer Peak (%) | Achievable Economic UCT Potential | 0 | 0 | 0 | 0 | 0 | 0 | 0 | 0 | 0 | 0 | 0 | 0 | 0 | 0 | 0 | 0 | 0 | 0 | 0 | 0 | 0 | 0 | 0 | 0 | 0 | 0 | 0
F6_Industrial_Industrial - WA_New_Process_Natural Gas_Process Boiler - Insulate Steam Lines/Condensate Tank_A_Achievable Economic UCT Potential | F6 | Industrial | Industrial - WA | New | Process | Natural Gas | Process Boiler - Insulate Steam Lines/Condensate Tank | A | Standalone Impact on Baseline Winter Peak (%) | Achievable Economic UCT Potential | 0 | 0 | 0 | 0 | 0 | 0 | 0 | 0 | 0 | 0 | 0 | 0 | 0 | 0 | 0 | 0 | 0 | 0 | 0 | 0 | 0 | 0 | 0 | 0 | 0 | 0 | 0
F7_Industrial_Industrial - WA_New_Process_Natural Gas_Process Boiler - Insulate Steam Lines/Condensate Tank_A_Achievable Economic UCT Potential | F7 | Industrial | Industrial - WA | New | Process | Natural Gas | Process Boiler - Insulate Steam Lines/Condensate Tank | A | Incremental Energy Savings (MWh or mTherms) | Achievable Economic UCT Potential | 0 | 0 | 0 | 0 | 0 | 0 | 0 | 0 | 0 | 0 | 0 | 0 | 0 | 0 | 0 | 0 | 0 | 0 | 0 | 0 | 0 | 0 | 0 | 0 | 0 | 0 | 0
F8_Industrial_Industrial - WA_New_Process_Natural Gas_Process Boiler - Insulate Steam Lines/Condensate Tank_A_Achievable Economic UCT Potential | F8 | Industrial | Industrial - WA | New | Process | Natural Gas | Process Boiler - Insulate Steam Lines/Condensate Tank | A | Incremental Summer Peak Savings (MW) | Achievable Economic UCT Potential | 0 | 0 | 0 | 0 | 0 | 0 | 0 | 0 | 0 | 0 | 0 | 0 | 0 | 0 | 0 | 0 | 0 | 0 | 0 | 0 | 0 | 0 | 0 | 0 | 0 | 0 | 0
F9_Industrial_Industrial - WA_New_Process_Natural Gas_Process Boiler - Insulate Steam Lines/Condensate Tank_A_Achievable Economic UCT Potential | F9 | Industrial | Industrial - WA | New | Process | Natural Gas | Process Boiler - Insulate Steam Lines/Condensate Tank | A | Incremental Winter Peak Savings (MW) | Achievable Economic UCT Potential | 0 | 0 | 0 | 0 | 0 | 0 | 0 | 0 | 0 | 0 | 0 | 0 | 0 | 0 | 0 | 0 | 0 | 0 | 0 | 0 | 0 | 0 | 0 | 0 | 0 | 0 | 0
F10_Industrial_Industrial - WA_New_Process_Natural Gas_Process Boiler - Insulate Steam Lines/Condensate Tank_A_Achievable Economic UCT Potential | F10 | Industrial | Industrial - WA | New | Process | Natural Gas | Process Boiler - Insulate Steam Lines/Condensate Tank | A | Cumulative Energy Savings (MWh or mTherms) | Achievable Economic UCT Potential | 0 | 0 | 0 | 0 | 0 | 0 | 0 | 0 | 0 | 0 | 0 | 0 | 0 | 0 | 0 | 0 | 0 | 0 | 0 | 0 | 0 | 0 | 0 | 0 | 0 | 0 | 0
F11_Industrial_Industrial - WA_New_Process_Natural Gas_Process Boiler - Insulate Steam Lines/Condensate Tank_A_Achievable Economic UCT Potential | F11 | Industrial | Industrial - WA | New | Process | Natural Gas | Process Boiler - Insulate Steam Lines/Condensate Tank | A | Cumulative Summer Peak Savings (MW) | Achievable Economic UCT Potential | 0 | 0 | 0 | 0 | 0 | 0 | 0 | 0 | 0 | 0 | 0 | 0 | 0 | 0 | 0 | 0 | 0 | 0 | 0 | 0 | 0 | 0 | 0 | 0 | 0 | 0 | 0
F12_Industrial_Industrial - WA_New_Process_Natural Gas_Process Boiler - Insulate Steam Lines/Condensate Tank_A_Achievable Economic UCT Potential | F12 | Industrial | Industrial - WA | New | Process | Natural Gas | Process Boiler - Insulate Steam Lines/Condensate Tank | A | Cumulative Winter Peak Savings (MW) | Achievable Economic UCT Potential | 0 | 0 | 0 | 0 | 0 | 0 | 0 | 0 | 0 | 0 | 0 | 0 | 0 | 0 | 0 | 0 | 0 | 0 | 0 | 0 | 0 | 0 | 0 | 0 | 0 | 0 | 0
F13_Industrial_Industrial - WA_New_Process_Natural Gas_Process Boiler - Insulate Steam Lines/Condensate Tank_A_Achievable Economic UCT Potential | F13 | Industrial | Industrial - WA | New | Process | Natural Gas | Process Boiler - Insulate Steam Lines/Condensate Tank | A | Purchases (Incremental) | Achievable Economic UCT Potential | 0 | 0 | 0 | 0 | 0 | 0 | 0 | 0 | 0 | 0 | 0 | 0 | 0 | 0 | 0 | 0 | 0 | 0 | 0 | 0 | 0 | 0 | 0 | 0 | 0 | 0 | 0
F14_Industrial_Industrial - WA_New_Process_Natural Gas_Process Boiler - Insulate Steam Lines/Condensate Tank_A_Achievable Economic UCT Potential | F14 | Industrial | Industrial - WA | New | Process | Natural Gas | Process Boiler - Insulate Steam Lines/Condensate Tank | A | Purchases (Cumulative) | Achievable Economic UCT Potential | 0 | 0 | 0 | 0 | 0 | 0 | 0 | 0 | 0 | 0 | 0 | 0 | 0 | 0 | 0 | 0 | 0 | 0 | 0 | 0 | 0 | 0 | 0 | 0 | 0 | 0 | 0
F1_Industrial_Industrial - WA_New_Process_Natural Gas_Process Boiler - Stack Economizer_A_Achievable Economic UCT Potential | F1 | Industrial | Industrial - WA | New | Process | Natural Gas | Process Boiler - Stack Economizer | A | Original Unit Energy Savings (kWh or therms) | Achievable Economic UCT Potential | 0 | 0 | 7.5994 | 7.5994 | 7.5994 | 7.5994 | 7.5994 | 7.5994 | 7.5994 | 7.5994 | 7.5994 | 7.5994 | 7.5994 | 7.5994 | 7.5994 | 7.5994 | 7.5994 | 7.5994 | 7.5994 | 7.5994 | 7.5994 | 7.5994 | 7.5994 | 7.5994 | 7.5994 | 7.5994 | 7.5994
F2_Industrial_Industrial - WA_New_Process_Natural Gas_Process Boiler - Stack Economizer_A_Achievable Economic UCT Potential | F2 | Industrial | Industrial - WA | New | Process | Natural Gas | Process Boiler - Stack Economizer | A | Original Unit Summer Peak Savings (kW) | Achievable Economic UCT Potential | 0 | 0 | 0 | 0 | 0 | 0 | 0 | 0 | 0 | 0 | 0 | 0 | 0 | 0 | 0 | 0 | 0 | 0 | 0 | 0 | 0 | 0 | 0 | 0 | 0 | 0 | 0
F3_Industrial_Industrial - WA_New_Process_Natural Gas_Process Boiler - Stack Economizer_A_Achievable Economic UCT Potential | F3 | Industrial | Industrial - WA | New | Process | Natural Gas | Process Boiler - Stack Economizer | A | Original Unit Winter Peak Savings (kW) | Achievable Economic UCT Potential | 0 | 0 | 0 | 0 | 0 | 0 | 0 | 0 | 0 | 0 | 0 | 0 | 0 | 0 | 0 | 0 | 0 | 0 | 0 | 0 | 0 | 0 | 0 | 0 | 0 | 0 | 0
F4_Industrial_Industrial - WA_New_Process_Natural Gas_Process Boiler - Stack Economizer_A_Achievable Economic UCT Potential | F4 | Industrial | Industrial - WA | New | Process | Natural Gas | Process Boiler - Stack Economizer | A | Standalone Impact on Baseline Energy (%) | Achievable Economic UCT Potential | 0 | 0 | 0.00053108 | 0.00092987 | 0.0013087 | 0.0016863 | 0.0020913 | 0.002426 | 0.0026554 | 0.0028062 | 0.0028986 | 0.0029475 | 0.0029643 | 0.0029575 | 0.0029336 | 0.0028975 | 0.002853 | 0.0027516 | 0.0026587 | 0.0025732 | 0.0024944 | 0.0024215 | 0.0023539 | 0.0022909 | 0.0022323 | 0.0021775 | 0.0021261
F5_Industrial_Industrial - WA_New_Process_Natural Gas_Process Boiler - Stack Economizer_A_Achievable Economic UCT Potential | F5 | Industrial | Industrial - WA | New | Process | Natural Gas | Process Boiler - Stack Economizer | A | Standalone Impact on Baseline Summer Peak (%) | Achievable Economic UCT Potential | 0 | 0 | 0 | 0 | 0 | 0 | 0 | 0 | 0 | 0 | 0 | 0 | 0 | 0 | 0 | 0 | 0 | 0 | 0 | 0 | 0 | 0 | 0 | 0 | 0 | 0 | 0
F6_Industrial_Industrial - WA_New_Process_Natural Gas_Process Boiler - Stack Economizer_A_Achievable Economic UCT Potential | F6 | Industrial | Industrial - WA | New | Process | Natural Gas | Process Boiler - Stack Economizer | A | Standalone Impact on Baseline Winter Peak (%) | Achievable Economic UCT Potential | 0 | 0 | 0 | 0 | 0 | 0 | 0 | 0 | 0 | 0 | 0 | 0 | 0 | 0 | 0 | 0 | 0 | 0 | 0 | 0 | 0 | 0 | 0 | 0 | 0 | 0 | 0
F7_Industrial_Industrial - WA_New_Process_Natural Gas_Process Boiler - Stack Economizer_A_Achievable Economic UCT Potential | F7 | Industrial | Industrial - WA | New | Process | Natural Gas | Process Boiler - Stack Economizer | A | Incremental Energy Savings (MWh or mTherms) | Achievable Economic UCT Potential | 0 | 0 | 0.13914 | 0.1853 | 0.22157 | 0.25101 | 0.2713 | 0.26212 | 0.22382 | 0.19016 | 0.16086 | 0.13556 | 0.11385 | 0.095325 | 0.079601 | 0.066308 | 0.055113 | 0 | 0 | 0 | 0 | 0 | 0 | 0 | 0 | 0 | 0
F8_Industrial_Industrial - WA_New_Process_Natural Gas_Process Boiler - Stack Economizer_A_Achievable Economic UCT Potential | F8 | Industrial | Industrial - WA | New | Process | Natural Gas | Process Boiler - Stack Economizer | A | Incremental Summer Peak Savings (MW) | Achievable Economic UCT Potential | 0 | 0 | 0 | 0 | 0 | 0 | 0 | 0 | 0 | 0 | 0 | 0 | 0 | 0 | 0 | 0 | 0 | 0 | 0 | 0 | 0 | 0 | 0 | 0 | 0 | 0 | 0
F9_Industrial_Industrial - WA_New_Process_Natural Gas_Process Boiler - Stack Economizer_A_Achievable Economic UCT Potential | F9 | Industrial | Industrial - WA | New | Process | Natural Gas | Process Boiler - Stack Economizer | A | Incremental Winter Peak Savings (MW) | Achievable Economic UCT Potential | 0 | 0 | 0 | 0 | 0 | 0 | 0 | 0 | 0 | 0 | 0 | 0 | 0 | 0 | 0 | 0 | 0 | 0 | 0 | 0 | 0 | 0 | 0 | 0 | 0 | 0 | 0
F10_Industrial_Industrial - WA_New_Process_Natural Gas_Process Boiler - Stack Economizer_A_Achievable Economic UCT Potential | F10 | Industrial | Industrial - WA | New | Process | Natural Gas | Process Boiler - Stack Economizer | A | Cumulative Energy Savings (MWh or mTherms) | Achievable Economic UCT Potential | 0 | 0 | 0.13914 | 0.32444 | 0.54601 | 0.79702 | 1.0683 | 1.3304 | 1.5543 | 1.7444 | 1.9053 | 2.0408 | 2.1547 | 2.25 | 2.3296 | 2.3959 | 2.451 | 2.451 | 2.451 | 2.451 | 2.451 | 2.451 | 2.451 | 2.451 | 2.451 | 2.451 | 2.451
F11_Industrial_Industrial - WA_New_Process_Natural Gas_Process Boiler - Stack Economizer_A_Achievable Economic UCT Potential | F11 | Industrial | Industrial - WA | New | Process | Natural Gas | Process Boiler - Stack Economizer | A | Cumulative Summer Peak Savings (MW) | Achievable Economic UCT Potential | 0 | 0 | 0 | 0 | 0 | 0 | 0 | 0 | 0 | 0 | 0 | 0 | 0 | 0 | 0 | 0 | 0 | 0 | 0 | 0 | 0 | 0 | 0 | 0 | 0 | 0 | 0
F12_Industrial_Industrial - WA_New_Process_Natural Gas_Process Boiler - Stack Economizer_A_Achievable Economic UCT Potential | F12 | Industrial | Industrial - WA | New | Process | Natural Gas | Process Boiler - Stack Economizer | A | Cumulative Winter Peak Savings (MW) | Achievable Economic UCT Potential | 0 | 0 | 0 | 0 | 0 | 0 | 0 | 0 | 0 | 0 | 0 | 0 | 0 | 0 | 0 | 0 | 0 | 0 | 0 | 0 | 0 | 0 | 0 | 0 | 0 | 0 | 0
F13_Industrial_Industrial - WA_New_Process_Natural Gas_Process Boiler - Stack Economizer_A_Achievable Economic UCT Potential | F13 | Industrial | Industrial - WA | New | Process | Natural Gas | Process Boiler - Stack Economizer | A | Purchases (Incremental) | Achievable Economic UCT Potential | 0 | 0 | 18.309 | 24.3832 | 29.1568 | 33.0302 | 35.7003 | 34.4927 | 29.4521 | 25.0228 | 21.1674 | 17.8377 | 14.9809 | 12.5438 | 10.4747 | 8.7255 | 7.2524 | 0 | 0 | 0 | 0 | 0 | 0 | 0 | 0 | 0 | 0
F14_Industrial_Industrial - WA_New_Process_Natural Gas_Process Boiler - Stack Economizer_A_Achievable Economic UCT Potential | F14 | Industrial | Industrial - WA | New | Process | Natural Gas | Process Boiler - Stack Economizer | A | Purchases (Cumulative) | Achievable Economic UCT Potential | 0 | 0 | 18.309 | 42.6923 | 71.849 | 104.8792 | 140.5795 | 175.0722 | 204.5243 | 229.5471 | 250.7145 | 268.5522 | 283.5332 | 296.0769 | 306.5516 | 315.2771 | 322.5295 | 322.5295 | 322.5295 | 322.5295 | 322.5295 | 322.5295 | 322.5295 | 322.5295 | 322.5295 | 322.5295 | 322.5295
F1_Industrial_Industrial - WA_New_Process_Natural Gas_Process Boiler - Steam Trap Replacement_A_Achievable Economic UCT Potential | F1 | Industrial | Industrial - WA | New | Process | Natural Gas | Process Boiler - Steam Trap Replacement | A | Original Unit Energy Savings (kWh or therms) | Achievable Economic UCT Potential | 0 | 0 | 253514.0926 | 253514.0926 | 253514.0926 | 253514.0926 | 253514.0926 | 253514.0926 | 253514.0926 | 253514.0926 | 253514.0926 | 253514.0926 | 253514.0926 | 253514.0926 | 253514.0926 | 253514.0926 | 253514.0926 | 253514.0926 | 253514.0926 | 253514.0926 | 253514.0926 | 253514.0926 | 253514.0926 | 253514.0926 | 253514.0926 | 253514.0926 | 253514.0926
F2_Industrial_Industrial - WA_New_Process_Natural Gas_Process Boiler - Steam Trap Replacement_A_Achievable Economic UCT Potential | F2 | Industrial | Industrial - WA | New | Process | Natural Gas | Process Boiler - Steam Trap Replacement | A | Original Unit Summer Peak Savings (kW) | Achievable Economic UCT Potential | 0 | 0 | 0 | 0 | 0 | 0 | 0 | 0 | 0 | 0 | 0 | 0 | 0 | 0 | 0 | 0 | 0 | 0 | 0 | 0 | 0 | 0 | 0 | 0 | 0 | 0 | 0
F3_Industrial_Industrial - WA_New_Process_Natural Gas_Process Boiler - Steam Trap Replacement_A_Achievable Economic UCT Potential | F3 | Industrial | Industrial - WA | New | Process | Natural Gas | Process Boiler - Steam Trap Replacement | A | Original Unit Winter Peak Savings (kW) | Achievable Economic UCT Potential | 0 | 0 | 0 | 0 | 0 | 0 | 0 | 0 | 0 | 0 | 0 | 0 | 0 | 0 | 0 | 0 | 0 | 0 | 0 | 0 | 0 | 0 | 0 | 0 | 0 | 0 | 0
F4_Industrial_Industrial - WA_New_Process_Natural Gas_Process Boiler - Steam Trap Replacement_A_Achievable Economic UCT Potential | F4 | Industrial | Industrial - WA | New | Process | Natural Gas | Process Boiler - Steam Trap Replacement | A | Standalone Impact on Baseline Energy (%) | Achievable Economic UCT Potential | 0 | 0 | 7.1197e-06 | 1.2466e-05 | 1.7545e-05 | 2.2607e-05 | 2.8036e-05 | 3.3235e-05 | 3.5072e-05 | 3.6147e-05 | 3.6785e-05 | 3.7181e-05 | 3.7533e-05 | 3.7848e-05 | 3.8132e-05 | 3.8388e-05 | 3.8621e-05 | 3.8833e-05 | 3.9028e-05 | 3.9207e-05 | 3.8006e-05 | 3.6895e-05 | 3.5864e-05 | 3.4906e-05 | 3.4012e-05 | 3.3176e-05 | 3.2394e-05
F5_Industrial_Industrial - WA_New_Process_Natural Gas_Process Boiler - Steam Trap Replacement_A_Achievable Economic UCT Potential | F5 | Industrial | Industrial - WA | New | Process | Natural Gas | Process Boiler - Steam Trap Replacement | A | Standalone Impact on Baseline Summer Peak (%) | Achievable Economic UCT Potential | 0 | 0 | 0 | 0 | 0 | 0 | 0 | 0 | 0 | 0 | 0 | 0 | 0 | 0 | 0 | 0 | 0 | 0 | 0 | 0 | 0 | 0 | 0 | 0 | 0 | 0 | 0
F6_Industrial_Industrial - WA_New_Process_Natural Gas_Process Boiler - Steam Trap Replacement_A_Achievable Economic UCT Potential | F6 | Industrial | Industrial - WA | New | Process | Natural Gas | Process Boiler - Steam Trap Replacement | A | Standalone Impact on Baseline Winter Peak (%) | Achievable Economic UCT Potential | 0 | 0 | 0 | 0 | 0 | 0 | 0 | 0 | 0 | 0 | 0 | 0 | 0 | 0 | 0 | 0 | 0 | 0 | 0 | 0 | 0 | 0 | 0 | 0 | 0 | 0 | 0
F7_Industrial_Industrial - WA_New_Process_Natural Gas_Process Boiler - Steam Trap Replacement_A_Achievable Economic UCT Potential | F7 | Industrial | Industrial - WA | New | Process | Natural Gas | Process Boiler - Steam Trap Replacement | A | Incremental Energy Savings (MWh or mTherms) | Achievable Economic UCT Potential | 0 | 0 | 0.0018653 | 0.0024841 | 0.0029704 | 0.003365 | 0.003637 | 0.0039045 | 0.0023021 | 0.0019417 | 0.0017094 | 0.0015646 | 0.0015381 | 0.0015121 | 0.0014865 | 0.0014614 | 0.0014367 | 0.0014124 | 0.0013885 | 0.0013651 | 0 | 0 | 0 | 0 | 0 | 0 | 0
F8_Industrial_Industrial - WA_New_Process_Natural Gas_Process Boiler - Steam Trap Replacement_A_Achievable Economic UCT Potential | F8 | Industrial | Industrial - WA | New | Process | Natural Gas | Process Boiler - Steam Trap Replacement | A | Incremental Summer Peak Savings (MW) | Achievable Economic UCT Potential | 0 | 0 | 0 | 0 | 0 | 0 | 0 | 0 | 0 | 0 | 0 | 0 | 0 | 0 | 0 | 0 | 0 | 0 | 0 | 0 | 0 | 0 | 0 | 0 | 0 | 0 | 0
F9_Industrial_Industrial - WA_New_Process_Natural Gas_Process Boiler - Steam Trap Replacement_A_Achievable Economic UCT Potential | F9 | Industrial | Industrial - WA | New | Process | Natural Gas | Process Boiler - Steam Trap Replacement | A | Incremental Winter Peak Savings (MW) | Achievable Economic UCT Potential | 0 | 0 | 0 | 0 | 0 | 0 | 0 | 0 | 0 | 0 | 0 | 0 | 0 | 0 | 0 | 0 | 0 | 0 | 0 | 0 | 0 | 0 | 0 | 0 | 0 | 0 | 0
F10_Industrial_Industrial - WA_New_Process_Natural Gas_Process Boiler - Steam Trap Replacement_A_Achievable Economic UCT Potential | F10 | Industrial | Industrial - WA | New | Process | Natural Gas | Process Boiler - Steam Trap Replacement | A | Cumulative Energy Savings (MWh or mTherms) | Achievable Economic UCT Potential | 0 | 0 | 0.0018653 | 0.0043494 | 0.0073198 | 0.010685 | 0.014322 | 0.018226 | 0.020528 | 0.02247 | 0.02418 | 0.025744 | 0.027282 | 0.028794 | 0.030281 | 0.031742 | 0.033179 | 0.034591 | 0.03598 | 0.037345 | 0.037345 | 0.037345 | 0.037345 | 0.037345 | 0.037345 | 0.037345 | 0.037345
F11_Industrial_Industrial - WA_New_Process_Natural Gas_Process Boiler - Steam Trap Replacement_A_Achievable Economic UCT Potential | F11 | Industrial | Industrial - WA | New | Process | Natural Gas | Process Boiler - Steam Trap Replacement | A | Cumulative Summer Peak Savings (MW) | Achievable Economic UCT Potential | 0 | 0 | 0 | 0 | 0 | 0 | 0 | 0 | 0 | 0 | 0 | 0 | 0 | 0 | 0 | 0 | 0 | 0 | 0 | 0 | 0 | 0 | 0 | 0 | 0 | 0 | 0
F12_Industrial_Industrial - WA_New_Process_Natural Gas_Process Boiler - Steam Trap Replacement_A_Achievable Economic UCT Potential | F12 | Industrial | Industrial - WA | New | Process | Natural Gas | Process Boiler - Steam Trap Replacement | A | Cumulative Winter Peak Savings (MW) | Achievable Economic UCT Potential | 0 | 0 | 0 | 0 | 0 | 0 | 0 | 0 | 0 | 0 | 0 | 0 | 0 | 0 | 0 | 0 | 0 | 0 | 0 | 0 | 0 | 0 | 0 | 0 | 0 | 0 | 0
F13_Industrial_Industrial - WA_New_Process_Natural Gas_Process Boiler - Steam Trap Replacement_A_Achievable Economic UCT Potential | F13 | Industrial | Industrial - WA | New | Process | Natural Gas | Process Boiler - Steam Trap Replacement | A | Purchases (Incremental) | Achievable Economic UCT Potential | 0 | 0 | 7.3577e-06 | 9.7986e-06 | 1.1717e-05 | 1.3273e-05 | 1.4347e-05 | 1.5401e-05 | 9.0807e-06 | 7.6591e-06 | 6.743e-06 | 6.1716e-06 | 6.0672e-06 | 5.9645e-06 | 5.8636e-06 | 5.7644e-06 | 5.6669e-06 | 5.5712e-06 | 5.477e-06 | 5.3845e-06 | 0 | 0 | 0 | 0 | 0 | 0 | 0
F14_Industrial_Industrial - WA_New_Process_Natural Gas_Process Boiler - Steam Trap Replacement_A_Achievable Economic UCT Potential | F14 | Industrial | Industrial - WA | New | Process | Natural Gas | Process Boiler - Steam Trap Replacement | A | Purchases (Cumulative) | Achievable Economic UCT Potential | 0 | 0 | 7.3577e-06 | 1.7156e-05 | 2.8873e-05 | 4.2147e-05 | 5.6493e-05 | 7.1895e-05 | 8.0975e-05 | 8.8634e-05 | 9.5377e-05 | 0.00010155 | 0.00010762 | 0.00011358 | 0.00011944 | 0.00012521 | 0.00013088 | 0.00013645 | 0.00014192 | 0.00014731 | 0.00014731 | 0.00014731 | 0.00014731 | 0.00014731 | 0.00014731 | 0.00014731 | 0.00014731
F1_Industrial_Industrial - WA_New_Process_Natural Gas_Process Boiler - Maintenance_A_Achievable Economic UCT Potential | F1 | Industrial | Industrial - WA | New | Process | Natural Gas | Process Boiler - Maintenance | A | Original Unit Energy Savings (kWh or therms) | Achievable Economic UCT Potential | 0 | 0 | 4.7496 | 4.7496 | 4.7496 | 4.7496 | 4.7496 | 4.7496 | 4.7496 | 4.7496 | 4.7496 | 4.7496 | 4.7496 | 4.7496 | 4.7496 | 4.7496 | 4.7496 | 4.7496 | 4.7496 | 4.7496 | 4.7496 | 4.7496 | 4.7496 | 4.7496 | 4.7496 | 4.7496 | 4.7496
F2_Industrial_Industrial - WA_New_Process_Natural Gas_Process Boiler - Maintenance_A_Achievable Economic UCT Potential | F2 | Industrial | Industrial - WA | New | Process | Natural Gas | Process Boiler - Maintenance | A | Original Unit Summer Peak Savings (kW) | Achievable Economic UCT Potential | 0 | 0 | 0 | 0 | 0 | 0 | 0 | 0 | 0 | 0 | 0 | 0 | 0 | 0 | 0 | 0 | 0 | 0 | 0 | 0 | 0 | 0 | 0 | 0 | 0 | 0 | 0
F3_Industrial_Industrial - WA_New_Process_Natural Gas_Process Boiler - Maintenance_A_Achievable Economic UCT Potential | F3 | Industrial | Industrial - WA | New | Process | Natural Gas | Process Boiler - Maintenance | A | Original Unit Winter Peak Savings (kW) | Achievable Economic UCT Potential | 0 | 0 | 0 | 0 | 0 | 0 | 0 | 0 | 0 | 0 | 0 | 0 | 0 | 0 | 0 | 0 | 0 | 0 | 0 | 0 | 0 | 0 | 0 | 0 | 0 | 0 | 0
F4_Industrial_Industrial - WA_New_Process_Natural Gas_Process Boiler - Maintenance_A_Achievable Economic UCT Potential | F4 | Industrial | Industrial - WA | New | Process | Natural Gas | Process Boiler - Maintenance | A | Standalone Impact on Baseline Energy (%) | Achievable Economic UCT Potential | 0 | 0 | 8.3911e-05 | 0.00012182 | 0.00014259 | 0.00012587 | 0.00011646 | 0.00010848 | 0.00010164 | 9.5703e-05 | 9.0508e-05 | 8.5922e-05 | 8.1845e-05 | 7.8198e-05 | 7.4916e-05 | 7.1947e-05 | 6.9249e-05 | 6.6787e-05 | 6.4531e-05 | 6.2458e-05 | 6.0545e-05 | 5.8775e-05 | 5.7133e-05 | 5.5606e-05 | 5.4182e-05 | 5.2851e-05 | 5.1605e-05
F5_Industrial_Industrial - WA_New_Process_Natural Gas_Process Boiler - Maintenance_A_Achievable Economic UCT Potential | F5 | Industrial | Industrial - WA | New | Process | Natural Gas | Process Boiler - Maintenance | A | Standalone Impact on Baseline Summer Peak (%) | Achievable Economic UCT Potential | 0 | 0 | 0 | 0 | 0 | 0 | 0 | 0 | 0 | 0 | 0 | 0 | 0 | 0 | 0 | 0 | 0 | 0 | 0 | 0 | 0 | 0 | 0 | 0 | 0 | 0 | 0
F6_Industrial_Industrial - WA_New_Process_Natural Gas_Process Boiler - Maintenance_A_Achievable Economic UCT Potential | F6 | Industrial | Industrial - WA | New | Process | Natural Gas | Process Boiler - Maintenance | A | Standalone Impact on Baseline Winter Peak (%) | Achievable Economic UCT Potential | 0 | 0 | 0 | 0 | 0 | 0 | 0 | 0 | 0 | 0 | 0 | 0 | 0 | 0 | 0 | 0 | 0 | 0 | 0 | 0 | 0 | 0 | 0 | 0 | 0 | 0 | 0
F7_Industrial_Industrial - WA_New_Process_Natural Gas_Process Boiler - Maintenance_A_Achievable Economic UCT Potential | F7 | Industrial | Industrial - WA | New | Process | Natural Gas | Process Boiler - Maintenance | A | Incremental Energy Savings (MWh or mTherms) | Achievable Economic UCT Potential | 0 | 0 | 0.021984 | 0.020521 | 0.016987 | 0 | 0 | 0 | 0 | 0 | 0 | 0 | 0 | 0 | 0 | 0 | 0 | 0 | 0 | 0 | 0 | 0 | 0 | 0 | 0 | 0 | 0
F8_Industrial_Industrial - WA_New_Process_Natural Gas_Process Boiler - Maintenance_A_Achievable Economic UCT Potential | F8 | Industrial | Industrial - WA | New | Process | Natural Gas | Process Boiler - Maintenance | A | Incremental Summer Peak Savings (MW) | Achievable Economic UCT Potential | 0 | 0 | 0 | 0 | 0 | 0 | 0 | 0 | 0 | 0 | 0 | 0 | 0 | 0 | 0 | 0 | 0 | 0 | 0 | 0 | 0 | 0 | 0 | 0 | 0 | 0 | 0
F9_Industrial_Industrial - WA_New_Process_Natural Gas_Process Boiler - Maintenance_A_Achievable Economic UCT Potential | F9 | Industrial | Industrial - WA | New | Process | Natural Gas | Process Boiler - Maintenance | A | Incremental Winter Peak Savings (MW) | Achievable Economic UCT Potential | 0 | 0 | 0 | 0 | 0 | 0 | 0 | 0 | 0 | 0 | 0 | 0 | 0 | 0 | 0 | 0 | 0 | 0 | 0 | 0 | 0 | 0 | 0 | 0 | 0 | 0 | 0
F10_Industrial_Industrial - WA_New_Process_Natural Gas_Process Boiler - Maintenance_A_Achievable Economic UCT Potential | F10 | Industrial | Industrial - WA | New | Process | Natural Gas | Process Boiler - Maintenance | A | Cumulative Energy Savings (MWh or mTherms) | Achievable Economic UCT Potential | 0 | 0 | 0.021984 | 0.042505 | 0.059492 | 0.059492 | 0.059492 | 0.059492 | 0.059492 | 0.059492 | 0.059492 | 0.059492 | 0.059492 | 0.059492 | 0.059492 | 0.059492 | 0.059492 | 0.059492 | 0.059492 | 0.059492 | 0.059492 | 0.059492 | 0.059492 | 0.059492 | 0.059492 | 0.059492 | 0.059492
F11_Industrial_Industrial - WA_New_Process_Natural Gas_Process Boiler - Maintenance_A_Achievable Economic UCT Potential | F11 | Industrial | Industrial - WA | New | Process | Natural Gas | Process Boiler - Maintenance | A | Cumulative Summer Peak Savings (MW) | Achievable Economic UCT Potential | 0 | 0 | 0 | 0 | 0 | 0 | 0 | 0 | 0 | 0 | 0 | 0 | 0 | 0 | 0 | 0 | 0 | 0 | 0 | 0 | 0 | 0 | 0 | 0 | 0 | 0 | 0
F12_Industrial_Industrial - WA_New_Process_Natural Gas_Process Boiler - Maintenance_A_Achievable Economic UCT Potential | F12 | Industrial | Industrial - WA | New | Process | Natural Gas | Process Boiler - Maintenance | A | Cumulative Winter Peak Savings (MW) | Achievable Economic UCT Potential | 0 | 0 | 0 | 0 | 0 | 0 | 0 | 0 | 0 | 0 | 0 | 0 | 0 | 0 | 0 | 0 | 0 | 0 | 0 | 0 | 0 | 0 | 0 | 0 | 0 | 0 | 0
F13_Industrial_Industrial - WA_New_Process_Natural Gas_Process Boiler - Maintenance_A_Achievable Economic UCT Potential | F13 | Industrial | Industrial - WA | New | Process | Natural Gas | Process Boiler - Maintenance | A | Purchases (Incremental) | Achievable Economic UCT Potential | 0 | 0 | 4.6285 | 4.3205 | 3.5765 | 0 | 0 | 0 | 0 | 0 | 0 | 0 | 0 | 0 | 0 | 0 | 0 | 0 | 0 | 0 | 0 | 0 | 0 | 0 | 0 | 0 | 0
F14_Industrial_Industrial - WA_New_Process_Natural Gas_Process Boiler - Maintenance_A_Achievable Economic UCT Potential | F14 | Industrial | Industrial - WA | New | Process | Natural Gas | Process Boiler - Maintenance | A | Purchases (Cumulative) | Achievable Economic UCT Potential | 0 | 0 | 4.6285 | 8.9491 | 12.5256 | 12.5256 | 12.5256 | 12.5256 | 12.5256 | 12.5256 | 12.5256 | 12.5256 | 12.5256 | 12.5256 | 12.5256 | 12.5256 | 12.5256 | 12.5256 | 12.5256 | 12.5256 | 12.5256 | 12.5256 | 12.5256 | 12.5256 | 12.5256 | 12.5256 | 12.5256
F1_Industrial_Industrial - WA_New_Process_Natural Gas_Process - Heat Recovery_A_Achievable Economic UCT Potential | F1 | Industrial | Industrial - WA | New | Process | Natural Gas | Process - Heat Recovery | A | Original Unit Energy Savings (kWh or therms) | Achievable Economic UCT Potential | 0 | 0 | 0.7095 | 0.7095 | 0.7095 | 0.7095 | 0.7095 | 0.7095 | 0.7095 | 0.7095 | 0.7095 | 0.7095 | 0.7095 | 0.7095 | 0.7095 | 0.7095 | 0.7095 | 0.7095 | 0.7095 | 0.7095 | 0.7095 | 0.7095 | 0.7095 | 0.7095 | 0.7095 | 0.7095 | 0.7095
F2_Industrial_Industrial - WA_New_Process_Natural Gas_Process - Heat Recovery_A_Achievable Economic UCT Potential | F2 | Industrial | Industrial - WA | New | Process | Natural Gas | Process - Heat Recovery | A | Original Unit Summer Peak Savings (kW) | Achievable Economic UCT Potential | 0 | 0 | 0 | 0 | 0 | 0 | 0 | 0 | 0 | 0 | 0 | 0 | 0 | 0 | 0 | 0 | 0 | 0 | 0 | 0 | 0 | 0 | 0 | 0 | 0 | 0 | 0
F3_Industrial_Industrial - WA_New_Process_Natural Gas_Process - Heat Recovery_A_Achievable Economic UCT Potential | F3 | Industrial | Industrial - WA | New | Process | Natural Gas | Process - Heat Recovery | A | Original Unit Winter Peak Savings (kW) | Achievable Economic UCT Potential | 0 | 0 | 0 | 0 | 0 | 0 | 0 | 0 | 0 | 0 | 0 | 0 | 0 | 0 | 0 | 0 | 0 | 0 | 0 | 0 | 0 | 0 | 0 | 0 | 0 | 0 | 0
F4_Industrial_Industrial - WA_New_Process_Natural Gas_Process - Heat Recovery_A_Achievable Economic UCT Potential | F4 | Industrial | Industrial - WA | New | Process | Natural Gas | Process - Heat Recovery | A | Standalone Impact on Baseline Energy (%) | Achievable Economic UCT Potential | 0 | 0 | 0.0057375 | 0.010046 | 0.014139 | 0.018218 | 0.022593 | 0.026783 | 0.030831 | 0.034768 | 0.038618 | 0.042399 | 0.046125 | 0.049807 | 0.053454 | 0.057073 | 0.06067 | 0.064251 | 0.067818 | 0.071376 | 0.074928 | 0.078475 | 0.076283 | 0.074244 | 0.072343 | 0.070566 | 0.068903
F5_Industrial_Industrial - WA_New_Process_Natural Gas_Process - Heat Recovery_A_Achievable Economic UCT Potential | F5 | Industrial | Industrial - WA | New | Process | Natural Gas | Process - Heat Recovery | A | Standalone Impact on Baseline Summer Peak (%) | Achievable Economic UCT Potential | 0 | 0 | 0 | 0 | 0 | 0 | 0 | 0 | 0 | 0 | 0 | 0 | 0 | 0 | 0 | 0 | 0 | 0 | 0 | 0 | 0 | 0 | 0 | 0 | 0 | 0 | 0
F6_Industrial_Industrial - WA_New_Process_Natural Gas_Process - Heat Recovery_A_Achievable Economic UCT Potential | F6 | Industrial | Industrial - WA | New | Process | Natural Gas | Process - Heat Recovery | A | Standalone Impact on Baseline Winter Peak (%) | Achievable Economic UCT Potential | 0 | 0 | 0 | 0 | 0 | 0 | 0 | 0 | 0 | 0 | 0 | 0 | 0 | 0 | 0 | 0 | 0 | 0 | 0 | 0 | 0 | 0 | 0 | 0 | 0 | 0 | 0
F7_Industrial_Industrial - WA_New_Process_Natural Gas_Process - Heat Recovery_A_Achievable Economic UCT Potential | F7 | Industrial | Industrial - WA | New | Process | Natural Gas | Process - Heat Recovery | A | Incremental Energy Savings (MWh or mTherms) | Achievable Economic UCT Potential | 0 | 0 | 1.5032 | 2.0018 | 2.3937 | 2.7117 | 2.931 | 3.1465 | 3.3583 | 3.5666 | 3.7713 | 3.9726 | 4.1705 | 4.365 | 4.5562 | 4.7442 | 4.9291 | 5.1108 | 5.2894 | 5.465 | 5.6377 | 5.8075 | 0 | 0 | 0 | 0 | 0
F8_Industrial_Industrial - WA_New_Process_Natural Gas_Process - Heat Recovery_A_Achievable Economic UCT Potential | F8 | Industrial | Industrial - WA | New | Process | Natural Gas | Process - Heat Recovery | A | Incremental Summer Peak Savings (MW) | Achievable Economic UCT Potential | 0 | 0 | 0 | 0 | 0 | 0 | 0 | 0 | 0 | 0 | 0 | 0 | 0 | 0 | 0 | 0 | 0 | 0 | 0 | 0 | 0 | 0 | 0 | 0 | 0 | 0 | 0
F9_Industrial_Industrial - WA_New_Process_Natural Gas_Process - Heat Recovery_A_Achievable Economic UCT Potential | F9 | Industrial | Industrial - WA | New | Process | Natural Gas | Process - Heat Recovery | A | Incremental Winter Peak Savings (MW) | Achievable Economic UCT Potential | 0 | 0 | 0 | 0 | 0 | 0 | 0 | 0 | 0 | 0 | 0 | 0 | 0 | 0 | 0 | 0 | 0 | 0 | 0 | 0 | 0 | 0 | 0 | 0 | 0 | 0 | 0
F10_Industrial_Industrial - WA_New_Process_Natural Gas_Process - Heat Recovery_A_Achievable Economic UCT Potential | F10 | Industrial | Industrial - WA | New | Process | Natural Gas | Process - Heat Recovery | A | Cumulative Energy Savings (MWh or mTherms) | Achievable Economic UCT Potential | 0 | 0 | 1.5032 | 3.505 | 5.8987 | 8.6105 | 11.5414 | 14.6879 | 18.0462 | 21.6128 | 25.3841 | 29.3567 | 33.5272 | 37.8922 | 42.4484 | 47.1927 | 52.1217 | 57.2325 | 62.5219 | 67.987 | 73.6247 | 79.4322 | 79.4322 | 79.4322 | 79.4322 | 79.4322 | 79.4322
F11_Industrial_Industrial - WA_New_Process_Natural Gas_Process - Heat Recovery_A_Achievable Economic UCT Potential | F11 | Industrial | Industrial - WA | New | Process | Natural Gas | Process - Heat Recovery | A | Cumulative Summer Peak Savings (MW) | Achievable Economic UCT Potential | 0 | 0 | 0 | 0 | 0 | 0 | 0 | 0 | 0 | 0 | 0 | 0 | 0 | 0 | 0 | 0 | 0 | 0 | 0 | 0 | 0 | 0 | 0 | 0 | 0 | 0 | 0
F12_Industrial_Industrial - WA_New_Process_Natural Gas_Process - Heat Recovery_A_Achievable Economic UCT Potential | F12 | Industrial | Industrial - WA | New | Process | Natural Gas | Process - Heat Recovery | A | Cumulative Winter Peak Savings (MW) | Achievable Economic UCT Potential | 0 | 0 | 0 | 0 | 0 | 0 | 0 | 0 | 0 | 0 | 0 | 0 | 0 | 0 | 0 | 0 | 0 | 0 | 0 | 0 | 0 | 0 | 0 | 0 | 0 | 0 | 0
F13_Industrial_Industrial - WA_New_Process_Natural Gas_Process - Heat Recovery_A_Achievable Economic UCT Potential | F13 | Industrial | Industrial - WA | New | Process | Natural Gas | Process - Heat Recovery | A | Purchases (Incremental) | Achievable Economic UCT Potential | 0 | 0 | 2118.6253 | 2821.4983 | 3373.8669 | 3822.076 | 4131.051 | 4434.7913 | 4733.3871 | 5026.9271 | 5315.4985 | 5599.1871 | 5878.077 | 6152.2509 | 6421.7903 | 6686.7751 | 6947.2837 | 7203.3934 | 7455.1801 | 7702.7183 | 7946.0813 | 8185.3411 | 0 | 0 | 0 | 0 | 0
F14_Industrial_Industrial - WA_New_Process_Natural Gas_Process - Heat Recovery_A_Achievable Economic UCT Potential | F14 | Industrial | Industrial - WA | New | Process | Natural Gas | Process - Heat Recovery | A | Purchases (Cumulative) | Achievable Economic UCT Potential | 0 | 0 | 2118.6253 | 4940.1236 | 8313.9906 | 12136.0666 | 16267.1176 | 20701.9089 | 25435.2959 | 30462.223 | 35777.7215 | 41376.9086 | 47254.9856 | 53407.2365 | 59829.0269 | 66515.8019 | 73463.0856 | 80666.4791 | 88121.6592 | 95824.3775 | 103770.4588 | 111955.7999 | 111955.7999 | 111955.7999 | 111955.7999 | 111955.7999 | 111955.7999
F1_Industrial_Industrial - WA_New_Space Heating_Natural Gas_Strategic Energy Management_A_Achievable Economic UCT Potential | F1 | Industrial | Industrial - WA | New | Space Heating | Natural Gas | Strategic Energy Management | A | Original Unit Energy Savings (kWh or therms) | Achievable Economic UCT Potential | 0 | 0 | 0.028414 | 0.028188 | 0.028077 | 0.02801 | 0.027972 | 0.02794 | 0.027913 | 0.027889 | 0.027869 | 0.02785 | 0.027834 | 0.02782 | 0.027807 | 0.027795 | 0.027784 | 0.027774 | 0.027765 | 0.027746 | 0.027721 | 0.027699 | 0.027679 | 0.027662 | 0.027646 | 0.027633 | 0.02762
F2_Industrial_Industrial - WA_New_Space Heating_Natural Gas_Strategic Energy Management_A_Achievable Economic UCT Potential | F2 | Industrial | Industrial - WA | New | Space Heating | Natural Gas | Strategic Energy Management | A | Original Unit Summer Peak Savings (kW) | Achievable Economic UCT Potential | 0 | 0 | 0 | 0 | 0 | 0 | 0 | 0 | 0 | 0 | 0 | 0 | 0 | 0 | 0 | 0 | 0 | 0 | 0 | 0 | 0 | 0 | 0 | 0 | 0 | 0 | 0
F3_Industrial_Industrial - WA_New_Space Heating_Natural Gas_Strategic Energy Management_A_Achievable Economic UCT Potential | F3 | Industrial | Industrial - WA | New | Space Heating | Natural Gas | Strategic Energy Management | A | Original Unit Winter Peak Savings (kW) | Achievable Economic UCT Potential | 0 | 0 | 0 | 0 | 0 | 0 | 0 | 0 | 0 | 0 | 0 | 0 | 0 | 0 | 0 | 0 | 0 | 0 | 0 | 0 | 0 | 0 | 0 | 0 | 0 | 0 | 0
F4_Industrial_Industrial - WA_New_Space Heating_Natural Gas_Strategic Energy Management_A_Achievable Economic UCT Potential | F4 | Industrial | Industrial - WA | New | Space Heating | Natural Gas | Strategic Energy Management | A | Standalone Impact on Baseline Energy (%) | Achievable Economic UCT Potential | 0 | 0 | 0 | 0 | 0 | 0 | 0 | 0 | 0 | 0 | 0 | 0 | 0 | 0 | 0 | 0 | 0 | 0 | 0 | 0 | 0 | 0 | 0 | 0 | 0 | 0 | 0
F5_Industrial_Industrial - WA_New_Space Heating_Natural Gas_Strategic Energy Management_A_Achievable Economic UCT Potential | F5 | Industrial | Industrial - WA | New | Space Heating | Natural Gas | Strategic Energy Management | A | Standalone Impact on Baseline Summer Peak (%) | Achievable Economic UCT Potential | 0 | 0 | 0 | 0 | 0 | 0 | 0 | 0 | 0 | 0 | 0 | 0 | 0 | 0 | 0 | 0 | 0 | 0 | 0 | 0 | 0 | 0 | 0 | 0 | 0 | 0 | 0
F6_Industrial_Industrial - WA_New_Space Heating_Natural Gas_Strategic Energy Management_A_Achievable Economic UCT Potential | F6 | Industrial | Industrial - WA | New | Space Heating | Natural Gas | Strategic Energy Management | A | Standalone Impact on Baseline Winter Peak (%) | Achievable Economic UCT Potential | 0 | 0 | 0 | 0 | 0 | 0 | 0 | 0 | 0 | 0 | 0 | 0 | 0 | 0 | 0 | 0 | 0 | 0 | 0 | 0 | 0 | 0 | 0 | 0 | 0 | 0 | 0
F7_Industrial_Industrial - WA_New_Space Heating_Natural Gas_Strategic Energy Management_A_Achievable Economic UCT Potential | F7 | Industrial | Industrial - WA | New | Space Heating | Natural Gas | Strategic Energy Management | A | Incremental Energy Savings (MWh or mTherms) | Achievable Economic UCT Potential | 0 | 0 | 0 | 0 | 0 | 0 | 0 | 0 | 0 | 0 | 0 | 0 | 0 | 0 | 0 | 0 | 0 | 0 | 0 | 0 | 0 | 0 | 0 | 0 | 0 | 0 | 0
F8_Industrial_Industrial - WA_New_Space Heating_Natural Gas_Strategic Energy Management_A_Achievable Economic UCT Potential | F8 | Industrial | Industrial - WA | New | Space Heating | Natural Gas | Strategic Energy Management | A | Incremental Summer Peak Savings (MW) | Achievable Economic UCT Potential | 0 | 0 | 0 | 0 | 0 | 0 | 0 | 0 | 0 | 0 | 0 | 0 | 0 | 0 | 0 | 0 | 0 | 0 | 0 | 0 | 0 | 0 | 0 | 0 | 0 | 0 | 0
F9_Industrial_Industrial - WA_New_Space Heating_Natural Gas_Strategic Energy Management_A_Achievable Economic UCT Potential | F9 | Industrial | Industrial - WA | New | Space Heating | Natural Gas | Strategic Energy Management | A | Incremental Winter Peak Savings (MW) | Achievable Economic UCT Potential | 0 | 0 | 0 | 0 | 0 | 0 | 0 | 0 | 0 | 0 | 0 | 0 | 0 | 0 | 0 | 0 | 0 | 0 | 0 | 0 | 0 | 0 | 0 | 0 | 0 | 0 | 0
F10_Industrial_Industrial - WA_New_Space Heating_Natural Gas_Strategic Energy Management_A_Achievable Economic UCT Potential | F10 | Industrial | Industrial - WA | New | Space Heating | Natural Gas | Strategic Energy Management | A | Cumulative Energy Savings (MWh or mTherms) | Achievable Economic UCT Potential | 0 | 0 | 0 | 0 | 0 | 0 | 0 | 0 | 0 | 0 | 0 | 0 | 0 | 0 | 0 | 0 | 0 | 0 | 0 | 0 | 0 | 0 | 0 | 0 | 0 | 0 | 0
F11_Industrial_Industrial - WA_New_Space Heating_Natural Gas_Strategic Energy Management_A_Achievable Economic UCT Potential | F11 | Industrial | Industrial - WA | New | Space Heating | Natural Gas | Strategic Energy Management | A | Cumulative Summer Peak Savings (MW) | Achievable Economic UCT Potential | 0 | 0 | 0 | 0 | 0 | 0 | 0 | 0 | 0 | 0 | 0 | 0 | 0 | 0 | 0 | 0 | 0 | 0 | 0 | 0 | 0 | 0 | 0 | 0 | 0 | 0 | 0
F12_Industrial_Industrial - WA_New_Space Heating_Natural Gas_Strategic Energy Management_A_Achievable Economic UCT Potential | F12 | Industrial | Industrial - WA | New | Space Heating | Natural Gas | Strategic Energy Management | A | Cumulative Winter Peak Savings (MW) | Achievable Economic UCT Potential | 0 | 0 | 0 | 0 | 0 | 0 | 0 | 0 | 0 | 0 | 0 | 0 | 0 | 0 | 0 | 0 | 0 | 0 | 0 | 0 | 0 | 0 | 0 | 0 | 0 | 0 | 0
F13_Industrial_Industrial - WA_New_Space Heating_Natural Gas_Strategic Energy Management_A_Achievable Economic UCT Potential | F13 | Industrial | Industrial - WA | New | Space Heating | Natural Gas | Strategic Energy Management | A | Purchases (Incremental) | Achievable Economic UCT Potential | 0 | 0 | 0 | 0 | 0 | 0 | 0 | 0 | 0 | 0 | 0 | 0 | 0 | 0 | 0 | 0 | 0 | 0 | 0 | 0 | 0 | 0 | 0 | 0 | 0 | 0 | 0
F14_Industrial_Industrial - WA_New_Space Heating_Natural Gas_Strategic Energy Management_A_Achievable Economic UCT Potential | F14 | Industrial | Industrial - WA | New | Space Heating | Natural Gas | Strategic Energy Management | A | Purchases (Cumulative) | Achievable Economic UCT Potential | 0 | 0 | 0 | 0 | 0 | 0 | 0 | 0 | 0 | 0 | 0 | 0 | 0 | 0 | 0 | 0 | 0 | 0 | 0 | 0 | 0 | 0 | 0 | 0 | 0 | 0 | 0
F1_Industrial_Industrial - WA_New_Process_Natural Gas_Strategic Energy Management_A_Achievable Economic UCT Potential | F1 | Industrial | Industrial - WA | New | Process | Natural Gas | Strategic Energy Management | A | Original Unit Energy Savings (kWh or therms) | Achievable Economic UCT Potential | 0 | 0 | 0.11556 | 0.11556 | 0.11556 | 0.11556 | 0.11556 | 0.11556 | 0.11556 | 0.11556 | 0.11556 | 0.11556 | 0.11556 | 0.11556 | 0.11556 | 0.11556 | 0.11556 | 0.11556 | 0.11556 | 0.11556 | 0.11556 | 0.11556 | 0.11556 | 0.11556 | 0.11556 | 0.11556 | 0.11556
F2_Industrial_Industrial - WA_New_Process_Natural Gas_Strategic Energy Management_A_Achievable Economic UCT Potential | F2 | Industrial | Industrial - WA | New | Process | Natural Gas | Strategic Energy Management | A | Original Unit Summer Peak Savings (kW) | Achievable Economic UCT Potential | 0 | 0 | 0 | 0 | 0 | 0 | 0 | 0 | 0 | 0 | 0 | 0 | 0 | 0 | 0 | 0 | 0 | 0 | 0 | 0 | 0 | 0 | 0 | 0 | 0 | 0 | 0
F3_Industrial_Industrial - WA_New_Process_Natural Gas_Strategic Energy Management_A_Achievable Economic UCT Potential | F3 | Industrial | Industrial - WA | New | Process | Natural Gas | Strategic Energy Management | A | Original Unit Winter Peak Savings (kW) | Achievable Economic UCT Potential | 0 | 0 | 0 | 0 | 0 | 0 | 0 | 0 | 0 | 0 | 0 | 0 | 0 | 0 | 0 | 0 | 0 | 0 | 0 | 0 | 0 | 0 | 0 | 0 | 0 | 0 | 0
F4_Industrial_Industrial - WA_New_Process_Natural Gas_Strategic Energy Management_A_Achievable Economic UCT Potential | F4 | Industrial | Industrial - WA | New | Process | Natural Gas | Strategic Energy Management | A | Standalone Impact on Baseline Energy (%) | Achievable Economic UCT Potential | 0 | 0 | 0 | 0 | 0 | 0 | 0 | 0 | 0 | 0 | 0 | 0 | 0 | 0 | 0 | 0 | 0 | 0 | 0 | 0 | 0 | 0 | 0 | 0 | 0 | 0 | 0
F5_Industrial_Industrial - WA_New_Process_Natural Gas_Strategic Energy Management_A_Achievable Economic UCT Potential | F5 | Industrial | Industrial - WA | New | Process | Natural Gas | Strategic Energy Management | A | Standalone Impact on Baseline Summer Peak (%) | Achievable Economic UCT Potential | 0 | 0 | 0 | 0 | 0 | 0 | 0 | 0 | 0 | 0 | 0 | 0 | 0 | 0 | 0 | 0 | 0 | 0 | 0 | 0 | 0 | 0 | 0 | 0 | 0 | 0 | 0
F6_Industrial_Industrial - WA_New_Process_Natural Gas_Strategic Energy Management_A_Achievable Economic UCT Potential | F6 | Industrial | Industrial - WA | New | Process | Natural Gas | Strategic Energy Management | A | Standalone Impact on Baseline Winter Peak (%) | Achievable Economic UCT Potential | 0 | 0 | 0 | 0 | 0 | 0 | 0 | 0 | 0 | 0 | 0 | 0 | 0 | 0 | 0 | 0 | 0 | 0 | 0 | 0 | 0 | 0 | 0 | 0 | 0 | 0 | 0
F7_Industrial_Industrial - WA_New_Process_Natural Gas_Strategic Energy Management_A_Achievable Economic UCT Potential | F7 | Industrial | Industrial - WA | New | Process | Natural Gas | Strategic Energy Management | A | Incremental Energy Savings (MWh or mTherms) | Achievable Economic UCT Potential | 0 | 0 | 0 | 0 | 0 | 0 | 0 | 0 | 0 | 0 | 0 | 0 | 0 | 0 | 0 | 0 | 0 | 0 | 0 | 0 | 0 | 0 | 0 | 0 | 0 | 0 | 0
F8_Industrial_Industrial - WA_New_Process_Natural Gas_Strategic Energy Management_A_Achievable Economic UCT Potential | F8 | Industrial | Industrial - WA | New | Process | Natural Gas | Strategic Energy Management | A | Incremental Summer Peak Savings (MW) | Achievable Economic UCT Potential | 0 | 0 | 0 | 0 | 0 | 0 | 0 | 0 | 0 | 0 | 0 | 0 | 0 | 0 | 0 | 0 | 0 | 0 | 0 | 0 | 0 | 0 | 0 | 0 | 0 | 0 | 0
F9_Industrial_Industrial - WA_New_Process_Natural Gas_Strategic Energy Management_A_Achievable Economic UCT Potential | F9 | Industrial | Industrial - WA | New | Process | Natural Gas | Strategic Energy Management | A | Incremental Winter Peak Savings (MW) | Achievable Economic UCT Potential | 0 | 0 | 0 | 0 | 0 | 0 | 0 | 0 | 0 | 0 | 0 | 0 | 0 | 0 | 0 | 0 | 0 | 0 | 0 | 0 | 0 | 0 | 0 | 0 | 0 | 0 | 0
F10_Industrial_Industrial - WA_New_Process_Natural Gas_Strategic Energy Management_A_Achievable Economic UCT Potential | F10 | Industrial | Industrial - WA | New | Process | Natural Gas | Strategic Energy Management | A | Cumulative Energy Savings (MWh or mTherms) | Achievable Economic UCT Potential | 0 | 0 | 0 | 0 | 0 | 0 | 0 | 0 | 0 | 0 | 0 | 0 | 0 | 0 | 0 | 0 | 0 | 0 | 0 | 0 | 0 | 0 | 0 | 0 | 0 | 0 | 0
F11_Industrial_Industrial - WA_New_Process_Natural Gas_Strategic Energy Management_A_Achievable Economic UCT Potential | F11 | Industrial | Industrial - WA | New | Process | Natural Gas | Strategic Energy Management | A | Cumulative Summer Peak Savings (MW) | Achievable Economic UCT Potential | 0 | 0 | 0 | 0 | 0 | 0 | 0 | 0 | 0 | 0 | 0 | 0 | 0 | 0 | 0 | 0 | 0 | 0 | 0 | 0 | 0 | 0 | 0 | 0 | 0 | 0 | 0
F12_Industrial_Industrial - WA_New_Process_Natural Gas_Strategic Energy Management_A_Achievable Economic UCT Potential | F12 | Industrial | Industrial - WA | New | Process | Natural Gas | Strategic Energy Management | A | Cumulative Winter Peak Savings (MW) | Achievable Economic UCT Potential | 0 | 0 | 0 | 0 | 0 | 0 | 0 | 0 | 0 | 0 | 0 | 0 | 0 | 0 | 0 | 0 | 0 | 0 | 0 | 0 | 0 | 0 | 0 | 0 | 0 | 0 | 0
F13_Industrial_Industrial - WA_New_Process_Natural Gas_Strategic Energy Management_A_Achievable Economic UCT Potential | F13 | Industrial | Industrial - WA | New | Process | Natural Gas | Strategic Energy Management | A | Purchases (Incremental) | Achievable Economic UCT Potential | 0 | 0 | 0 | 0 | 0 | 0 | 0 | 0 | 0 | 0 | 0 | 0 | 0 | 0 | 0 | 0 | 0 | 0 | 0 | 0 | 0 | 0 | 0 | 0 | 0 | 0 | 0
F14_Industrial_Industrial - WA_New_Process_Natural Gas_Strategic Energy Management_A_Achievable Economic UCT Potential | F14 | Industrial | Industrial - WA | New | Process | Natural Gas | Strategic Energy Management | A | Purchases (Cumulative) | Achievable Economic UCT Potential | 0 | 0 | 0 | 0 | 0 | 0 | 0 | 0 | 0 | 0 | 0 | 0 | 0 | 0 | 0 | 0 | 0 | 0 | 0 | 0 | 0 | 0 | 0 | 0 | 0 | 0 | 0
F1_Industrial_Industrial - WA_New_Miscellaneous_Natural Gas_Strategic Energy Management_A_Achievable Economic UCT Potential | F1 | Industrial | Industrial - WA | New | Miscellaneous | Natural Gas | Strategic Energy Management | A | Original Unit Energy Savings (kWh or therms) | Achievable Economic UCT Potential | 0 | 0 | 0.025233 | 0.025233 | 0.025233 | 0.025233 | 0.025233 | 0.025233 | 0.025233 | 0.025233 | 0.025233 | 0.025233 | 0.025233 | 0.025233 | 0.025233 | 0.025233 | 0.025233 | 0.025233 | 0.025233 | 0.025233 | 0.025233 | 0.025233 | 0.025233 | 0.025233 | 0.025233 | 0.025233 | 0.025233
F2_Industrial_Industrial - WA_New_Miscellaneous_Natural Gas_Strategic Energy Management_A_Achievable Economic UCT Potential | F2 | Industrial | Industrial - WA | New | Miscellaneous | Natural Gas | Strategic Energy Management | A | Original Unit Summer Peak Savings (kW) | Achievable Economic UCT Potential | 0 | 0 | 0 | 0 | 0 | 0 | 0 | 0 | 0 | 0 | 0 | 0 | 0 | 0 | 0 | 0 | 0 | 0 | 0 | 0 | 0 | 0 | 0 | 0 | 0 | 0 | 0
F3_Industrial_Industrial - WA_New_Miscellaneous_Natural Gas_Strategic Energy Management_A_Achievable Economic UCT Potential | F3 | Industrial | Industrial - WA | New | Miscellaneous | Natural Gas | Strategic Energy Management | A | Original Unit Winter Peak Savings (kW) | Achievable Economic UCT Potential | 0 | 0 | 0 | 0 | 0 | 0 | 0 | 0 | 0 | 0 | 0 | 0 | 0 | 0 | 0 | 0 | 0 | 0 | 0 | 0 | 0 | 0 | 0 | 0 | 0 | 0 | 0
F4_Industrial_Industrial - WA_New_Miscellaneous_Natural Gas_Strategic Energy Management_A_Achievable Economic UCT Potential | F4 | Industrial | Industrial - WA | New | Miscellaneous | Natural Gas | Strategic Energy Management | A | Standalone Impact on Baseline Energy (%) | Achievable Economic UCT Potential | 0 | 0 | 0 | 0 | 0 | 0 | 0 | 0 | 0 | 0 | 0 | 0 | 0 | 0 | 0 | 0 | 0 | 0 | 0 | 0 | 0 | 0 | 0 | 0 | 0 | 0 | 0
F5_Industrial_Industrial - WA_New_Miscellaneous_Natural Gas_Strategic Energy Management_A_Achievable Economic UCT Potential | F5 | Industrial | Industrial - WA | New | Miscellaneous | Natural Gas | Strategic Energy Management | A | Standalone Impact on Baseline Summer Peak (%) | Achievable Economic UCT Potential | 0 | 0 | 0 | 0 | 0 | 0 | 0 | 0 | 0 | 0 | 0 | 0 | 0 | 0 | 0 | 0 | 0 | 0 | 0 | 0 | 0 | 0 | 0 | 0 | 0 | 0 | 0
F6_Industrial_Industrial - WA_New_Miscellaneous_Natural Gas_Strategic Energy Management_A_Achievable Economic UCT Potential | F6 | Industrial | Industrial - WA | New | Miscellaneous | Natural Gas | Strategic Energy Management | A | Standalone Impact on Baseline Winter Peak (%) | Achievable Economic UCT Potential | 0 | 0 | 0 | 0 | 0 | 0 | 0 | 0 | 0 | 0 | 0 | 0 | 0 | 0 | 0 | 0 | 0 | 0 | 0 | 0 | 0 | 0 | 0 | 0 | 0 | 0 | 0
F7_Industrial_Industrial - WA_New_Miscellaneous_Natural Gas_Strategic Energy Management_A_Achievable Economic UCT Potential | F7 | Industrial | Industrial - WA | New | Miscellaneous | Natural Gas | Strategic Energy Management | A | Incremental Energy Savings (MWh or mTherms) | Achievable Economic UCT Potential | 0 | 0 | 0 | 0 | 0 | 0 | 0 | 0 | 0 | 0 | 0 | 0 | 0 | 0 | 0 | 0 | 0 | 0 | 0 | 0 | 0 | 0 | 0 | 0 | 0 | 0 | 0
F8_Industrial_Industrial - WA_New_Miscellaneous_Natural Gas_Strategic Energy Management_A_Achievable Economic UCT Potential | F8 | Industrial | Industrial - WA | New | Miscellaneous | Natural Gas | Strategic Energy Management | A | Incremental Summer Peak Savings (MW) | Achievable Economic UCT Potential | 0 | 0 | 0 | 0 | 0 | 0 | 0 | 0 | 0 | 0 | 0 | 0 | 0 | 0 | 0 | 0 | 0 | 0 | 0 | 0 | 0 | 0 | 0 | 0 | 0 | 0 | 0
F9_Industrial_Industrial - WA_New_Miscellaneous_Natural Gas_Strategic Energy Management_A_Achievable Economic UCT Potential | F9 | Industrial | Industrial - WA | New | Miscellaneous | Natural Gas | Strategic Energy Management | A | Incremental Winter Peak Savings (MW) | Achievable Economic UCT Potential | 0 | 0 | 0 | 0 | 0 | 0 | 0 | 0 | 0 | 0 | 0 | 0 | 0 | 0 | 0 | 0 | 0 | 0 | 0 | 0 | 0 | 0 | 0 | 0 | 0 | 0 | 0
F10_Industrial_Industrial - WA_New_Miscellaneous_Natural Gas_Strategic Energy Management_A_Achievable Economic UCT Potential | F10 | Industrial | Industrial - WA | New | Miscellaneous | Natural Gas | Strategic Energy Management | A | Cumulative Energy Savings (MWh or mTherms) | Achievable Economic UCT Potential | 0 | 0 | 0 | 0 | 0 | 0 | 0 | 0 | 0 | 0 | 0 | 0 | 0 | 0 | 0 | 0 | 0 | 0 | 0 | 0 | 0 | 0 | 0 | 0 | 0 | 0 | 0
F11_Industrial_Industrial - WA_New_Miscellaneous_Natural Gas_Strategic Energy Management_A_Achievable Economic UCT Potential | F11 | Industrial | Industrial - WA | New | Miscellaneous | Natural Gas | Strategic Energy Management | A | Cumulative Summer Peak Savings (MW) | Achievable Economic UCT Potential | 0 | 0 | 0 | 0 | 0 | 0 | 0 | 0 | 0 | 0 | 0 | 0 | 0 | 0 | 0 | 0 | 0 | 0 | 0 | 0 | 0 | 0 | 0 | 0 | 0 | 0 | 0
F12_Industrial_Industrial - WA_New_Miscellaneous_Natural Gas_Strategic Energy Management_A_Achievable Economic UCT Potential | F12 | Industrial | Industrial - WA | New | Miscellaneous | Natural Gas | Strategic Energy Management | A | Cumulative Winter Peak Savings (MW) | Achievable Economic UCT Potential | 0 | 0 | 0 | 0 | 0 | 0 | 0 | 0 | 0 | 0 | 0 | 0 | 0 | 0 | 0 | 0 | 0 | 0 | 0 | 0 | 0 | 0 | 0 | 0 | 0 | 0 | 0
F13_Industrial_Industrial - WA_New_Miscellaneous_Natural Gas_Strategic Energy Management_A_Achievable Economic UCT Potential | F13 | Industrial | Industrial - WA | New | Miscellaneous | Natural Gas | Strategic Energy Management | A | Purchases (Incremental) | Achievable Economic UCT Potential | 0 | 0 | 0 | 0 | 0 | 0 | 0 | 0 | 0 | 0 | 0 | 0 | 0 | 0 | 0 | 0 | 0 | 0 | 0 | 0 | 0 | 0 | 0 | 0 | 0 | 0 | 0
F14_Industrial_Industrial - WA_New_Miscellaneous_Natural Gas_Strategic Energy Management_A_Achievable Economic UCT Potential | F14 | Industrial | Industrial - WA | New | Miscellaneous | Natural Gas | Strategic Energy Management | A | Purchases (Cumulative) | Achievable Economic UCT Potential | 0 | 0 | 0 | 0 | 0 | 0 | 0 | 0 | 0 | 0 | 0 | 0 | 0 | 0 | 0 | 0 | 0 | 0 | 0 | 0 | 0 | 0 | 0 | 0 | 0 | 0 | 0
F1_Industrial_Industrial - WA_New_Space Heating_Natural Gas_Retrocommissioning_A_Achievable Economic UCT Potential | F1 | Industrial | Industrial - WA | New | Space Heating | Natural Gas | Retrocommissioning | A | Original Unit Energy Savings (kWh or therms) | Achievable Economic UCT Potential | 0 | 0 | 0.034889 | 0.034612 | 0.034475 | 0.034393 | 0.034347 | 0.034308 | 0.034275 | 0.034246 | 0.03422 | 0.034198 | 0.034178 | 0.03416 | 0.034144 | 0.034129 | 0.034116 | 0.034104 | 0.034093 | 0.03407 | 0.034039 | 0.034012 | 0.033988 | 0.033966 | 0.033947 | 0.03393 | 0.033915
F2_Industrial_Industrial - WA_New_Space Heating_Natural Gas_Retrocommissioning_A_Achievable Economic UCT Potential | F2 | Industrial | Industrial - WA | New | Space Heating | Natural Gas | Retrocommissioning | A | Original Unit Summer Peak Savings (kW) | Achievable Economic UCT Potential | 0 | 0 | 0 | 0 | 0 | 0 | 0 | 0 | 0 | 0 | 0 | 0 | 0 | 0 | 0 | 0 | 0 | 0 | 0 | 0 | 0 | 0 | 0 | 0 | 0 | 0 | 0
F3_Industrial_Industrial - WA_New_Space Heating_Natural Gas_Retrocommissioning_A_Achievable Economic UCT Potential | F3 | Industrial | Industrial - WA | New | Space Heating | Natural Gas | Retrocommissioning | A | Original Unit Winter Peak Savings (kW) | Achievable Economic UCT Potential | 0 | 0 | 0 | 0 | 0 | 0 | 0 | 0 | 0 | 0 | 0 | 0 | 0 | 0 | 0 | 0 | 0 | 0 | 0 | 0 | 0 | 0 | 0 | 0 | 0 | 0 | 0
F4_Industrial_Industrial - WA_New_Space Heating_Natural Gas_Retrocommissioning_A_Achievable Economic UCT Potential | F4 | Industrial | Industrial - WA | New | Space Heating | Natural Gas | Retrocommissioning | A | Standalone Impact on Baseline Energy (%) | Achievable Economic UCT Potential | 0 | 0 | 0 | 0 | 0 | 0 | 0 | 0 | 0 | 0 | 0 | 0 | 0 | 0 | 0 | 0 | 0 | 0 | 0 | 0 | 0 | 0 | 0 | 0 | 0 | 0 | 0
F5_Industrial_Industrial - WA_New_Space Heating_Natural Gas_Retrocommissioning_A_Achievable Economic UCT Potential | F5 | Industrial | Industrial - WA | New | Space Heating | Natural Gas | Retrocommissioning | A | Standalone Impact on Baseline Summer Peak (%) | Achievable Economic UCT Potential | 0 | 0 | 0 | 0 | 0 | 0 | 0 | 0 | 0 | 0 | 0 | 0 | 0 | 0 | 0 | 0 | 0 | 0 | 0 | 0 | 0 | 0 | 0 | 0 | 0 | 0 | 0
F6_Industrial_Industrial - WA_New_Space Heating_Natural Gas_Retrocommissioning_A_Achievable Economic UCT Potential | F6 | Industrial | Industrial - WA | New | Space Heating | Natural Gas | Retrocommissioning | A | Standalone Impact on Baseline Winter Peak (%) | Achievable Economic UCT Potential | 0 | 0 | 0 | 0 | 0 | 0 | 0 | 0 | 0 | 0 | 0 | 0 | 0 | 0 | 0 | 0 | 0 | 0 | 0 | 0 | 0 | 0 | 0 | 0 | 0 | 0 | 0
F7_Industrial_Industrial - WA_New_Space Heating_Natural Gas_Retrocommissioning_A_Achievable Economic UCT Potential | F7 | Industrial | Industrial - WA | New | Space Heating | Natural Gas | Retrocommissioning | A | Incremental Energy Savings (MWh or mTherms) | Achievable Economic UCT Potential | 0 | 0 | 0 | 0 | 0 | 0 | 0 | 0 | 0 | 0 | 0 | 0 | 0 | 0 | 0 | 0 | 0 | 0 | 0 | 0 | 0 | 0 | 0 | 0 | 0 | 0 | 0
F8_Industrial_Industrial - WA_New_Space Heating_Natural Gas_Retrocommissioning_A_Achievable Economic UCT Potential | F8 | Industrial | Industrial - WA | New | Space Heating | Natural Gas | Retrocommissioning | A | Incremental Summer Peak Savings (MW) | Achievable Economic UCT Potential | 0 | 0 | 0 | 0 | 0 | 0 | 0 | 0 | 0 | 0 | 0 | 0 | 0 | 0 | 0 | 0 | 0 | 0 | 0 | 0 | 0 | 0 | 0 | 0 | 0 | 0 | 0
F9_Industrial_Industrial - WA_New_Space Heating_Natural Gas_Retrocommissioning_A_Achievable Economic UCT Potential | F9 | Industrial | Industrial - WA | New | Space Heating | Natural Gas | Retrocommissioning | A | Incremental Winter Peak Savings (MW) | Achievable Economic UCT Potential | 0 | 0 | 0 | 0 | 0 | 0 | 0 | 0 | 0 | 0 | 0 | 0 | 0 | 0 | 0 | 0 | 0 | 0 | 0 | 0 | 0 | 0 | 0 | 0 | 0 | 0 | 0
F10_Industrial_Industrial - WA_New_Space Heating_Natural Gas_Retrocommissioning_A_Achievable Economic UCT Potential | F10 | Industrial | Industrial - WA | New | Space Heating | Natural Gas | Retrocommissioning | A | Cumulative Energy Savings (MWh or mTherms) | Achievable Economic UCT Potential | 0 | 0 | 0 | 0 | 0 | 0 | 0 | 0 | 0 | 0 | 0 | 0 | 0 | 0 | 0 | 0 | 0 | 0 | 0 | 0 | 0 | 0 | 0 | 0 | 0 | 0 | 0
F11_Industrial_Industrial - WA_New_Space Heating_Natural Gas_Retrocommissioning_A_Achievable Economic UCT Potential | F11 | Industrial | Industrial - WA | New | Space Heating | Natural Gas | Retrocommissioning | A | Cumulative Summer Peak Savings (MW) | Achievable Economic UCT Potential | 0 | 0 | 0 | 0 | 0 | 0 | 0 | 0 | 0 | 0 | 0 | 0 | 0 | 0 | 0 | 0 | 0 | 0 | 0 | 0 | 0 | 0 | 0 | 0 | 0 | 0 | 0
F12_Industrial_Industrial - WA_New_Space Heating_Natural Gas_Retrocommissioning_A_Achievable Economic UCT Potential | F12 | Industrial | Industrial - WA | New | Space Heating | Natural Gas | Retrocommissioning | A | Cumulative Winter Peak Savings (MW) | Achievable Economic UCT Potential | 0 | 0 | 0 | 0 | 0 | 0 | 0 | 0 | 0 | 0 | 0 | 0 | 0 | 0 | 0 | 0 | 0 | 0 | 0 | 0 | 0 | 0 | 0 | 0 | 0 | 0 | 0
F13_Industrial_Industrial - WA_New_Space Heating_Natural Gas_Retrocommissioning_A_Achievable Economic UCT Potential | F13 | Industrial | Industrial - WA | New | Space Heating | Natural Gas | Retrocommissioning | A | Purchases (Incremental) | Achievable Economic UCT Potential | 0 | 0 | 0 | 0 | 0 | 0 | 0 | 0 | 0 | 0 | 0 | 0 | 0 | 0 | 0 | 0 | 0 | 0 | 0 | 0 | 0 | 0 | 0 | 0 | 0 | 0 | 0
F14_Industrial_Industrial - WA_New_Space Heating_Natural Gas_Retrocommissioning_A_Achievable Economic UCT Potential | F14 | Industrial | Industrial - WA | New | Space Heating | Natural Gas | Retrocommissioning | A | Purchases (Cumulative) | Achievable Economic UCT Potential | 0 | 0 | 0 | 0 | 0 | 0 | 0 | 0 | 0 | 0 | 0 | 0 | 0 | 0 | 0 | 0 | 0 | 0 | 0 | 0 | 0 | 0 | 0 | 0 | 0 | 0 | 0
F1_Industrial_Industrial - WA_New_Process_Natural Gas_Retrocommissioning_A_Achievable Economic UCT Potential | F1 | Industrial | Industrial - WA | New | Process | Natural Gas | Retrocommissioning | A | Original Unit Energy Savings (kWh or therms) | Achievable Economic UCT Potential | 0 | 0 | 0 | 0 | 0 | 0 | 0 | 0 | 0 | 0 | 0 | 0 | 0 | 0 | 0 | 0 | 0 | 0 | 0 | 0 | 0 | 0 | 0 | 0 | 0 | 0 | 0
F2_Industrial_Industrial - WA_New_Process_Natural Gas_Retrocommissioning_A_Achievable Economic UCT Potential | F2 | Industrial | Industrial - WA | New | Process | Natural Gas | Retrocommissioning | A | Original Unit Summer Peak Savings (kW) | Achievable Economic UCT Potential | 0 | 0 | 0 | 0 | 0 | 0 | 0 | 0 | 0 | 0 | 0 | 0 | 0 | 0 | 0 | 0 | 0 | 0 | 0 | 0 | 0 | 0 | 0 | 0 | 0 | 0 | 0
F3_Industrial_Industrial - WA_New_Process_Natural Gas_Retrocommissioning_A_Achievable Economic UCT Potential | F3 | Industrial | Industrial - WA | New | Process | Natural Gas | Retrocommissioning | A | Original Unit Winter Peak Savings (kW) | Achievable Economic UCT Potential | 0 | 0 | 0 | 0 | 0 | 0 | 0 | 0 | 0 | 0 | 0 | 0 | 0 | 0 | 0 | 0 | 0 | 0 | 0 | 0 | 0 | 0 | 0 | 0 | 0 | 0 | 0
F4_Industrial_Industrial - WA_New_Process_Natural Gas_Retrocommissioning_A_Achievable Economic UCT Potential | F4 | Industrial | Industrial - WA | New | Process | Natural Gas | Retrocommissioning | A | Standalone Impact on Baseline Energy (%) | Achievable Economic UCT Potential | 0 | 0 | 0 | 0 | 0 | 0 | 0 | 0 | 0 | 0 | 0 | 0 | 0 | 0 | 0 | 0 | 0 | 0 | 0 | 0 | 0 | 0 | 0 | 0 | 0 | 0 | 0
F5_Industrial_Industrial - WA_New_Process_Natural Gas_Retrocommissioning_A_Achievable Economic UCT Potential | F5 | Industrial | Industrial - WA | New | Process | Natural Gas | Retrocommissioning | A | Standalone Impact on Baseline Summer Peak (%) | Achievable Economic UCT Potential | 0 | 0 | 0 | 0 | 0 | 0 | 0 | 0 | 0 | 0 | 0 | 0 | 0 | 0 | 0 | 0 | 0 | 0 | 0 | 0 | 0 | 0 | 0 | 0 | 0 | 0 | 0
F6_Industrial_Industrial - WA_New_Process_Natural Gas_Retrocommissioning_A_Achievable Economic UCT Potential | F6 | Industrial | Industrial - WA | New | Process | Natural Gas | Retrocommissioning | A | Standalone Impact on Baseline Winter Peak (%) | Achievable Economic UCT Potential | 0 | 0 | 0 | 0 | 0 | 0 | 0 | 0 | 0 | 0 | 0 | 0 | 0 | 0 | 0 | 0 | 0 | 0 | 0 | 0 | 0 | 0 | 0 | 0 | 0 | 0 | 0
F7_Industrial_Industrial - WA_New_Process_Natural Gas_Retrocommissioning_A_Achievable Economic UCT Potential | F7 | Industrial | Industrial - WA | New | Process | Natural Gas | Retrocommissioning | A | Incremental Energy Savings (MWh or mTherms) | Achievable Economic UCT Potential | 0 | 0 | 0 | 0 | 0 | 0 | 0 | 0 | 0 | 0 | 0 | 0 | 0 | 0 | 0 | 0 | 0 | 0 | 0 | 0 | 0 | 0 | 0 | 0 | 0 | 0 | 0
F8_Industrial_Industrial - WA_New_Process_Natural Gas_Retrocommissioning_A_Achievable Economic UCT Potential | F8 | Industrial | Industrial - WA | New | Process | Natural Gas | Retrocommissioning | A | Incremental Summer Peak Savings (MW) | Achievable Economic UCT Potential | 0 | 0 | 0 | 0 | 0 | 0 | 0 | 0 | 0 | 0 | 0 | 0 | 0 | 0 | 0 | 0 | 0 | 0 | 0 | 0 | 0 | 0 | 0 | 0 | 0 | 0 | 0
F9_Industrial_Industrial - WA_New_Process_Natural Gas_Retrocommissioning_A_Achievable Economic UCT Potential | F9 | Industrial | Industrial - WA | New | Process | Natural Gas | Retrocommissioning | A | Incremental Winter Peak Savings (MW) | Achievable Economic UCT Potential | 0 | 0 | 0 | 0 | 0 | 0 | 0 | 0 | 0 | 0 | 0 | 0 | 0 | 0 | 0 | 0 | 0 | 0 | 0 | 0 | 0 | 0 | 0 | 0 | 0 | 0 | 0
F10_Industrial_Industrial - WA_New_Process_Natural Gas_Retrocommissioning_A_Achievable Economic UCT Potential | F10 | Industrial | Industrial - WA | New | Process | Natural Gas | Retrocommissioning | A | Cumulative Energy Savings (MWh or mTherms) | Achievable Economic UCT Potential | 0 | 0 | 0 | 0 | 0 | 0 | 0 | 0 | 0 | 0 | 0 | 0 | 0 | 0 | 0 | 0 | 0 | 0 | 0 | 0 | 0 | 0 | 0 | 0 | 0 | 0 | 0
F11_Industrial_Industrial - WA_New_Process_Natural Gas_Retrocommissioning_A_Achievable Economic UCT Potential | F11 | Industrial | Industrial - WA | New | Process | Natural Gas | Retrocommissioning | A | Cumulative Summer Peak Savings (MW) | Achievable Economic UCT Potential | 0 | 0 | 0 | 0 | 0 | 0 | 0 | 0 | 0 | 0 | 0 | 0 | 0 | 0 | 0 | 0 | 0 | 0 | 0 | 0 | 0 | 0 | 0 | 0 | 0 | 0 | 0
F12_Industrial_Industrial - WA_New_Process_Natural Gas_Retrocommissioning_A_Achievable Economic UCT Potential | F12 | Industrial | Industrial - WA | New | Process | Natural Gas | Retrocommissioning | A | Cumulative Winter Peak Savings (MW) | Achievable Economic UCT Potential | 0 | 0 | 0 | 0 | 0 | 0 | 0 | 0 | 0 | 0 | 0 | 0 | 0 | 0 | 0 | 0 | 0 | 0 | 0 | 0 | 0 | 0 | 0 | 0 | 0 | 0 | 0
F13_Industrial_Industrial - WA_New_Process_Natural Gas_Retrocommissioning_A_Achievable Economic UCT Potential | F13 | Industrial | Industrial - WA | New | Process | Natural Gas | Retrocommissioning | A | Purchases (Incremental) | Achievable Economic UCT Potential | 0 | 0 | 0 | 0 | 0 | 0 | 0 | 0 | 0 | 0 | 0 | 0 | 0 | 0 | 0 | 0 | 0 | 0 | 0 | 0 | 0 | 0 | 0 | 0 | 0 | 0 | 0
F14_Industrial_Industrial - WA_New_Process_Natural Gas_Retrocommissioning_A_Achievable Economic UCT Potential | F14 | Industrial | Industrial - WA | New | Process | Natural Gas | Retrocommissioning | A | Purchases (Cumulative) | Achievable Economic UCT Potential | 0 | 0 | 0 | 0 | 0 | 0 | 0 | 0 | 0 | 0 | 0 | 0 | 0 | 0 | 0 | 0 | 0 | 0 | 0 | 0 | 0 | 0 | 0 | 0 | 0 | 0 | 0
F1_Industrial_Industrial - ID_Existing_Space Heating_Natural Gas_Insulation - Ceiling_A_Achievable Economic UCT Potential | F1 | Industrial | Industrial - ID | Existing | Space Heating | Natural Gas | Insulation - Ceiling | A | Original Unit Energy Savings (kWh or therms) | Achievable Economic UCT Potential | 0 | 0 | 0.085421 | 0.08526 | 0.085088 | 0.084906 | 0.084715 | 0.084517 | 0.084314 | 0.084106 | 0.083894 | 0.083681 | 0.083466 | 0.08325 | 0.083035 | 0.082821 | 0.082608 | 0.082398 | 0.08219 | 0.081998 | 0.081819 | 0.081654 | 0.081502 | 0.081363 | 0.081235 | 0.081117 | 0.081009
F2_Industrial_Industrial - ID_Existing_Space Heating_Natural Gas_Insulation - Ceiling_A_Achievable Economic UCT Potential | F2 | Industrial | Industrial - ID | Existing | Space Heating | Natural Gas | Insulation - Ceiling | A | Original Unit Summer Peak Savings (kW) | Achievable Economic UCT Potential | 0 | 0 | 0 | 0 | 0 | 0 | 0 | 0 | 0 | 0 | 0 | 0 | 0 | 0 | 0 | 0 | 0 | 0 | 0 | 0 | 0 | 0 | 0 | 0 | 0 | 0 | 0
F3_Industrial_Industrial - ID_Existing_Space Heating_Natural Gas_Insulation - Ceiling_A_Achievable Economic UCT Potential | F3 | Industrial | Industrial - ID | Existing | Space Heating | Natural Gas | Insulation - Ceiling | A | Original Unit Winter Peak Savings (kW) | Achievable Economic UCT Potential | 0 | 0 | 0 | 0 | 0 | 0 | 0 | 0 | 0 | 0 | 0 | 0 | 0 | 0 | 0 | 0 | 0 | 0 | 0 | 0 | 0 | 0 | 0 | 0 | 0 | 0 | 0
F4_Industrial_Industrial - ID_Existing_Space Heating_Natural Gas_Insulation - Ceiling_A_Achievable Economic UCT Potential | F4 | Industrial | Industrial - ID | Existing | Space Heating | Natural Gas | Insulation - Ceiling | A | Standalone Impact on Baseline Energy (%) | Achievable Economic UCT Potential | 0 | 0 | 6.6897e-05 | 0.00020179 | 0.00044277 | 0.00083675 | 0.0014376 | 0.0023025 | 0.0034849 | 0.0050266 | 0.006946 | 0.0092272 | 0.011812 | 0.014596 | 0.01744 | 0.020186 | 0.022685 | 0.024857 | 0.02665 | 0.028056 | 0.029149 | 0.030051 | 0.030579 | 0.031115 | 0.031661 | 0.032216 | 0.032782
F5_Industrial_Industrial - ID_Existing_Space Heating_Natural Gas_Insulation - Ceiling_A_Achievable Economic UCT Potential | F5 | Industrial | Industrial - ID | Existing | Space Heating | Natural Gas | Insulation - Ceiling | A | Standalone Impact on Baseline Summer Peak (%) | Achievable Economic UCT Potential | 0 | 0 | 0 | 0 | 0 | 0 | 0 | 0 | 0 | 0 | 0 | 0 | 0 | 0 | 0 | 0 | 0 | 0 | 0 | 0 | 0 | 0 | 0 | 0 | 0 | 0 | 0
F6_Industrial_Industrial - ID_Existing_Space Heating_Natural Gas_Insulation - Ceiling_A_Achievable Economic UCT Potential | F6 | Industrial | Industrial - ID | Existing | Space Heating | Natural Gas | Insulation - Ceiling | A | Standalone Impact on Baseline Winter Peak (%) | Achievable Economic UCT Potential | 0 | 0 | 0 | 0 | 0 | 0 | 0 | 0 | 0 | 0 | 0 | 0 | 0 | 0 | 0 | 0 | 0 | 0 | 0 | 0 | 0 | 0 | 0 | 0 | 0 | 0 | 0
F7_Industrial_Industrial - ID_Existing_Space Heating_Natural Gas_Insulation - Ceiling_A_Achievable Economic UCT Potential | F7 | Industrial | Industrial - ID | Existing | Space Heating | Natural Gas | Insulation - Ceiling | A | Incremental Energy Savings (MWh or mTherms) | Achievable Economic UCT Potential | 0 | 0 | 0.009647 | 0.018916 | 0.03294 | 0.052544 | 0.078203 | 0.10982 | 0.14645 | 0.18612 | 0.22566 | 0.26085 | 0.28688 | 0.29915 | 0.29445 | 0.27208 | 0.23449 | 0.19009 | 0.1425 | 0.096726 | 0.060599 | 0.038761 | 0 | 0 | 0 | 0 | 0
F8_Industrial_Industrial - ID_Existing_Space Heating_Natural Gas_Insulation - Ceiling_A_Achievable Economic UCT Potential | F8 | Industrial | Industrial - ID | Existing | Space Heating | Natural Gas | Insulation - Ceiling | A | Incremental Summer Peak Savings (MW) | Achievable Economic UCT Potential | 0 | 0 | 0 | 0 | 0 | 0 | 0 | 0 | 0 | 0 | 0 | 0 | 0 | 0 | 0 | 0 | 0 | 0 | 0 | 0 | 0 | 0 | 0 | 0 | 0 | 0 | 0
F9_Industrial_Industrial - ID_Existing_Space Heating_Natural Gas_Insulation - Ceiling_A_Achievable Economic UCT Potential | F9 | Industrial | Industrial - ID | Existing | Space Heating | Natural Gas | Insulation - Ceiling | A | Incremental Winter Peak Savings (MW) | Achievable Economic UCT Potential | 0 | 0 | 0 | 0 | 0 | 0 | 0 | 0 | 0 | 0 | 0 | 0 | 0 | 0 | 0 | 0 | 0 | 0 | 0 | 0 | 0 | 0 | 0 | 0 | 0 | 0 | 0
F10_Industrial_Industrial - ID_Existing_Space Heating_Natural Gas_Insulation - Ceiling_A_Achievable Economic UCT Potential | F10 | Industrial | Industrial - ID | Existing | Space Heating | Natural Gas | Insulation - Ceiling | A | Cumulative Energy Savings (MWh or mTherms) | Achievable Economic UCT Potential | 0 | 0 | 0.009647 | 0.028544 | 0.061426 | 0.11384 | 0.19179 | 0.30115 | 0.44688 | 0.6319 | 0.85597 | 1.1146 | 1.3987 | 1.6942 | 1.9843 | 2.2512 | 2.4799 | 2.6637 | 2.7995 | 2.8897 | 2.944 | 2.9768 | 2.9713 | 2.9662 | 2.9615 | 2.9572 | 2.9533
F11_Industrial_Industrial - ID_Existing_Space Heating_Natural Gas_Insulation - Ceiling_A_Achievable Economic UCT Potential | F11 | Industrial | Industrial - ID | Existing | Space Heating | Natural Gas | Insulation - Ceiling | A | Cumulative Summer Peak Savings (MW) | Achievable Economic UCT Potential | 0 | 0 | 0 | 0 | 0 | 0 | 0 | 0 | 0 | 0 | 0 | 0 | 0 | 0 | 0 | 0 | 0 | 0 | 0 | 0 | 0 | 0 | 0 | 0 | 0 | 0 | 0
F12_Industrial_Industrial - ID_Existing_Space Heating_Natural Gas_Insulation - Ceiling_A_Achievable Economic UCT Potential | F12 | Industrial | Industrial - ID | Existing | Space Heating | Natural Gas | Insulation - Ceiling | A | Cumulative Winter Peak Savings (MW) | Achievable Economic UCT Potential | 0 | 0 | 0 | 0 | 0 | 0 | 0 | 0 | 0 | 0 | 0 | 0 | 0 | 0 | 0 | 0 | 0 | 0 | 0 | 0 | 0 | 0 | 0 | 0 | 0 | 0 | 0
F13_Industrial_Industrial - ID_Existing_Space Heating_Natural Gas_Insulation - Ceiling_A_Achievable Economic UCT Potential | F13 | Industrial | Industrial - ID | Existing | Space Heating | Natural Gas | Insulation - Ceiling | A | Purchases (Incremental) | Achievable Economic UCT Potential | 0 | 0 | 112.9342 | 221.8559 | 387.1235 | 618.8524 | 923.1362 | 1299.333 | 1736.9764 | 2212.9255 | 2689.8177 | 3117.2455 | 3437.0477 | 3593.3308 | 3546.1198 | 3285.1812 | 2838.6089 | 2307.0241 | 1733.7777 | 1179.6127 | 740.6476 | 474.7029 | 0 | 0 | 0 | 0 | 0
F14_Industrial_Industrial - ID_Existing_Space Heating_Natural Gas_Insulation - Ceiling_A_Achievable Economic UCT Potential | F14 | Industrial | Industrial - ID | Existing | Space Heating | Natural Gas | Insulation - Ceiling | A | Purchases (Cumulative) | Achievable Economic UCT Potential | 0 | 0 | 112.9342 | 334.7901 | 721.9136 | 1340.7661 | 2263.9023 | 3563.2352 | 5300.2116 | 7513.1371 | 10202.9548 | 13320.2002 | 16757.248 | 20350.5787 | 23896.6986 | 27181.8798 | 30020.4887 | 32327.5128 | 34061.2905 | 35240.9032 | 35981.5509 | 36456.2538 | 36456.2538 | 36456.2538 | 36456.2538 | 36456.2538 | 36456.2538
F1_Industrial_Industrial - ID_Existing_Space Heating_Natural Gas_Insulation - Wall Cavity_A_Achievable Economic UCT Potential | F1 | Industrial | Industrial - ID | Existing | Space Heating | Natural Gas | Insulation - Wall Cavity | A | Original Unit Energy Savings (kWh or therms) | Achievable Economic UCT Potential | 0 | 0 | 0.22735 | 0.22692 | 0.22646 | 0.22598 | 0.22547 | 0.22494 | 0.2244 | 0.22385 | 0.22328 | 0.22272 | 0.22214 | 0.22157 | 0.221 | 0.22043 | 0.21986 | 0.2193 | 0.21875 | 0.21824 | 0.21776 | 0.21732 | 0.21692 | 0.21655 | 0.21621 | 0.21589 | 0.21561
F2_Industrial_Industrial - ID_Existing_Space Heating_Natural Gas_Insulation - Wall Cavity_A_Achievable Economic UCT Potential | F2 | Industrial | Industrial - ID | Existing | Space Heating | Natural Gas | Insulation - Wall Cavity | A | Original Unit Summer Peak Savings (kW) | Achievable Economic UCT Potential | 0 | 0 | 0 | 0 | 0 | 0 | 0 | 0 | 0 | 0 | 0 | 0 | 0 | 0 | 0 | 0 | 0 | 0 | 0 | 0 | 0 | 0 | 0 | 0 | 0 | 0 | 0
F3_Industrial_Industrial - ID_Existing_Space Heating_Natural Gas_Insulation - Wall Cavity_A_Achievable Economic UCT Potential | F3 | Industrial | Industrial - ID | Existing | Space Heating | Natural Gas | Insulation - Wall Cavity | A | Original Unit Winter Peak Savings (kW) | Achievable Economic UCT Potential | 0 | 0 | 0 | 0 | 0 | 0 | 0 | 0 | 0 | 0 | 0 | 0 | 0 | 0 | 0 | 0 | 0 | 0 | 0 | 0 | 0 | 0 | 0 | 0 | 0 | 0 | 0
F4_Industrial_Industrial - ID_Existing_Space Heating_Natural Gas_Insulation - Wall Cavity_A_Achievable Economic UCT Potential | F4 | Industrial | Industrial - ID | Existing | Space Heating | Natural Gas | Insulation - Wall Cavity | A | Standalone Impact on Baseline Energy (%) | Achievable Economic UCT Potential | 0 | 0 | 8.0277e-05 | 0.00024215 | 0.00053132 | 0.0010041 | 0.0017252 | 0.002763 | 0.0041819 | 0.0060319 | 0.0083352 | 0.011073 | 0.014174 | 0.017516 | 0.020929 | 0.024223 | 0.027222 | 0.029829 | 0.03198 | 0.033668 | 0.034978 | 0.036062 | 0.036694 | 0.037338 | 0.037993 | 0.03866 | 0.039338
F5_Industrial_Industrial - ID_Existing_Space Heating_Natural Gas_Insulation - Wall Cavity_A_Achievable Economic UCT Potential | F5 | Industrial | Industrial - ID | Existing | Space Heating | Natural Gas | Insulation - Wall Cavity | A | Standalone Impact on Baseline Summer Peak (%) | Achievable Economic UCT Potential | 0 | 0 | 0 | 0 | 0 | 0 | 0 | 0 | 0 | 0 | 0 | 0 | 0 | 0 | 0 | 0 | 0 | 0 | 0 | 0 | 0 | 0 | 0 | 0 | 0 | 0 | 0
F6_Industrial_Industrial - ID_Existing_Space Heating_Natural Gas_Insulation - Wall Cavity_A_Achievable Economic UCT Potential | F6 | Industrial | Industrial - ID | Existing | Space Heating | Natural Gas | Insulation - Wall Cavity | A | Standalone Impact on Baseline Winter Peak (%) | Achievable Economic UCT Potential | 0 | 0 | 0 | 0 | 0 | 0 | 0 | 0 | 0 | 0 | 0 | 0 | 0 | 0 | 0 | 0 | 0 | 0 | 0 | 0 | 0 | 0 | 0 | 0 | 0 | 0 | 0
F7_Industrial_Industrial - ID_Existing_Space Heating_Natural Gas_Insulation - Wall Cavity_A_Achievable Economic UCT Potential | F7 | Industrial | Industrial - ID | Existing | Space Heating | Natural Gas | Insulation - Wall Cavity | A | Incremental Energy Savings (MWh or mTherms) | Achievable Economic UCT Potential | 0 | 0 | 0.011576 | 0.022699 | 0.039527 | 0.063053 | 0.093844 | 0.13178 | 0.17574 | 0.22334 | 0.27079 | 0.31302 | 0.34425 | 0.35897 | 0.35334 | 0.3265 | 0.28139 | 0.22811 | 0.171 | 0.11607 | 0.072719 | 0.046514 | 0 | 0 | 0 | 0 | 0
F8_Industrial_Industrial - ID_Existing_Space Heating_Natural Gas_Insulation - Wall Cavity_A_Achievable Economic UCT Potential | F8 | Industrial | Industrial - ID | Existing | Space Heating | Natural Gas | Insulation - Wall Cavity | A | Incremental Summer Peak Savings (MW) | Achievable Economic UCT Potential | 0 | 0 | 0 | 0 | 0 | 0 | 0 | 0 | 0 | 0 | 0 | 0 | 0 | 0 | 0 | 0 | 0 | 0 | 0 | 0 | 0 | 0 | 0 | 0 | 0 | 0 | 0
F9_Industrial_Industrial - ID_Existing_Space Heating_Natural Gas_Insulation - Wall Cavity_A_Achievable Economic UCT Potential | F9 | Industrial | Industrial - ID | Existing | Space Heating | Natural Gas | Insulation - Wall Cavity | A | Incremental Winter Peak Savings (MW) | Achievable Economic UCT Potential | 0 | 0 | 0 | 0 | 0 | 0 | 0 | 0 | 0 | 0 | 0 | 0 | 0 | 0 | 0 | 0 | 0 | 0 | 0 | 0 | 0 | 0 | 0 | 0 | 0 | 0 | 0
F10_Industrial_Industrial - ID_Existing_Space Heating_Natural Gas_Insulation - Wall Cavity_A_Achievable Economic UCT Potential | F10 | Industrial | Industrial - ID | Existing | Space Heating | Natural Gas | Insulation - Wall Cavity | A | Cumulative Energy Savings (MWh or mTherms) | Achievable Economic UCT Potential | 0 | 0 | 0.011576 | 0.034253 | 0.073711 | 0.13661 | 0.23014 | 0.36139 | 0.53626 | 0.75828 | 1.0272 | 1.3376 | 1.6784 | 2.033 | 2.3811 | 2.7015 | 2.9759 | 3.1965 | 3.3594 | 3.4676 | 3.5328 | 3.5722 | 3.5655 | 3.5594 | 3.5538 | 3.5487 | 3.544
F11_Industrial_Industrial - ID_Existing_Space Heating_Natural Gas_Insulation - Wall Cavity_A_Achievable Economic UCT Potential | F11 | Industrial | Industrial - ID | Existing | Space Heating | Natural Gas | Insulation - Wall Cavity | A | Cumulative Summer Peak Savings (MW) | Achievable Economic UCT Potential | 0 | 0 | 0 | 0 | 0 | 0 | 0 | 0 | 0 | 0 | 0 | 0 | 0 | 0 | 0 | 0 | 0 | 0 | 0 | 0 | 0 | 0 | 0 | 0 | 0 | 0 | 0
F12_Industrial_Industrial - ID_Existing_Space Heating_Natural Gas_Insulation - Wall Cavity_A_Achievable Economic UCT Potential | F12 | Industrial | Industrial - ID | Existing | Space Heating | Natural Gas | Insulation - Wall Cavity | A | Cumulative Winter Peak Savings (MW) | Achievable Economic UCT Potential | 0 | 0 | 0 | 0 | 0 | 0 | 0 | 0 | 0 | 0 | 0 | 0 | 0 | 0 | 0 | 0 | 0 | 0 | 0 | 0 | 0 | 0 | 0 | 0 | 0 | 0 | 0
F13_Industrial_Industrial - ID_Existing_Space Heating_Natural Gas_Insulation - Wall Cavity_A_Achievable Economic UCT Potential | F13 | Industrial | Industrial - ID | Existing | Space Heating | Natural Gas | Insulation - Wall Cavity | A | Purchases (Incremental) | Achievable Economic UCT Potential | 0 | 0 | 50.9192 | 100.0292 | 174.5442 | 279.0249 | 416.2188 | 585.8364 | 783.1588 | 997.7522 | 1212.7708 | 1405.4872 | 1549.678 | 1620.1421 | 1598.8558 | 1481.2052 | 1279.857 | 1040.1789 | 781.7166 | 531.8576 | 333.9393 | 214.0316 | 0 | 0 | 0 | 0 | 0
F14_Industrial_Industrial - ID_Existing_Space Heating_Natural Gas_Insulation - Wall Cavity_A_Achievable Economic UCT Potential | F14 | Industrial | Industrial - ID | Existing | Space Heating | Natural Gas | Insulation - Wall Cavity | A | Purchases (Cumulative) | Achievable Economic UCT Potential | 0 | 0 | 50.9192 | 150.9484 | 325.4926 | 604.5175 | 1020.7363 | 1606.5727 | 2389.7315 | 3387.4837 | 4600.2545 | 6005.7417 | 7555.4197 | 9175.5617 | 10774.4176 | 12255.6228 | 13535.4798 | 14575.6587 | 15357.3752 | 15889.2328 | 16223.1721 | 16437.2037 | 16437.2037 | 16437.2037 | 16437.2037 | 16437.2037 | 16437.2037
F1_Industrial_Industrial - ID_Existing_Space Heating_Natural Gas_Insulation - Ducting_A_Achievable Economic UCT Potential | F1 | Industrial | Industrial - ID | Existing | Space Heating | Natural Gas | Insulation - Ducting | A | Original Unit Energy Savings (kWh or therms) | Achievable Economic UCT Potential | 0 | 0 | 0.0068382 | 0.0068256 | 0.0068095 | 0.0067905 | 0.0067686 | 0.0067444 | 0.006718 | 0.0066896 | 0.0066596 | 0.0066282 | 0.0065954 | 0.0065616 | 0.0065269 | 0.0064915 | 0.0064554 | 0.0064189 | 0.006382 | 0.0063477 | 0.0063156 | 0.006286 | 0.0062586 | 0.0062333 | 0.00621 | 0.0061885 | 0.0061686
F2_Industrial_Industrial - ID_Existing_Space Heating_Natural Gas_Insulation - Ducting_A_Achievable Economic UCT Potential | F2 | Industrial | Industrial - ID | Existing | Space Heating | Natural Gas | Insulation - Ducting | A | Original Unit Summer Peak Savings (kW) | Achievable Economic UCT Potential | 0 | 0 | 0 | 0 | 0 | 0 | 0 | 0 | 0 | 0 | 0 | 0 | 0 | 0 | 0 | 0 | 0 | 0 | 0 | 0 | 0 | 0 | 0 | 0 | 0 | 0 | 0
F3_Industrial_Industrial - ID_Existing_Space Heating_Natural Gas_Insulation - Ducting_A_Achievable Economic UCT Potential | F3 | Industrial | Industrial - ID | Existing | Space Heating | Natural Gas | Insulation - Ducting | A | Original Unit Winter Peak Savings (kW) | Achievable Economic UCT Potential | 0 | 0 | 0 | 0 | 0 | 0 | 0 | 0 | 0 | 0 | 0 | 0 | 0 | 0 | 0 | 0 | 0 | 0 | 0 | 0 | 0 | 0 | 0 | 0 | 0 | 0 | 0
F4_Industrial_Industrial - ID_Existing_Space Heating_Natural Gas_Insulation - Ducting_A_Achievable Economic UCT Potential | F4 | Industrial | Industrial - ID | Existing | Space Heating | Natural Gas | Insulation - Ducting | A | Standalone Impact on Baseline Energy (%) | Achievable Economic UCT Potential | 0 | 0 | 0 | 0 | 0 | 0 | 0 | 0 | 0 | 0 | 0 | 0 | 0 | 0 | 0 | 0 | 0 | 0 | 0 | 0 | 0 | 0 | 0 | 0 | 0 | 0 | 0
F5_Industrial_Industrial - ID_Existing_Space Heating_Natural Gas_Insulation - Ducting_A_Achievable Economic UCT Potential | F5 | Industrial | Industrial - ID | Existing | Space Heating | Natural Gas | Insulation - Ducting | A | Standalone Impact on Baseline Summer Peak (%) | Achievable Economic UCT Potential | 0 | 0 | 0 | 0 | 0 | 0 | 0 | 0 | 0 | 0 | 0 | 0 | 0 | 0 | 0 | 0 | 0 | 0 | 0 | 0 | 0 | 0 | 0 | 0 | 0 | 0 | 0
F6_Industrial_Industrial - ID_Existing_Space Heating_Natural Gas_Insulation - Ducting_A_Achievable Economic UCT Potential | F6 | Industrial | Industrial - ID | Existing | Space Heating | Natural Gas | Insulation - Ducting | A | Standalone Impact on Baseline Winter Peak (%) | Achievable Economic UCT Potential | 0 | 0 | 0 | 0 | 0 | 0 | 0 | 0 | 0 | 0 | 0 | 0 | 0 | 0 | 0 | 0 | 0 | 0 | 0 | 0 | 0 | 0 | 0 | 0 | 0 | 0 | 0
F7_Industrial_Industrial - ID_Existing_Space Heating_Natural Gas_Insulation - Ducting_A_Achievable Economic UCT Potential | F7 | Industrial | Industrial - ID | Existing | Space Heating | Natural Gas | Insulation - Ducting | A | Incremental Energy Savings (MWh or mTherms) | Achievable Economic UCT Potential | 0 | 0 | 0 | 0 | 0 | 0 | 0 | 0 | 0 | 0 | 0 | 0 | 0 | 0 | 0 | 0 | 0 | 0 | 0 | 0 | 0 | 0 | 0 | 0 | 0 | 0 | 0
F8_Industrial_Industrial - ID_Existing_Space Heating_Natural Gas_Insulation - Ducting_A_Achievable Economic UCT Potential | F8 | Industrial | Industrial - ID | Existing | Space Heating | Natural Gas | Insulation - Ducting | A | Incremental Summer Peak Savings (MW) | Achievable Economic UCT Potential | 0 | 0 | 0 | 0 | 0 | 0 | 0 | 0 | 0 | 0 | 0 | 0 | 0 | 0 | 0 | 0 | 0 | 0 | 0 | 0 | 0 | 0 | 0 | 0 | 0 | 0 | 0
F9_Industrial_Industrial - ID_Existing_Space Heating_Natural Gas_Insulation - Ducting_A_Achievable Economic UCT Potential | F9 | Industrial | Industrial - ID | Existing | Space Heating | Natural Gas | Insulation - Ducting | A | Incremental Winter Peak Savings (MW) | Achievable Economic UCT Potential | 0 | 0 | 0 | 0 | 0 | 0 | 0 | 0 | 0 | 0 | 0 | 0 | 0 | 0 | 0 | 0 | 0 | 0 | 0 | 0 | 0 | 0 | 0 | 0 | 0 | 0 | 0
F10_Industrial_Industrial - ID_Existing_Space Heating_Natural Gas_Insulation - Ducting_A_Achievable Economic UCT Potential | F10 | Industrial | Industrial - ID | Existing | Space Heating | Natural Gas | Insulation - Ducting | A | Cumulative Energy Savings (MWh or mTherms) | Achievable Economic UCT Potential | 0 | 0 | 0 | 0 | 0 | 0 | 0 | 0 | 0 | 0 | 0 | 0 | 0 | 0 | 0 | 0 | 0 | 0 | 0 | 0 | 0 | 0 | 0 | 0 | 0 | 0 | 0
F11_Industrial_Industrial - ID_Existing_Space Heating_Natural Gas_Insulation - Ducting_A_Achievable Economic UCT Potential | F11 | Industrial | Industrial - ID | Existing | Space Heating | Natural Gas | Insulation - Ducting | A | Cumulative Summer Peak Savings (MW) | Achievable Economic UCT Potential | 0 | 0 | 0 | 0 | 0 | 0 | 0 | 0 | 0 | 0 | 0 | 0 | 0 | 0 | 0 | 0 | 0 | 0 | 0 | 0 | 0 | 0 | 0 | 0 | 0 | 0 | 0
F12_Industrial_Industrial - ID_Existing_Space Heating_Natural Gas_Insulation - Ducting_A_Achievable Economic UCT Potential | F12 | Industrial | Industrial - ID | Existing | Space Heating | Natural Gas | Insulation - Ducting | A | Cumulative Winter Peak Savings (MW) | Achievable Economic UCT Potential | 0 | 0 | 0 | 0 | 0 | 0 | 0 | 0 | 0 | 0 | 0 | 0 | 0 | 0 | 0 | 0 | 0 | 0 | 0 | 0 | 0 | 0 | 0 | 0 | 0 | 0 | 0
F13_Industrial_Industrial - ID_Existing_Space Heating_Natural Gas_Insulation - Ducting_A_Achievable Economic UCT Potential | F13 | Industrial | Industrial - ID | Existing | Space Heating | Natural Gas | Insulation - Ducting | A | Purchases (Incremental) | Achievable Economic UCT Potential | 0 | 0 | 0 | 0 | 0 | 0 | 0 | 0 | 0 | 0 | 0 | 0 | 0 | 0 | 0 | 0 | 0 | 0 | 0 | 0 | 0 | 0 | 0 | 0 | 0 | 0 | 0
F14_Industrial_Industrial - ID_Existing_Space Heating_Natural Gas_Insulation - Ducting_A_Achievable Economic UCT Potential | F14 | Industrial | Industrial - ID | Existing | Space Heating | Natural Gas | Insulation - Ducting | A | Purchases (Cumulative) | Achievable Economic UCT Potential | 0 | 0 | 0 | 0 | 0 | 0 | 0 | 0 | 0 | 0 | 0 | 0 | 0 | 0 | 0 | 0 | 0 | 0 | 0 | 0 | 0 | 0 | 0 | 0 | 0 | 0 | 0
F1_Industrial_Industrial - ID_Existing_Space Heating_Natural Gas_Ducting - Repair and Sealing_A_Achievable Economic UCT Potential | F1 | Industrial | Industrial - ID | Existing | Space Heating | Natural Gas | Ducting - Repair and Sealing | A | Original Unit Energy Savings (kWh or therms) | Achievable Economic UCT Potential | 0 | 0 | 0.27895 | 0.27843 | 0.27778 | 0.277 | 0.27611 | 0.27512 | 0.27404 | 0.27289 | 0.27166 | 0.27038 | 0.26904 | 0.26766 | 0.26625 | 0.2648 | 0.26333 | 0.26184 | 0.26034 | 0.25894 | 0.25763 | 0.25642 | 0.2553 | 0.25427 | 0.25332 | 0.25244 | 0.25163
F2_Industrial_Industrial - ID_Existing_Space Heating_Natural Gas_Ducting - Repair and Sealing_A_Achievable Economic UCT Potential | F2 | Industrial | Industrial - ID | Existing | Space Heating | Natural Gas | Ducting - Repair and Sealing | A | Original Unit Summer Peak Savings (kW) | Achievable Economic UCT Potential | 0 | 0 | 0 | 0 | 0 | 0 | 0 | 0 | 0 | 0 | 0 | 0 | 0 | 0 | 0 | 0 | 0 | 0 | 0 | 0 | 0 | 0 | 0 | 0 | 0 | 0 | 0
F3_Industrial_Industrial - ID_Existing_Space Heating_Natural Gas_Ducting - Repair and Sealing_A_Achievable Economic UCT Potential | F3 | Industrial | Industrial - ID | Existing | Space Heating | Natural Gas | Ducting - Repair and Sealing | A | Original Unit Winter Peak Savings (kW) | Achievable Economic UCT Potential | 0 | 0 | 0 | 0 | 0 | 0 | 0 | 0 | 0 | 0 | 0 | 0 | 0 | 0 | 0 | 0 | 0 | 0 | 0 | 0 | 0 | 0 | 0 | 0 | 0 | 0 | 0
F4_Industrial_Industrial - ID_Existing_Space Heating_Natural Gas_Ducting - Repair and Sealing_A_Achievable Economic UCT Potential | F4 | Industrial | Industrial - ID | Existing | Space Heating | Natural Gas | Ducting - Repair and Sealing | A | Standalone Impact on Baseline Energy (%) | Achievable Economic UCT Potential | 0 | 0 | 2.4697e-05 | 7.4501e-05 | 0.00016341 | 0.00030862 | 0.00052973 | 0.00084733 | 0.0012805 | 0.0018438 | 0.0025428 | 0.0033705 | 0.0043044 | 0.0053056 | 0.0063222 | 0.0072966 | 0.0081753 | 0.0089301 | 0.0095431 | 0.010016 | 0.010344 | 0.010571 | 0.010729 | 0.010892 | 0.011059 | 0.011231 | 0.011406
F5_Industrial_Industrial - ID_Existing_Space Heating_Natural Gas_Ducting - Repair and Sealing_A_Achievable Economic UCT Potential | F5 | Industrial | Industrial - ID | Existing | Space Heating | Natural Gas | Ducting - Repair and Sealing | A | Standalone Impact on Baseline Summer Peak (%) | Achievable Economic UCT Potential | 0 | 0 | 0 | 0 | 0 | 0 | 0 | 0 | 0 | 0 | 0 | 0 | 0 | 0 | 0 | 0 | 0 | 0 | 0 | 0 | 0 | 0 | 0 | 0 | 0 | 0 | 0
F6_Industrial_Industrial - ID_Existing_Space Heating_Natural Gas_Ducting - Repair and Sealing_A_Achievable Economic UCT Potential | F6 | Industrial | Industrial - ID | Existing | Space Heating | Natural Gas | Ducting - Repair and Sealing | A | Standalone Impact on Baseline Winter Peak (%) | Achievable Economic UCT Potential | 0 | 0 | 0 | 0 | 0 | 0 | 0 | 0 | 0 | 0 | 0 | 0 | 0 | 0 | 0 | 0 | 0 | 0 | 0 | 0 | 0 | 0 | 0 | 0 | 0 | 0 | 0
F7_Industrial_Industrial - ID_Existing_Space Heating_Natural Gas_Ducting - Repair and Sealing_A_Achievable Economic UCT Potential | F7 | Industrial | Industrial - ID | Existing | Space Heating | Natural Gas | Ducting - Repair and Sealing | A | Incremental Energy Savings (MWh or mTherms) | Achievable Economic UCT Potential | 0 | 0 | 0.0035615 | 0.0069835 | 0.012157 | 0.01938 | 0.028816 | 0.040413 | 0.053814 | 0.06827 | 0.08261 | 0.095285 | 0.10454 | 0.10874 | 0.10674 | 0.098348 | 0.084507 | 0.068292 | 0.051028 | 0.034532 | 0.018283 | 0.0073298 | 0 | 0 | 0 | 0 | 0
F8_Industrial_Industrial - ID_Existing_Space Heating_Natural Gas_Ducting - Repair and Sealing_A_Achievable Economic UCT Potential | F8 | Industrial | Industrial - ID | Existing | Space Heating | Natural Gas | Ducting - Repair and Sealing | A | Incremental Summer Peak Savings (MW) | Achievable Economic UCT Potential | 0 | 0 | 0 | 0 | 0 | 0 | 0 | 0 | 0 | 0 | 0 | 0 | 0 | 0 | 0 | 0 | 0 | 0 | 0 | 0 | 0 | 0 | 0 | 0 | 0 | 0 | 0
F9_Industrial_Industrial - ID_Existing_Space Heating_Natural Gas_Ducting - Repair and Sealing_A_Achievable Economic UCT Potential | F9 | Industrial | Industrial - ID | Existing | Space Heating | Natural Gas | Ducting - Repair and Sealing | A | Incremental Winter Peak Savings (MW) | Achievable Economic UCT Potential | 0 | 0 | 0 | 0 | 0 | 0 | 0 | 0 | 0 | 0 | 0 | 0 | 0 | 0 | 0 | 0 | 0 | 0 | 0 | 0 | 0 | 0 | 0 | 0 | 0 | 0 | 0
F10_Industrial_Industrial - ID_Existing_Space Heating_Natural Gas_Ducting - Repair and Sealing_A_Achievable Economic UCT Potential | F10 | Industrial | Industrial - ID | Existing | Space Heating | Natural Gas | Ducting - Repair and Sealing | A | Cumulative Energy Savings (MWh or mTherms) | Achievable Economic UCT Potential | 0 | 0 | 0.0035615 | 0.010538 | 0.022671 | 0.041987 | 0.070668 | 0.11083 | 0.16421 | 0.23178 | 0.31336 | 0.40716 | 0.50969 | 0.61581 | 0.7193 | 0.81374 | 0.89372 | 0.95696 | 1.0025 | 1.0316 | 1.0447 | 1.0471 | 1.0426 | 1.0384 | 1.0345 | 1.0309 | 1.0276
F11_Industrial_Industrial - ID_Existing_Space Heating_Natural Gas_Ducting - Repair and Sealing_A_Achievable Economic UCT Potential | F11 | Industrial | Industrial - ID | Existing | Space Heating | Natural Gas | Ducting - Repair and Sealing | A | Cumulative Summer Peak Savings (MW) | Achievable Economic UCT Potential | 0 | 0 | 0 | 0 | 0 | 0 | 0 | 0 | 0 | 0 | 0 | 0 | 0 | 0 | 0 | 0 | 0 | 0 | 0 | 0 | 0 | 0 | 0 | 0 | 0 | 0 | 0
F12_Industrial_Industrial - ID_Existing_Space Heating_Natural Gas_Ducting - Repair and Sealing_A_Achievable Economic UCT Potential | F12 | Industrial | Industrial - ID | Existing | Space Heating | Natural Gas | Ducting - Repair and Sealing | A | Cumulative Winter Peak Savings (MW) | Achievable Economic UCT Potential | 0 | 0 | 0 | 0 | 0 | 0 | 0 | 0 | 0 | 0 | 0 | 0 | 0 | 0 | 0 | 0 | 0 | 0 | 0 | 0 | 0 | 0 | 0 | 0 | 0 | 0 | 0
F13_Industrial_Industrial - ID_Existing_Space Heating_Natural Gas_Ducting - Repair and Sealing_A_Achievable Economic UCT Potential | F13 | Industrial | Industrial - ID | Existing | Space Heating | Natural Gas | Ducting - Repair and Sealing | A | Purchases (Incremental) | Achievable Economic UCT Potential | 0 | 0 | 12.7676 | 25.0816 | 43.7656 | 69.9633 | 104.3636 | 146.894 | 196.371 | 250.1787 | 304.0929 | 352.4151 | 388.5698 | 406.2381 | 400.9008 | 371.4008 | 320.9143 | 260.8168 | 196.0094 | 133.3592 | 70.9651 | 28.5852 | 0 | 0 | 0 | 0 | 0
F14_Industrial_Industrial - ID_Existing_Space Heating_Natural Gas_Ducting - Repair and Sealing_A_Achievable Economic UCT Potential | F14 | Industrial | Industrial - ID | Existing | Space Heating | Natural Gas | Ducting - Repair and Sealing | A | Purchases (Cumulative) | Achievable Economic UCT Potential | 0 | 0 | 12.7676 | 37.8491 | 81.6148 | 151.5781 | 255.9418 | 402.8357 | 599.2067 | 849.3854 | 1153.4783 | 1505.8934 | 1894.4632 | 2300.7013 | 2701.602 | 3073.0028 | 3393.9171 | 3654.7339 | 3850.7433 | 3984.1025 | 4055.0676 | 4083.6528 | 4083.6528 | 4083.6528 | 4083.6528 | 4083.6528 | 4083.6528
F1_Industrial_Industrial - ID_Existing_Space Heating_Natural Gas_Building Shell - Air Sealing (Infiltration Control)_A_Achievable Economic UCT Potential | F1 | Industrial | Industrial - ID | Existing | Space Heating | Natural Gas | Building Shell - Air Sealing (Infiltration Control) | A | Original Unit Energy Savings (kWh or therms) | Achievable Economic UCT Potential | 0 | 0 | 64.2494 | 64.1285 | 63.9989 | 63.8617 | 63.7182 | 63.5695 | 63.4164 | 63.26 | 63.1011 | 62.9404 | 62.7787 | 62.6165 | 62.4546 | 62.2935 | 62.1336 | 61.9755 | 61.8195 | 61.6747 | 61.5399 | 61.4159 | 61.302 | 61.1973 | 61.101 | 61.0124 | 60.931
F2_Industrial_Industrial - ID_Existing_Space Heating_Natural Gas_Building Shell - Air Sealing (Infiltration Control)_A_Achievable Economic UCT Potential | F2 | Industrial | Industrial - ID | Existing | Space Heating | Natural Gas | Building Shell - Air Sealing (Infiltration Control) | A | Original Unit Summer Peak Savings (kW) | Achievable Economic UCT Potential | 0 | 0 | 0 | 0 | 0 | 0 | 0 | 0 | 0 | 0 | 0 | 0 | 0 | 0 | 0 | 0 | 0 | 0 | 0 | 0 | 0 | 0 | 0 | 0 | 0 | 0 | 0
F3_Industrial_Industrial - ID_Existing_Space Heating_Natural Gas_Building Shell - Air Sealing (Infiltration Control)_A_Achievable Economic UCT Potential | F3 | Industrial | Industrial - ID | Existing | Space Heating | Natural Gas | Building Shell - Air Sealing (Infiltration Control) | A | Original Unit Winter Peak Savings (kW) | Achievable Economic UCT Potential | 0 | 0 | 0 | 0 | 0 | 0 | 0 | 0 | 0 | 0 | 0 | 0 | 0 | 0 | 0 | 0 | 0 | 0 | 0 | 0 | 0 | 0 | 0 | 0 | 0 | 0 | 0
F4_Industrial_Industrial - ID_Existing_Space Heating_Natural Gas_Building Shell - Air Sealing (Infiltration Control)_A_Achievable Economic UCT Potential | F4 | Industrial | Industrial - ID | Existing | Space Heating | Natural Gas | Building Shell - Air Sealing (Infiltration Control) | A | Standalone Impact on Baseline Energy (%) | Achievable Economic UCT Potential | 0 | 0 | 4.2266e-06 | 1.2749e-05 | 2.7974e-05 | 5.2866e-05 | 9.0831e-05 | 0.00014547 | 0.00022018 | 0.00031758 | 0.00043885 | 0.00058298 | 0.00074125 | 0.00090703 | 0.0010686 | 0.0012125 | 0.0013252 | 0.0013974 | 0.0014219 | 0.0014468 | 0.0014722 | 0.0014981 | 0.0015243 | 0.0015511 | 0.0015783 | 0.001606 | 0.0016342
F5_Industrial_Industrial - ID_Existing_Space Heating_Natural Gas_Building Shell - Air Sealing (Infiltration Control)_A_Achievable Economic UCT Potential | F5 | Industrial | Industrial - ID | Existing | Space Heating | Natural Gas | Building Shell - Air Sealing (Infiltration Control) | A | Standalone Impact on Baseline Summer Peak (%) | Achievable Economic UCT Potential | 0 | 0 | 0 | 0 | 0 | 0 | 0 | 0 | 0 | 0 | 0 | 0 | 0 | 0 | 0 | 0 | 0 | 0 | 0 | 0 | 0 | 0 | 0 | 0 | 0 | 0 | 0
F6_Industrial_Industrial - ID_Existing_Space Heating_Natural Gas_Building Shell - Air Sealing (Infiltration Control)_A_Achievable Economic UCT Potential | F6 | Industrial | Industrial - ID | Existing | Space Heating | Natural Gas | Building Shell - Air Sealing (Infiltration Control) | A | Standalone Impact on Baseline Winter Peak (%) | Achievable Economic UCT Potential | 0 | 0 | 0 | 0 | 0 | 0 | 0 | 0 | 0 | 0 | 0 | 0 | 0 | 0 | 0 | 0 | 0 | 0 | 0 | 0 | 0 | 0 | 0 | 0 | 0 | 0 | 0
F7_Industrial_Industrial - ID_Existing_Space Heating_Natural Gas_Building Shell - Air Sealing (Infiltration Control)_A_Achievable Economic UCT Potential | F7 | Industrial | Industrial - ID | Existing | Space Heating | Natural Gas | Building Shell - Air Sealing (Infiltration Control) | A | Incremental Energy Savings (MWh or mTherms) | Achievable Economic UCT Potential | 0 | 0 | 0.0006095 | 0.0011951 | 0.0020811 | 0.0033198 | 0.0049409 | 0.0069382 | 0.0092528 | 0.011759 | 0.014257 | 0.016481 | 0.017529 | 0.017733 | 0.016573 | 0.013952 | 0.0099973 | 0.005246 | 0 | 0 | 0 | 0 | 0 | 0 | 0 | 0 | 0
F8_Industrial_Industrial - ID_Existing_Space Heating_Natural Gas_Building Shell - Air Sealing (Infiltration Control)_A_Achievable Economic UCT Potential | F8 | Industrial | Industrial - ID | Existing | Space Heating | Natural Gas | Building Shell - Air Sealing (Infiltration Control) | A | Incremental Summer Peak Savings (MW) | Achievable Economic UCT Potential | 0 | 0 | 0 | 0 | 0 | 0 | 0 | 0 | 0 | 0 | 0 | 0 | 0 | 0 | 0 | 0 | 0 | 0 | 0 | 0 | 0 | 0 | 0 | 0 | 0 | 0 | 0
F9_Industrial_Industrial - ID_Existing_Space Heating_Natural Gas_Building Shell - Air Sealing (Infiltration Control)_A_Achievable Economic UCT Potential | F9 | Industrial | Industrial - ID | Existing | Space Heating | Natural Gas | Building Shell - Air Sealing (Infiltration Control) | A | Incremental Winter Peak Savings (MW) | Achievable Economic UCT Potential | 0 | 0 | 0 | 0 | 0 | 0 | 0 | 0 | 0 | 0 | 0 | 0 | 0 | 0 | 0 | 0 | 0 | 0 | 0 | 0 | 0 | 0 | 0 | 0 | 0 | 0 | 0
F10_Industrial_Industrial - ID_Existing_Space Heating_Natural Gas_Building Shell - Air Sealing (Infiltration Control)_A_Achievable Economic UCT Potential | F10 | Industrial | Industrial - ID | Existing | Space Heating | Natural Gas | Building Shell - Air Sealing (Infiltration Control) | A | Cumulative Energy Savings (MWh or mTherms) | Achievable Economic UCT Potential | 0 | 0 | 0.0006095 | 0.0018034 | 0.0038809 | 0.0071924 | 0.012117 | 0.019027 | 0.028234 | 0.039924 | 0.054081 | 0.070424 | 0.087772 | 0.10528 | 0.12158 | 0.13522 | 0.14487 | 0.14975 | 0.14937 | 0.14902 | 0.14869 | 0.14839 | 0.14812 | 0.14786 | 0.14763 | 0.14742 | 0.14722
F11_Industrial_Industrial - ID_Existing_Space Heating_Natural Gas_Building Shell - Air Sealing (Infiltration Control)_A_Achievable Economic UCT Potential | F11 | Industrial | Industrial - ID | Existing | Space Heating | Natural Gas | Building Shell - Air Sealing (Infiltration Control) | A | Cumulative Summer Peak Savings (MW) | Achievable Economic UCT Potential | 0 | 0 | 0 | 0 | 0 | 0 | 0 | 0 | 0 | 0 | 0 | 0 | 0 | 0 | 0 | 0 | 0 | 0 | 0 | 0 | 0 | 0 | 0 | 0 | 0 | 0 | 0
F12_Industrial_Industrial - ID_Existing_Space Heating_Natural Gas_Building Shell - Air Sealing (Infiltration Control)_A_Achievable Economic UCT Potential | F12 | Industrial | Industrial - ID | Existing | Space Heating | Natural Gas | Building Shell - Air Sealing (Infiltration Control) | A | Cumulative Winter Peak Savings (MW) | Achievable Economic UCT Potential | 0 | 0 | 0 | 0 | 0 | 0 | 0 | 0 | 0 | 0 | 0 | 0 | 0 | 0 | 0 | 0 | 0 | 0 | 0 | 0 | 0 | 0 | 0 | 0 | 0 | 0 | 0
F13_Industrial_Industrial - ID_Existing_Space Heating_Natural Gas_Building Shell - Air Sealing (Infiltration Control)_A_Achievable Economic UCT Potential | F13 | Industrial | Industrial - ID | Existing | Space Heating | Natural Gas | Building Shell - Air Sealing (Infiltration Control) | A | Purchases (Incremental) | Achievable Economic UCT Potential | 0 | 0 | 0.0094865 | 0.018636 | 0.032518 | 0.051984 | 0.077543 | 0.10914 | 0.14591 | 0.18589 | 0.22594 | 0.26185 | 0.27923 | 0.2832 | 0.26536 | 0.22397 | 0.1609 | 0.084646 | 0 | 0 | 0 | 0 | 0 | 0 | 0 | 0 | 0
F14_Industrial_Industrial - ID_Existing_Space Heating_Natural Gas_Building Shell - Air Sealing (Infiltration Control)_A_Achievable Economic UCT Potential | F14 | Industrial | Industrial - ID | Existing | Space Heating | Natural Gas | Building Shell - Air Sealing (Infiltration Control) | A | Purchases (Cumulative) | Achievable Economic UCT Potential | 0 | 0 | 0.0094865 | 0.028122 | 0.060641 | 0.11262 | 0.19017 | 0.29931 | 0.44522 | 0.6311 | 0.85705 | 1.1189 | 1.3981 | 1.6813 | 1.9467 | 2.1707 | 2.3316 | 2.4162 | 2.4162 | 2.4162 | 2.4162 | 2.4162 | 2.4162 | 2.4162 | 2.4162 | 2.4162 | 2.4162
F1_Industrial_Industrial - ID_Existing_Space Heating_Natural Gas_Ventilation - Demand Controlled_A_Achievable Economic UCT Potential | F1 | Industrial | Industrial - ID | Existing | Space Heating | Natural Gas | Ventilation - Demand Controlled | A | Original Unit Energy Savings (kWh or therms) | Achievable Economic UCT Potential | 0 | 0 | 0.051484 | 0.051389 | 0.051269 | 0.051125 | 0.050961 | 0.050778 | 0.050579 | 0.050366 | 0.05014 | 0.049903 | 0.049657 | 0.049402 | 0.049141 | 0.048874 | 0.048602 | 0.048327 | 0.04805 | 0.047792 | 0.04755 | 0.047327 | 0.047121 | 0.04693 | 0.046755 | 0.046593 | 0.046443
F2_Industrial_Industrial - ID_Existing_Space Heating_Natural Gas_Ventilation - Demand Controlled_A_Achievable Economic UCT Potential | F2 | Industrial | Industrial - ID | Existing | Space Heating | Natural Gas | Ventilation - Demand Controlled | A | Original Unit Summer Peak Savings (kW) | Achievable Economic UCT Potential | 0 | 0 | 0 | 0 | 0 | 0 | 0 | 0 | 0 | 0 | 0 | 0 | 0 | 0 | 0 | 0 | 0 | 0 | 0 | 0 | 0 | 0 | 0 | 0 | 0 | 0 | 0
F3_Industrial_Industrial - ID_Existing_Space Heating_Natural Gas_Ventilation - Demand Controlled_A_Achievable Economic UCT Potential | F3 | Industrial | Industrial - ID | Existing | Space Heating | Natural Gas | Ventilation - Demand Controlled | A | Original Unit Winter Peak Savings (kW) | Achievable Economic UCT Potential | 0 | 0 | 0 | 0 | 0 | 0 | 0 | 0 | 0 | 0 | 0 | 0 | 0 | 0 | 0 | 0 | 0 | 0 | 0 | 0 | 0 | 0 | 0 | 0 | 0 | 0 | 0
F4_Industrial_Industrial - ID_Existing_Space Heating_Natural Gas_Ventilation - Demand Controlled_A_Achievable Economic UCT Potential | F4 | Industrial | Industrial - ID | Existing | Space Heating | Natural Gas | Ventilation - Demand Controlled | A | Standalone Impact on Baseline Energy (%) | Achievable Economic UCT Potential | 0 | 0 | 0.00044438 | 0.00089659 | 0.0013563 | 0.0018231 | 0.0022968 | 0.0027329 | 0.0030951 | 0.0033981 | 0.003654 | 0.003872 | 0.0039306 | 0.0039894 | 0.0040484 | 0.0041076 | 0.0041672 | 0.004227 | 0.0042873 | 0.0043492 | 0.0044128 | 0.0044782 | 0.0045453 | 0.0046143 | 0.004685 | 0.0047576 | 0.004832
F5_Industrial_Industrial - ID_Existing_Space Heating_Natural Gas_Ventilation - Demand Controlled_A_Achievable Economic UCT Potential | F5 | Industrial | Industrial - ID | Existing | Space Heating | Natural Gas | Ventilation - Demand Controlled | A | Standalone Impact on Baseline Summer Peak (%) | Achievable Economic UCT Potential | 0 | 0 | 0 | 0 | 0 | 0 | 0 | 0 | 0 | 0 | 0 | 0 | 0 | 0 | 0 | 0 | 0 | 0 | 0 | 0 | 0 | 0 | 0 | 0 | 0 | 0 | 0
F6_Industrial_Industrial - ID_Existing_Space Heating_Natural Gas_Ventilation - Demand Controlled_A_Achievable Economic UCT Potential | F6 | Industrial | Industrial - ID | Existing | Space Heating | Natural Gas | Ventilation - Demand Controlled | A | Standalone Impact on Baseline Winter Peak (%) | Achievable Economic UCT Potential | 0 | 0 | 0 | 0 | 0 | 0 | 0 | 0 | 0 | 0 | 0 | 0 | 0 | 0 | 0 | 0 | 0 | 0 | 0 | 0 | 0 | 0 | 0 | 0 | 0 | 0 | 0
F7_Industrial_Industrial - ID_Existing_Space Heating_Natural Gas_Ventilation - Demand Controlled_A_Achievable Economic UCT Potential | F7 | Industrial | Industrial - ID | Existing | Space Heating | Natural Gas | Ventilation - Demand Controlled | A | Incremental Energy Savings (MWh or mTherms) | Achievable Economic UCT Potential | 0 | 0 | 0.064082 | 0.062861 | 0.061632 | 0.0604 | 0.059168 | 0.052145 | 0.040836 | 0.03197 | 0.025023 | 0.01958 | 0 | 0 | 0 | 0 | 0 | 0 | 0 | 0 | 0 | 0 | 0 | 0 | 0 | 0 | 0
F8_Industrial_Industrial - ID_Existing_Space Heating_Natural Gas_Ventilation - Demand Controlled_A_Achievable Economic UCT Potential | F8 | Industrial | Industrial - ID | Existing | Space Heating | Natural Gas | Ventilation - Demand Controlled | A | Incremental Summer Peak Savings (MW) | Achievable Economic UCT Potential | 0 | 0 | 0 | 0 | 0 | 0 | 0 | 0 | 0 | 0 | 0 | 0 | 0 | 0 | 0 | 0 | 0 | 0 | 0 | 0 | 0 | 0 | 0 | 0 | 0 | 0 | 0
F9_Industrial_Industrial - ID_Existing_Space Heating_Natural Gas_Ventilation - Demand Controlled_A_Achievable Economic UCT Potential | F9 | Industrial | Industrial - ID | Existing | Space Heating | Natural Gas | Ventilation - Demand Controlled | A | Incremental Winter Peak Savings (MW) | Achievable Economic UCT Potential | 0 | 0 | 0 | 0 | 0 | 0 | 0 | 0 | 0 | 0 | 0 | 0 | 0 | 0 | 0 | 0 | 0 | 0 | 0 | 0 | 0 | 0 | 0 | 0 | 0 | 0 | 0
F10_Industrial_Industrial - ID_Existing_Space Heating_Natural Gas_Ventilation - Demand Controlled_A_Achievable Economic UCT Potential | F10 | Industrial | Industrial - ID | Existing | Space Heating | Natural Gas | Ventilation - Demand Controlled | A | Cumulative Energy Savings (MWh or mTherms) | Achievable Economic UCT Potential | 0 | 0 | 0.064082 | 0.12682 | 0.18816 | 0.24803 | 0.3064 | 0.35745 | 0.39689 | 0.42718 | 0.45029 | 0.46774 | 0.46543 | 0.46305 | 0.4606 | 0.45809 | 0.45555 | 0.45297 | 0.45037 | 0.44795 | 0.44568 | 0.44359 | 0.44166 | 0.43988 | 0.43823 | 0.43672 | 0.43531
F11_Industrial_Industrial - ID_Existing_Space Heating_Natural Gas_Ventilation - Demand Controlled_A_Achievable Economic UCT Potential | F11 | Industrial | Industrial - ID | Existing | Space Heating | Natural Gas | Ventilation - Demand Controlled | A | Cumulative Summer Peak Savings (MW) | Achievable Economic UCT Potential | 0 | 0 | 0 | 0 | 0 | 0 | 0 | 0 | 0 | 0 | 0 | 0 | 0 | 0 | 0 | 0 | 0 | 0 | 0 | 0 | 0 | 0 | 0 | 0 | 0 | 0 | 0
F12_Industrial_Industrial - ID_Existing_Space Heating_Natural Gas_Ventilation - Demand Controlled_A_Achievable Economic UCT Potential | F12 | Industrial | Industrial - ID | Existing | Space Heating | Natural Gas | Ventilation - Demand Controlled | A | Cumulative Winter Peak Savings (MW) | Achievable Economic UCT Potential | 0 | 0 | 0 | 0 | 0 | 0 | 0 | 0 | 0 | 0 | 0 | 0 | 0 | 0 | 0 | 0 | 0 | 0 | 0 | 0 | 0 | 0 | 0 | 0 | 0 | 0 | 0
F13_Industrial_Industrial - ID_Existing_Space Heating_Natural Gas_Ventilation - Demand Controlled_A_Achievable Economic UCT Potential | F13 | Industrial | Industrial - ID | Existing | Space Heating | Natural Gas | Ventilation - Demand Controlled | A | Purchases (Incremental) | Achievable Economic UCT Potential | 0 | 0 | 1244.6927 | 1223.2325 | 1202.1423 | 1181.4157 | 1161.0465 | 1026.9256 | 807.376 | 634.7646 | 499.0563 | 392.3615 | 0 | 0 | 0 | 0 | 0 | 0 | 0 | 0 | 0 | 0 | 0 | 0 | 0 | 0 | 0
F14_Industrial_Industrial - ID_Existing_Space Heating_Natural Gas_Ventilation - Demand Controlled_A_Achievable Economic UCT Potential | F14 | Industrial | Industrial - ID | Existing | Space Heating | Natural Gas | Ventilation - Demand Controlled | A | Purchases (Cumulative) | Achievable Economic UCT Potential | 0 | 0 | 1244.6927 | 2467.9252 | 3670.0675 | 4851.4832 | 6012.5297 | 7039.4553 | 7846.8312 | 8481.5958 | 8980.6521 | 9373.0135 | 9373.0135 | 9373.0135 | 9373.0135 | 9373.0135 | 9373.0135 | 9373.0135 | 9373.0135 | 9373.0135 | 9373.0135 | 9373.0135 | 9373.0135 | 9373.0135 | 9373.0135 | 9373.0135 | 9373.0135
F1_Industrial_Industrial - ID_Existing_Space Heating_Natural Gas_Destratification Fans (HVLS)_A_Achievable Economic UCT Potential | F1 | Industrial | Industrial - ID | Existing | Space Heating | Natural Gas | Destratification Fans (HVLS) | A | Original Unit Energy Savings (kWh or therms) | Achievable Economic UCT Potential | 0 | 0 | 166639.6552 | 166326.0774 | 165989.7736 | 165634.0224 | 165261.8428 | 164876.015 | 164479.0995 | 164073.4539 | 163661.2499 | 163244.4873 | 162825.0081 | 162404.5089 | 161984.5521 | 161566.5773 | 161151.91 | 160741.7716 | 160337.2869 | 159961.7894 | 159612.0618 | 159290.5848 | 158995.0625 | 158723.3871 | 158473.6228 | 158243.992 | 158032.8624
F2_Industrial_Industrial - ID_Existing_Space Heating_Natural Gas_Destratification Fans (HVLS)_A_Achievable Economic UCT Potential | F2 | Industrial | Industrial - ID | Existing | Space Heating | Natural Gas | Destratification Fans (HVLS) | A | Original Unit Summer Peak Savings (kW) | Achievable Economic UCT Potential | 0 | 0 | 0 | 0 | 0 | 0 | 0 | 0 | 0 | 0 | 0 | 0 | 0 | 0 | 0 | 0 | 0 | 0 | 0 | 0 | 0 | 0 | 0 | 0 | 0 | 0 | 0
F3_Industrial_Industrial - ID_Existing_Space Heating_Natural Gas_Destratification Fans (HVLS)_A_Achievable Economic UCT Potential | F3 | Industrial | Industrial - ID | Existing | Space Heating | Natural Gas | Destratification Fans (HVLS) | A | Original Unit Winter Peak Savings (kW) | Achievable Economic UCT Potential | 0 | 0 | 0 | 0 | 0 | 0 | 0 | 0 | 0 | 0 | 0 | 0 | 0 | 0 | 0 | 0 | 0 | 0 | 0 | 0 | 0 | 0 | 0 | 0 | 0 | 0 | 0
F4_Industrial_Industrial - ID_Existing_Space Heating_Natural Gas_Destratification Fans (HVLS)_A_Achievable Economic UCT Potential | F4 | Industrial | Industrial - ID | Existing | Space Heating | Natural Gas | Destratification Fans (HVLS) | A | Standalone Impact on Baseline Energy (%) | Achievable Economic UCT Potential | 0 | 0 | 0.001618 | 0.0032645 | 0.0049398 | 0.0066445 | 0.0083791 | 0.010144 | 0.01194 | 0.013768 | 0.015627 | 0.01752 | 0.019445 | 0.021404 | 0.023398 | 0.025426 | 0.02749 | 0.027973 | 0.028463 | 0.028963 | 0.029471 | 0.029988 | 0.030514 | 0.031049 | 0.031594 | 0.032148 | 0.032712
F5_Industrial_Industrial - ID_Existing_Space Heating_Natural Gas_Destratification Fans (HVLS)_A_Achievable Economic UCT Potential | F5 | Industrial | Industrial - ID | Existing | Space Heating | Natural Gas | Destratification Fans (HVLS) | A | Standalone Impact on Baseline Summer Peak (%) | Achievable Economic UCT Potential | 0 | 0 | 0 | 0 | 0 | 0 | 0 | 0 | 0 | 0 | 0 | 0 | 0 | 0 | 0 | 0 | 0 | 0 | 0 | 0 | 0 | 0 | 0 | 0 | 0 | 0 | 0
F6_Industrial_Industrial - ID_Existing_Space Heating_Natural Gas_Destratification Fans (HVLS)_A_Achievable Economic UCT Potential | F6 | Industrial | Industrial - ID | Existing | Space Heating | Natural Gas | Destratification Fans (HVLS) | A | Standalone Impact on Baseline Winter Peak (%) | Achievable Economic UCT Potential | 0 | 0 | 0 | 0 | 0 | 0 | 0 | 0 | 0 | 0 | 0 | 0 | 0 | 0 | 0 | 0 | 0 | 0 | 0 | 0 | 0 | 0 | 0 | 0 | 0 | 0 | 0
F7_Industrial_Industrial - ID_Existing_Space Heating_Natural Gas_Destratification Fans (HVLS)_A_Achievable Economic UCT Potential | F7 | Industrial | Industrial - ID | Existing | Space Heating | Natural Gas | Destratification Fans (HVLS) | A | Incremental Energy Savings (MWh or mTherms) | Achievable Economic UCT Potential | 0 | 0 | 0.23333 | 0.22888 | 0.22448 | 0.22013 | 0.21585 | 0.21164 | 0.20749 | 0.20341 | 0.1994 | 0.19546 | 0.1916 | 0.18781 | 0.18409 | 0.18045 | 0.17688 | 0 | 0 | 0 | 0 | 0 | 0 | 0 | 0 | 0 | 0
F8_Industrial_Industrial - ID_Existing_Space Heating_Natural Gas_Destratification Fans (HVLS)_A_Achievable Economic UCT Potential | F8 | Industrial | Industrial - ID | Existing | Space Heating | Natural Gas | Destratification Fans (HVLS) | A | Incremental Summer Peak Savings (MW) | Achievable Economic UCT Potential | 0 | 0 | 0 | 0 | 0 | 0 | 0 | 0 | 0 | 0 | 0 | 0 | 0 | 0 | 0 | 0 | 0 | 0 | 0 | 0 | 0 | 0 | 0 | 0 | 0 | 0 | 0
F9_Industrial_Industrial - ID_Existing_Space Heating_Natural Gas_Destratification Fans (HVLS)_A_Achievable Economic UCT Potential | F9 | Industrial | Industrial - ID | Existing | Space Heating | Natural Gas | Destratification Fans (HVLS) | A | Incremental Winter Peak Savings (MW) | Achievable Economic UCT Potential | 0 | 0 | 0 | 0 | 0 | 0 | 0 | 0 | 0 | 0 | 0 | 0 | 0 | 0 | 0 | 0 | 0 | 0 | 0 | 0 | 0 | 0 | 0 | 0 | 0 | 0 | 0
F10_Industrial_Industrial - ID_Existing_Space Heating_Natural Gas_Destratification Fans (HVLS)_A_Achievable Economic UCT Potential | F10 | Industrial | Industrial - ID | Existing | Space Heating | Natural Gas | Destratification Fans (HVLS) | A | Cumulative Energy Savings (MWh or mTherms) | Achievable Economic UCT Potential | 0 | 0 | 0.23333 | 0.46177 | 0.68532 | 0.90398 | 1.1178 | 1.3268 | 1.5311 | 1.7307 | 1.9258 | 2.1164 | 2.3025 | 2.4844 | 2.662 | 2.8356 | 3.0052 | 2.9976 | 2.99 | 2.983 | 2.9765 | 2.9705 | 2.965 | 2.9599 | 2.9553 | 2.951 | 2.9471
F11_Industrial_Industrial - ID_Existing_Space Heating_Natural Gas_Destratification Fans (HVLS)_A_Achievable Economic UCT Potential | F11 | Industrial | Industrial - ID | Existing | Space Heating | Natural Gas | Destratification Fans (HVLS) | A | Cumulative Summer Peak Savings (MW) | Achievable Economic UCT Potential | 0 | 0 | 0 | 0 | 0 | 0 | 0 | 0 | 0 | 0 | 0 | 0 | 0 | 0 | 0 | 0 | 0 | 0 | 0 | 0 | 0 | 0 | 0 | 0 | 0 | 0 | 0
F12_Industrial_Industrial - ID_Existing_Space Heating_Natural Gas_Destratification Fans (HVLS)_A_Achievable Economic UCT Potential | F12 | Industrial | Industrial - ID | Existing | Space Heating | Natural Gas | Destratification Fans (HVLS) | A | Cumulative Winter Peak Savings (MW) | Achievable Economic UCT Potential | 0 | 0 | 0 | 0 | 0 | 0 | 0 | 0 | 0 | 0 | 0 | 0 | 0 | 0 | 0 | 0 | 0 | 0 | 0 | 0 | 0 | 0 | 0 | 0 | 0 | 0 | 0
F13_Industrial_Industrial - ID_Existing_Space Heating_Natural Gas_Destratification Fans (HVLS)_A_Achievable Economic UCT Potential | F13 | Industrial | Industrial - ID | Existing | Space Heating | Natural Gas | Destratification Fans (HVLS) | A | Purchases (Incremental) | Achievable Economic UCT Potential | 0 | 0 | 0.0014002 | 0.0013761 | 0.0013524 | 0.001329 | 0.0013061 | 0.0012836 | 0.0012615 | 0.0012397 | 0.0012183 | 0.0011973 | 0.0011767 | 0.0011564 | 0.0011365 | 0.0011169 | 0.0010976 | 0 | 0 | 0 | 0 | 0 | 0 | 0 | 0 | 0 | 0
F14_Industrial_Industrial - ID_Existing_Space Heating_Natural Gas_Destratification Fans (HVLS)_A_Achievable Economic UCT Potential | F14 | Industrial | Industrial - ID | Existing | Space Heating | Natural Gas | Destratification Fans (HVLS) | A | Purchases (Cumulative) | Achievable Economic UCT Potential | 0 | 0 | 0.0014002 | 0.0027763 | 0.0041287 | 0.0054577 | 0.0067638 | 0.0080474 | 0.0093089 | 0.010549 | 0.011767 | 0.012964 | 0.014141 | 0.015297 | 0.016434 | 0.017551 | 0.018648 | 0.018648 | 0.018648 | 0.018648 | 0.018648 | 0.018648 | 0.018648 | 0.018648 | 0.018648 | 0.018648 | 0.018648
F1_Industrial_Industrial - ID_Existing_Space Heating_Natural Gas_Condensing RTU_A_Achievable Economic UCT Potential | F1 | Industrial | Industrial - ID | Existing | Space Heating | Natural Gas | Condensing RTU | A | Original Unit Energy Savings (kWh or therms) | Achievable Economic UCT Potential | 0 | 0 | 0.082869 | 0.082716 | 0.082522 | 0.082291 | 0.082026 | 0.081732 | 0.081412 | 0.081069 | 0.080705 | 0.080324 | 0.079927 | 0.079517 | 0.079097 | 0.078667 | 0.07823 | 0.077788 | 0.077341 | 0.076925 | 0.076536 | 0.076177 | 0.075845 | 0.075539 | 0.075257 | 0.074996 | 0.074755
F2_Industrial_Industrial - ID_Existing_Space Heating_Natural Gas_Condensing RTU_A_Achievable Economic UCT Potential | F2 | Industrial | Industrial - ID | Existing | Space Heating | Natural Gas | Condensing RTU | A | Original Unit Summer Peak Savings (kW) | Achievable Economic UCT Potential | 0 | 0 | 0 | 0 | 0 | 0 | 0 | 0 | 0 | 0 | 0 | 0 | 0 | 0 | 0 | 0 | 0 | 0 | 0 | 0 | 0 | 0 | 0 | 0 | 0 | 0 | 0
F3_Industrial_Industrial - ID_Existing_Space Heating_Natural Gas_Condensing RTU_A_Achievable Economic UCT Potential | F3 | Industrial | Industrial - ID | Existing | Space Heating | Natural Gas | Condensing RTU | A | Original Unit Winter Peak Savings (kW) | Achievable Economic UCT Potential | 0 | 0 | 0 | 0 | 0 | 0 | 0 | 0 | 0 | 0 | 0 | 0 | 0 | 0 | 0 | 0 | 0 | 0 | 0 | 0 | 0 | 0 | 0 | 0 | 0 | 0 | 0
F4_Industrial_Industrial - ID_Existing_Space Heating_Natural Gas_Condensing RTU_A_Achievable Economic UCT Potential | F4 | Industrial | Industrial - ID | Existing | Space Heating | Natural Gas | Condensing RTU | A | Standalone Impact on Baseline Energy (%) | Achievable Economic UCT Potential | 0 | 0 | 0 | 0 | 0 | 0 | 0 | 0 | 0 | 0 | 0 | 0 | 0 | 0 | 0 | 0 | 0 | 0 | 0 | 0 | 0 | 0 | 0 | 0 | 0 | 0 | 0
F5_Industrial_Industrial - ID_Existing_Space Heating_Natural Gas_Condensing RTU_A_Achievable Economic UCT Potential | F5 | Industrial | Industrial - ID | Existing | Space Heating | Natural Gas | Condensing RTU | A | Standalone Impact on Baseline Summer Peak (%) | Achievable Economic UCT Potential | 0 | 0 | 0 | 0 | 0 | 0 | 0 | 0 | 0 | 0 | 0 | 0 | 0 | 0 | 0 | 0 | 0 | 0 | 0 | 0 | 0 | 0 | 0 | 0 | 0 | 0 | 0
F6_Industrial_Industrial - ID_Existing_Space Heating_Natural Gas_Condensing RTU_A_Achievable Economic UCT Potential | F6 | Industrial | Industrial - ID | Existing | Space Heating | Natural Gas | Condensing RTU | A | Standalone Impact on Baseline Winter Peak (%) | Achievable Economic UCT Potential | 0 | 0 | 0 | 0 | 0 | 0 | 0 | 0 | 0 | 0 | 0 | 0 | 0 | 0 | 0 | 0 | 0 | 0 | 0 | 0 | 0 | 0 | 0 | 0 | 0 | 0 | 0
F7_Industrial_Industrial - ID_Existing_Space Heating_Natural Gas_Condensing RTU_A_Achievable Economic UCT Potential | F7 | Industrial | Industrial - ID | Existing | Space Heating | Natural Gas | Condensing RTU | A | Incremental Energy Savings (MWh or mTherms) | Achievable Economic UCT Potential | 0 | 0 | 0 | 0 | 0 | 0 | 0 | 0 | 0 | 0 | 0 | 0 | 0 | 0 | 0 | 0 | 0 | 0 | 0 | 0 | 0 | 0 | 0 | 0 | 0 | 0 | 0
F8_Industrial_Industrial - ID_Existing_Space Heating_Natural Gas_Condensing RTU_A_Achievable Economic UCT Potential | F8 | Industrial | Industrial - ID | Existing | Space Heating | Natural Gas | Condensing RTU | A | Incremental Summer Peak Savings (MW) | Achievable Economic UCT Potential | 0 | 0 | 0 | 0 | 0 | 0 | 0 | 0 | 0 | 0 | 0 | 0 | 0 | 0 | 0 | 0 | 0 | 0 | 0 | 0 | 0 | 0 | 0 | 0 | 0 | 0 | 0
F9_Industrial_Industrial - ID_Existing_Space Heating_Natural Gas_Condensing RTU_A_Achievable Economic UCT Potential | F9 | Industrial | Industrial - ID | Existing | Space Heating | Natural Gas | Condensing RTU | A | Incremental Winter Peak Savings (MW) | Achievable Economic UCT Potential | 0 | 0 | 0 | 0 | 0 | 0 | 0 | 0 | 0 | 0 | 0 | 0 | 0 | 0 | 0 | 0 | 0 | 0 | 0 | 0 | 0 | 0 | 0 | 0 | 0 | 0 | 0
F10_Industrial_Industrial - ID_Existing_Space Heating_Natural Gas_Condensing RTU_A_Achievable Economic UCT Potential | F10 | Industrial | Industrial - ID | Existing | Space Heating | Natural Gas | Condensing RTU | A | Cumulative Energy Savings (MWh or mTherms) | Achievable Economic UCT Potential | 0 | 0 | 0 | 0 | 0 | 0 | 0 | 0 | 0 | 0 | 0 | 0 | 0 | 0 | 0 | 0 | 0 | 0 | 0 | 0 | 0 | 0 | 0 | 0 | 0 | 0 | 0
F11_Industrial_Industrial - ID_Existing_Space Heating_Natural Gas_Condensing RTU_A_Achievable Economic UCT Potential | F11 | Industrial | Industrial - ID | Existing | Space Heating | Natural Gas | Condensing RTU | A | Cumulative Summer Peak Savings (MW) | Achievable Economic UCT Potential | 0 | 0 | 0 | 0 | 0 | 0 | 0 | 0 | 0 | 0 | 0 | 0 | 0 | 0 | 0 | 0 | 0 | 0 | 0 | 0 | 0 | 0 | 0 | 0 | 0 | 0 | 0
F12_Industrial_Industrial - ID_Existing_Space Heating_Natural Gas_Condensing RTU_A_Achievable Economic UCT Potential | F12 | Industrial | Industrial - ID | Existing | Space Heating | Natural Gas | Condensing RTU | A | Cumulative Winter Peak Savings (MW) | Achievable Economic UCT Potential | 0 | 0 | 0 | 0 | 0 | 0 | 0 | 0 | 0 | 0 | 0 | 0 | 0 | 0 | 0 | 0 | 0 | 0 | 0 | 0 | 0 | 0 | 0 | 0 | 0 | 0 | 0
F13_Industrial_Industrial - ID_Existing_Space Heating_Natural Gas_Condensing RTU_A_Achievable Economic UCT Potential | F13 | Industrial | Industrial - ID | Existing | Space Heating | Natural Gas | Condensing RTU | A | Purchases (Incremental) | Achievable Economic UCT Potential | 0 | 0 | 0 | 0 | 0 | 0 | 0 | 0 | 0 | 0 | 0 | 0 | 0 | 0 | 0 | 0 | 0 | 0 | 0 | 0 | 0 | 0 | 0 | 0 | 0 | 0 | 0
F14_Industrial_Industrial - ID_Existing_Space Heating_Natural Gas_Condensing RTU_A_Achievable Economic UCT Potential | F14 | Industrial | Industrial - ID | Existing | Space Heating | Natural Gas | Condensing RTU | A | Purchases (Cumulative) | Achievable Economic UCT Potential | 0 | 0 | 0 | 0 | 0 | 0 | 0 | 0 | 0 | 0 | 0 | 0 | 0 | 0 | 0 | 0 | 0 | 0 | 0 | 0 | 0 | 0 | 0 | 0 | 0 | 0 | 0
F1_Industrial_Industrial - ID_Existing_Space Heating_Natural Gas_Industrial Air Curtains_A_Achievable Economic UCT Potential | F1 | Industrial | Industrial - ID | Existing | Space Heating | Natural Gas | Industrial Air Curtains | A | Original Unit Energy Savings (kWh or therms) | Achievable Economic UCT Potential | 0 | 0 | -0.018168 | -0.018134 | -0.018098 | -0.018059 | -0.018018 | -0.017976 | -0.017933 | -0.017889 | -0.017844 | -0.017798 | -0.017753 | -0.017707 | -0.017661 | -0.017615 | -0.01757 | -0.017525 | -0.017481 | -0.01744 | -0.017402 | -0.017367 | -0.017335 | -0.017305 | -0.017278 | -0.017253 | -0.01723
F2_Industrial_Industrial - ID_Existing_Space Heating_Natural Gas_Industrial Air Curtains_A_Achievable Economic UCT Potential | F2 | Industrial | Industrial - ID | Existing | Space Heating | Natural Gas | Industrial Air Curtains | A | Original Unit Summer Peak Savings (kW) | Achievable Economic UCT Potential | 0 | 0 | 0 | 0 | 0 | 0 | 0 | 0 | 0 | 0 | 0 | 0 | 0 | 0 | 0 | 0 | 0 | 0 | 0 | 0 | 0 | 0 | 0 | 0 | 0 | 0 | 0
F3_Industrial_Industrial - ID_Existing_Space Heating_Natural Gas_Industrial Air Curtains_A_Achievable Economic UCT Potential | F3 | Industrial | Industrial - ID | Existing | Space Heating | Natural Gas | Industrial Air Curtains | A | Original Unit Winter Peak Savings (kW) | Achievable Economic UCT Potential | 0 | 0 | 0 | 0 | 0 | 0 | 0 | 0 | 0 | 0 | 0 | 0 | 0 | 0 | 0 | 0 | 0 | 0 | 0 | 0 | 0 | 0 | 0 | 0 | 0 | 0 | 0
F4_Industrial_Industrial - ID_Existing_Space Heating_Natural Gas_Industrial Air Curtains_A_Achievable Economic UCT Potential | F4 | Industrial | Industrial - ID | Existing | Space Heating | Natural Gas | Industrial Air Curtains | A | Standalone Impact on Baseline Energy (%) | Achievable Economic UCT Potential | 0 | 0 | 0 | 0 | 0 | 0 | 0 | 0 | 0 | 0 | 0 | 0 | 0 | 0 | 0 | 0 | 0 | 0 | 0 | 0 | 0 | 0 | 0 | 0 | 0 | 0 | 0
F5_Industrial_Industrial - ID_Existing_Space Heating_Natural Gas_Industrial Air Curtains_A_Achievable Economic UCT Potential | F5 | Industrial | Industrial - ID | Existing | Space Heating | Natural Gas | Industrial Air Curtains | A | Standalone Impact on Baseline Summer Peak (%) | Achievable Economic UCT Potential | 0 | 0 | 0 | 0 | 0 | 0 | 0 | 0 | 0 | 0 | 0 | 0 | 0 | 0 | 0 | 0 | 0 | 0 | 0 | 0 | 0 | 0 | 0 | 0 | 0 | 0 | 0
F6_Industrial_Industrial - ID_Existing_Space Heating_Natural Gas_Industrial Air Curtains_A_Achievable Economic UCT Potential | F6 | Industrial | Industrial - ID | Existing | Space Heating | Natural Gas | Industrial Air Curtains | A | Standalone Impact on Baseline Winter Peak (%) | Achievable Economic UCT Potential | 0 | 0 | 0 | 0 | 0 | 0 | 0 | 0 | 0 | 0 | 0 | 0 | 0 | 0 | 0 | 0 | 0 | 0 | 0 | 0 | 0 | 0 | 0 | 0 | 0 | 0 | 0
F7_Industrial_Industrial - ID_Existing_Space Heating_Natural Gas_Industrial Air Curtains_A_Achievable Economic UCT Potential | F7 | Industrial | Industrial - ID | Existing | Space Heating | Natural Gas | Industrial Air Curtains | A | Incremental Energy Savings (MWh or mTherms) | Achievable Economic UCT Potential | 0 | 0 | 0 | 0 | 0 | 0 | 0 | 0 | 0 | 0 | 0 | 0 | 0 | 0 | 0 | 0 | 0 | 0 | 0 | 0 | 0 | 0 | 0 | 0 | 0 | 0 | 0
F8_Industrial_Industrial - ID_Existing_Space Heating_Natural Gas_Industrial Air Curtains_A_Achievable Economic UCT Potential | F8 | Industrial | Industrial - ID | Existing | Space Heating | Natural Gas | Industrial Air Curtains | A | Incremental Summer Peak Savings (MW) | Achievable Economic UCT Potential | 0 | 0 | 0 | 0 | 0 | 0 | 0 | 0 | 0 | 0 | 0 | 0 | 0 | 0 | 0 | 0 | 0 | 0 | 0 | 0 | 0 | 0 | 0 | 0 | 0 | 0 | 0
F9_Industrial_Industrial - ID_Existing_Space Heating_Natural Gas_Industrial Air Curtains_A_Achievable Economic UCT Potential | F9 | Industrial | Industrial - ID | Existing | Space Heating | Natural Gas | Industrial Air Curtains | A | Incremental Winter Peak Savings (MW) | Achievable Economic UCT Potential | 0 | 0 | 0 | 0 | 0 | 0 | 0 | 0 | 0 | 0 | 0 | 0 | 0 | 0 | 0 | 0 | 0 | 0 | 0 | 0 | 0 | 0 | 0 | 0 | 0 | 0 | 0
F10_Industrial_Industrial - ID_Existing_Space Heating_Natural Gas_Industrial Air Curtains_A_Achievable Economic UCT Potential | F10 | Industrial | Industrial - ID | Existing | Space Heating | Natural Gas | Industrial Air Curtains | A | Cumulative Energy Savings (MWh or mTherms) | Achievable Economic UCT Potential | 0 | 0 | 0 | 0 | 0 | 0 | 0 | 0 | 0 | 0 | 0 | 0 | 0 | 0 | 0 | 0 | 0 | 0 | 0 | 0 | 0 | 0 | 0 | 0 | 0 | 0 | 0
F11_Industrial_Industrial - ID_Existing_Space Heating_Natural Gas_Industrial Air Curtains_A_Achievable Economic UCT Potential | F11 | Industrial | Industrial - ID | Existing | Space Heating | Natural Gas | Industrial Air Curtains | A | Cumulative Summer Peak Savings (MW) | Achievable Economic UCT Potential | 0 | 0 | 0 | 0 | 0 | 0 | 0 | 0 | 0 | 0 | 0 | 0 | 0 | 0 | 0 | 0 | 0 | 0 | 0 | 0 | 0 | 0 | 0 | 0 | 0 | 0 | 0
F12_Industrial_Industrial - ID_Existing_Space Heating_Natural Gas_Industrial Air Curtains_A_Achievable Economic UCT Potential | F12 | Industrial | Industrial - ID | Existing | Space Heating | Natural Gas | Industrial Air Curtains | A | Cumulative Winter Peak Savings (MW) | Achievable Economic UCT Potential | 0 | 0 | 0 | 0 | 0 | 0 | 0 | 0 | 0 | 0 | 0 | 0 | 0 | 0 | 0 | 0 | 0 | 0 | 0 | 0 | 0 | 0 | 0 | 0 | 0 | 0 | 0
F13_Industrial_Industrial - ID_Existing_Space Heating_Natural Gas_Industrial Air Curtains_A_Achievable Economic UCT Potential | F13 | Industrial | Industrial - ID | Existing | Space Heating | Natural Gas | Industrial Air Curtains | A | Purchases (Incremental) | Achievable Economic UCT Potential | 0 | 0 | 0 | 0 | 0 | 0 | 0 | 0 | 0 | 0 | 0 | 0 | 0 | 0 | 0 | 0 | 0 | 0 | 0 | 0 | 0 | 0 | 0 | 0 | 0 | 0 | 0
F14_Industrial_Industrial - ID_Existing_Space Heating_Natural Gas_Industrial Air Curtains_A_Achievable Economic UCT Potential | F14 | Industrial | Industrial - ID | Existing | Space Heating | Natural Gas | Industrial Air Curtains | A | Purchases (Cumulative) | Achievable Economic UCT Potential | 0 | 0 | 0 | 0 | 0 | 0 | 0 | 0 | 0 | 0 | 0 | 0 | 0 | 0 | 0 | 0 | 0 | 0 | 0 | 0 | 0 | 0 | 0 | 0 | 0 | 0 | 0
F1_Industrial_Industrial - ID_Existing_Space Heating_Natural Gas_HVAC - Energy Recovery Ventilator_A_Achievable Economic UCT Potential | F1 | Industrial | Industrial - ID | Existing | Space Heating | Natural Gas | HVAC - Energy Recovery Ventilator | A | Original Unit Energy Savings (kWh or therms) | Achievable Economic UCT Potential | 0 | 0 | 0.20875 | 0.20836 | 0.20793 | 0.20749 | 0.20702 | 0.20654 | 0.20604 | 0.20553 | 0.20502 | 0.2045 | 0.20397 | 0.20344 | 0.20292 | 0.20239 | 0.20187 | 0.20136 | 0.20085 | 0.20038 | 0.19995 | 0.19954 | 0.19917 | 0.19883 | 0.19852 | 0.19823 | 0.19797
F2_Industrial_Industrial - ID_Existing_Space Heating_Natural Gas_HVAC - Energy Recovery Ventilator_A_Achievable Economic UCT Potential | F2 | Industrial | Industrial - ID | Existing | Space Heating | Natural Gas | HVAC - Energy Recovery Ventilator | A | Original Unit Summer Peak Savings (kW) | Achievable Economic UCT Potential | 0 | 0 | 0 | 0 | 0 | 0 | 0 | 0 | 0 | 0 | 0 | 0 | 0 | 0 | 0 | 0 | 0 | 0 | 0 | 0 | 0 | 0 | 0 | 0 | 0 | 0 | 0
F3_Industrial_Industrial - ID_Existing_Space Heating_Natural Gas_HVAC - Energy Recovery Ventilator_A_Achievable Economic UCT Potential | F3 | Industrial | Industrial - ID | Existing | Space Heating | Natural Gas | HVAC - Energy Recovery Ventilator | A | Original Unit Winter Peak Savings (kW) | Achievable Economic UCT Potential | 0 | 0 | 0 | 0 | 0 | 0 | 0 | 0 | 0 | 0 | 0 | 0 | 0 | 0 | 0 | 0 | 0 | 0 | 0 | 0 | 0 | 0 | 0 | 0 | 0 | 0 | 0
F4_Industrial_Industrial - ID_Existing_Space Heating_Natural Gas_HVAC - Energy Recovery Ventilator_A_Achievable Economic UCT Potential | F4 | Industrial | Industrial - ID | Existing | Space Heating | Natural Gas | HVAC - Energy Recovery Ventilator | A | Standalone Impact on Baseline Energy (%) | Achievable Economic UCT Potential | 0 | 0 | 0.0006375 | 0.0012862 | 0.0019462 | 0.0026179 | 0.0033013 | 0.0039967 | 0.0047044 | 0.0054244 | 0.0061571 | 0.0069026 | 0.0076612 | 0.0084331 | 0.0092185 | 0.010018 | 0.010831 | 0.011659 | 0.012501 | 0.013357 | 0.014229 | 0.015116 | 0.015382 | 0.015651 | 0.015926 | 0.016205 | 0.01649
F5_Industrial_Industrial - ID_Existing_Space Heating_Natural Gas_HVAC - Energy Recovery Ventilator_A_Achievable Economic UCT Potential | F5 | Industrial | Industrial - ID | Existing | Space Heating | Natural Gas | HVAC - Energy Recovery Ventilator | A | Standalone Impact on Baseline Summer Peak (%) | Achievable Economic UCT Potential | 0 | 0 | 0 | 0 | 0 | 0 | 0 | 0 | 0 | 0 | 0 | 0 | 0 | 0 | 0 | 0 | 0 | 0 | 0 | 0 | 0 | 0 | 0 | 0 | 0 | 0 | 0
F6_Industrial_Industrial - ID_Existing_Space Heating_Natural Gas_HVAC - Energy Recovery Ventilator_A_Achievable Economic UCT Potential | F6 | Industrial | Industrial - ID | Existing | Space Heating | Natural Gas | HVAC - Energy Recovery Ventilator | A | Standalone Impact on Baseline Winter Peak (%) | Achievable Economic UCT Potential | 0 | 0 | 0 | 0 | 0 | 0 | 0 | 0 | 0 | 0 | 0 | 0 | 0 | 0 | 0 | 0 | 0 | 0 | 0 | 0 | 0 | 0 | 0 | 0 | 0 | 0 | 0
F7_Industrial_Industrial - ID_Existing_Space Heating_Natural Gas_HVAC - Energy Recovery Ventilator_A_Achievable Economic UCT Potential | F7 | Industrial | Industrial - ID | Existing | Space Heating | Natural Gas | HVAC - Energy Recovery Ventilator | A | Incremental Energy Savings (MWh or mTherms) | Achievable Economic UCT Potential | 0 | 0 | 0.091931 | 0.090176 | 0.088442 | 0.086731 | 0.085044 | 0.083383 | 0.081748 | 0.08014 | 0.078561 | 0.07701 | 0.075488 | 0.073994 | 0.072531 | 0.071096 | 0.069691 | 0.068315 | 0.066968 | 0.06566 | 0.064386 | 0.063149 | 0 | 0 | 0 | 0 | 0
F8_Industrial_Industrial - ID_Existing_Space Heating_Natural Gas_HVAC - Energy Recovery Ventilator_A_Achievable Economic UCT Potential | F8 | Industrial | Industrial - ID | Existing | Space Heating | Natural Gas | HVAC - Energy Recovery Ventilator | A | Incremental Summer Peak Savings (MW) | Achievable Economic UCT Potential | 0 | 0 | 0 | 0 | 0 | 0 | 0 | 0 | 0 | 0 | 0 | 0 | 0 | 0 | 0 | 0 | 0 | 0 | 0 | 0 | 0 | 0 | 0 | 0 | 0 | 0 | 0
F9_Industrial_Industrial - ID_Existing_Space Heating_Natural Gas_HVAC - Energy Recovery Ventilator_A_Achievable Economic UCT Potential | F9 | Industrial | Industrial - ID | Existing | Space Heating | Natural Gas | HVAC - Energy Recovery Ventilator | A | Incremental Winter Peak Savings (MW) | Achievable Economic UCT Potential | 0 | 0 | 0 | 0 | 0 | 0 | 0 | 0 | 0 | 0 | 0 | 0 | 0 | 0 | 0 | 0 | 0 | 0 | 0 | 0 | 0 | 0 | 0 | 0 | 0 | 0 | 0
F10_Industrial_Industrial - ID_Existing_Space Heating_Natural Gas_HVAC - Energy Recovery Ventilator_A_Achievable Economic UCT Potential | F10 | Industrial | Industrial - ID | Existing | Space Heating | Natural Gas | HVAC - Energy Recovery Ventilator | A | Cumulative Energy Savings (MWh or mTherms) | Achievable Economic UCT Potential | 0 | 0 | 0.091931 | 0.18193 | 0.27001 | 0.35616 | 0.44041 | 0.52276 | 0.60325 | 0.6819 | 0.75875 | 0.83383 | 0.90717 | 0.97882 | 1.0488 | 1.1172 | 1.184 | 1.2493 | 1.3132 | 1.3757 | 1.4371 | 1.4974 | 1.4946 | 1.492 | 1.4897 | 1.4875 | 1.4856
F11_Industrial_Industrial - ID_Existing_Space Heating_Natural Gas_HVAC - Energy Recovery Ventilator_A_Achievable Economic UCT Potential | F11 | Industrial | Industrial - ID | Existing | Space Heating | Natural Gas | HVAC - Energy Recovery Ventilator | A | Cumulative Summer Peak Savings (MW) | Achievable Economic UCT Potential | 0 | 0 | 0 | 0 | 0 | 0 | 0 | 0 | 0 | 0 | 0 | 0 | 0 | 0 | 0 | 0 | 0 | 0 | 0 | 0 | 0 | 0 | 0 | 0 | 0 | 0 | 0
F12_Industrial_Industrial - ID_Existing_Space Heating_Natural Gas_HVAC - Energy Recovery Ventilator_A_Achievable Economic UCT Potential | F12 | Industrial | Industrial - ID | Existing | Space Heating | Natural Gas | HVAC - Energy Recovery Ventilator | A | Cumulative Winter Peak Savings (MW) | Achievable Economic UCT Potential | 0 | 0 | 0 | 0 | 0 | 0 | 0 | 0 | 0 | 0 | 0 | 0 | 0 | 0 | 0 | 0 | 0 | 0 | 0 | 0 | 0 | 0 | 0 | 0 | 0 | 0 | 0
F13_Industrial_Industrial - ID_Existing_Space Heating_Natural Gas_HVAC - Energy Recovery Ventilator_A_Achievable Economic UCT Potential | F13 | Industrial | Industrial - ID | Existing | Space Heating | Natural Gas | HVAC - Energy Recovery Ventilator | A | Purchases (Incremental) | Achievable Economic UCT Potential | 0 | 0 | 440.3929 | 432.7999 | 425.3378 | 418.0044 | 410.7974 | 403.7147 | 396.7541 | 389.9135 | 383.1909 | 376.5842 | 370.0913 | 363.7104 | 357.4396 | 351.2768 | 345.2203 | 339.2682 | 333.4188 | 327.6702 | 322.0207 | 316.4686 | 0 | 0 | 0 | 0 | 0
F14_Industrial_Industrial - ID_Existing_Space Heating_Natural Gas_HVAC - Energy Recovery Ventilator_A_Achievable Economic UCT Potential | F14 | Industrial | Industrial - ID | Existing | Space Heating | Natural Gas | HVAC - Energy Recovery Ventilator | A | Purchases (Cumulative) | Achievable Economic UCT Potential | 0 | 0 | 440.3929 | 873.1928 | 1298.5306 | 1716.535 | 2127.3325 | 2531.0472 | 2927.8013 | 3317.7149 | 3700.9058 | 4077.4899 | 4447.5812 | 4811.2917 | 5168.7313 | 5520.0081 | 5865.2284 | 6204.4966 | 6537.9154 | 6865.5856 | 7187.6063 | 7504.075 | 7504.075 | 7504.075 | 7504.075 | 7504.075 | 7504.075
F1_Industrial_Industrial - ID_Existing_Space Heating_Natural Gas_Thermostat - Connected_A_Achievable Economic UCT Potential | F1 | Industrial | Industrial - ID | Existing | Space Heating | Natural Gas | Thermostat - Connected | A | Original Unit Energy Savings (kWh or therms) | Achievable Economic UCT Potential | 0 | 0 | 10062.5451 | 10043.6097 | 10023.302 | 10001.8199 | 9979.3458 | 9956.0476 | 9932.0798 | 9907.5849 | 9882.6939 | 9857.5277 | 9832.1974 | 9806.8055 | 9781.4464 | 9756.207 | 9731.1673 | 9706.4011 | 9681.9762 | 9659.3018 | 9638.1835 | 9618.7711 | 9600.9259 | 9584.5208 | 9569.4388 | 9555.5725 | 9542.8234
F2_Industrial_Industrial - ID_Existing_Space Heating_Natural Gas_Thermostat - Connected_A_Achievable Economic UCT Potential | F2 | Industrial | Industrial - ID | Existing | Space Heating | Natural Gas | Thermostat - Connected | A | Original Unit Summer Peak Savings (kW) | Achievable Economic UCT Potential | 0 | 0 | 0 | 0 | 0 | 0 | 0 | 0 | 0 | 0 | 0 | 0 | 0 | 0 | 0 | 0 | 0 | 0 | 0 | 0 | 0 | 0 | 0 | 0 | 0 | 0 | 0
F3_Industrial_Industrial - ID_Existing_Space Heating_Natural Gas_Thermostat - Connected_A_Achievable Economic UCT Potential | F3 | Industrial | Industrial - ID | Existing | Space Heating | Natural Gas | Thermostat - Connected | A | Original Unit Winter Peak Savings (kW) | Achievable Economic UCT Potential | 0 | 0 | 0 | 0 | 0 | 0 | 0 | 0 | 0 | 0 | 0 | 0 | 0 | 0 | 0 | 0 | 0 | 0 | 0 | 0 | 0 | 0 | 0 | 0 | 0 | 0 | 0
F4_Industrial_Industrial - ID_Existing_Space Heating_Natural Gas_Thermostat - Connected_A_Achievable Economic UCT Potential | F4 | Industrial | Industrial - ID | Existing | Space Heating | Natural Gas | Thermostat - Connected | A | Standalone Impact on Baseline Energy (%) | Achievable Economic UCT Potential | 0 | 0 | 0.0015496 | 0.0031263 | 0.0047307 | 0.0063632 | 0.0080244 | 0.0081652 | 0.0083084 | 0.0084542 | 0.0086025 | 0.0087534 | 0.008907 | 0.0090633 | 0.0092223 | 0.0093841 | 0.0095487 | 0.0097162 | 0.0098867 | 0.01006 | 0.010237 | 0.010416 | 0.010599 | 0.010785 | 0.010974 | 0.011167 | 0.011363
F5_Industrial_Industrial - ID_Existing_Space Heating_Natural Gas_Thermostat - Connected_A_Achievable Economic UCT Potential | F5 | Industrial | Industrial - ID | Existing | Space Heating | Natural Gas | Thermostat - Connected | A | Standalone Impact on Baseline Summer Peak (%) | Achievable Economic UCT Potential | 0 | 0 | 0 | 0 | 0 | 0 | 0 | 0 | 0 | 0 | 0 | 0 | 0 | 0 | 0 | 0 | 0 | 0 | 0 | 0 | 0 | 0 | 0 | 0 | 0 | 0 | 0
F6_Industrial_Industrial - ID_Existing_Space Heating_Natural Gas_Thermostat - Connected_A_Achievable Economic UCT Potential | F6 | Industrial | Industrial - ID | Existing | Space Heating | Natural Gas | Thermostat - Connected | A | Standalone Impact on Baseline Winter Peak (%) | Achievable Economic UCT Potential | 0 | 0 | 0 | 0 | 0 | 0 | 0 | 0 | 0 | 0 | 0 | 0 | 0 | 0 | 0 | 0 | 0 | 0 | 0 | 0 | 0 | 0 | 0 | 0 | 0 | 0 | 0
F7_Industrial_Industrial - ID_Existing_Space Heating_Natural Gas_Thermostat - Connected_A_Achievable Economic UCT Potential | F7 | Industrial | Industrial - ID | Existing | Space Heating | Natural Gas | Thermostat - Connected | A | Incremental Energy Savings (MWh or mTherms) | Achievable Economic UCT Potential | 0 | 0 | 0.22345 | 0.21919 | 0.21497 | 0.21081 | 0.20671 | 0 | 0 | 0 | 0 | 0 | 0 | 0 | 0 | 0 | 0 | 0 | 0 | 0 | 0 | 0 | 0 | 0 | 0 | 0 | 0
F8_Industrial_Industrial - ID_Existing_Space Heating_Natural Gas_Thermostat - Connected_A_Achievable Economic UCT Potential | F8 | Industrial | Industrial - ID | Existing | Space Heating | Natural Gas | Thermostat - Connected | A | Incremental Summer Peak Savings (MW) | Achievable Economic UCT Potential | 0 | 0 | 0 | 0 | 0 | 0 | 0 | 0 | 0 | 0 | 0 | 0 | 0 | 0 | 0 | 0 | 0 | 0 | 0 | 0 | 0 | 0 | 0 | 0 | 0 | 0 | 0
F9_Industrial_Industrial - ID_Existing_Space Heating_Natural Gas_Thermostat - Connected_A_Achievable Economic UCT Potential | F9 | Industrial | Industrial - ID | Existing | Space Heating | Natural Gas | Thermostat - Connected | A | Incremental Winter Peak Savings (MW) | Achievable Economic UCT Potential | 0 | 0 | 0 | 0 | 0 | 0 | 0 | 0 | 0 | 0 | 0 | 0 | 0 | 0 | 0 | 0 | 0 | 0 | 0 | 0 | 0 | 0 | 0 | 0 | 0 | 0 | 0
F10_Industrial_Industrial - ID_Existing_Space Heating_Natural Gas_Thermostat - Connected_A_Achievable Economic UCT Potential | F10 | Industrial | Industrial - ID | Existing | Space Heating | Natural Gas | Thermostat - Connected | A | Cumulative Energy Savings (MWh or mTherms) | Achievable Economic UCT Potential | 0 | 0 | 0.22345 | 0.44222 | 0.6563 | 0.86571 | 1.0705 | 1.068 | 1.0654 | 1.0628 | 1.0601 | 1.0574 | 1.0547 | 1.052 | 1.0493 | 1.0465 | 1.0439 | 1.0412 | 1.0386 | 1.0361 | 1.0339 | 1.0318 | 1.0299 | 1.0281 | 1.0265 | 1.025 | 1.0237
F11_Industrial_Industrial - ID_Existing_Space Heating_Natural Gas_Thermostat - Connected_A_Achievable Economic UCT Potential | F11 | Industrial | Industrial - ID | Existing | Space Heating | Natural Gas | Thermostat - Connected | A | Cumulative Summer Peak Savings (MW) | Achievable Economic UCT Potential | 0 | 0 | 0 | 0 | 0 | 0 | 0 | 0 | 0 | 0 | 0 | 0 | 0 | 0 | 0 | 0 | 0 | 0 | 0 | 0 | 0 | 0 | 0 | 0 | 0 | 0 | 0
F12_Industrial_Industrial - ID_Existing_Space Heating_Natural Gas_Thermostat - Connected_A_Achievable Economic UCT Potential | F12 | Industrial | Industrial - ID | Existing | Space Heating | Natural Gas | Thermostat - Connected | A | Cumulative Winter Peak Savings (MW) | Achievable Economic UCT Potential | 0 | 0 | 0 | 0 | 0 | 0 | 0 | 0 | 0 | 0 | 0 | 0 | 0 | 0 | 0 | 0 | 0 | 0 | 0 | 0 | 0 | 0 | 0 | 0 | 0 | 0 | 0
F13_Industrial_Industrial - ID_Existing_Space Heating_Natural Gas_Thermostat - Connected_A_Achievable Economic UCT Potential | F13 | Industrial | Industrial - ID | Existing | Space Heating | Natural Gas | Thermostat - Connected | A | Purchases (Incremental) | Achievable Economic UCT Potential | 0 | 0 | 0.022207 | 0.021824 | 0.021447 | 0.021078 | 0.020714 | 0 | 0 | 0 | 0 | 0 | 0 | 0 | 0 | 0 | 0 | 0 | 0 | 0 | 0 | 0 | 0 | 0 | 0 | 0 | 0
F14_Industrial_Industrial - ID_Existing_Space Heating_Natural Gas_Thermostat - Connected_A_Achievable Economic UCT Potential | F14 | Industrial | Industrial - ID | Existing | Space Heating | Natural Gas | Thermostat - Connected | A | Purchases (Cumulative) | Achievable Economic UCT Potential | 0 | 0 | 0.022207 | 0.04403 | 0.065478 | 0.086555 | 0.10727 | 0.10727 | 0.10727 | 0.10727 | 0.10727 | 0.10727 | 0.10727 | 0.10727 | 0.10727 | 0.10727 | 0.10727 | 0.10727 | 0.10727 | 0.10727 | 0.10727 | 0.10727 | 0.10727 | 0.10727 | 0.10727 | 0.10727 | 0.10727
F1_Industrial_Industrial - ID_Existing_Space Heating_Natural Gas_Gas Boiler - Maintenance_A_Achievable Economic UCT Potential | F1 | Industrial | Industrial - ID | Existing | Space Heating | Natural Gas | Gas Boiler - Maintenance | A | Original Unit Energy Savings (kWh or therms) | Achievable Economic UCT Potential | 0 | 0 | 0.70293 | 0.70117 | 0.69945 | 0.69777 | 0.69613 | 0.69453 | 0.69299 | 0.69149 | 0.69005 | 0.68867 | 0.68735 | 0.68609 | 0.68489 | 0.68375 | 0.68269 | 0.68169 | 0.68075 | 0.67989 | 0.6791 | 0.67838 | 0.67773 | 0.67714 | 0.67659 | 0.6761 | 0.67566
F2_Industrial_Industrial - ID_Existing_Space Heating_Natural Gas_Gas Boiler - Maintenance_A_Achievable Economic UCT Potential | F2 | Industrial | Industrial - ID | Existing | Space Heating | Natural Gas | Gas Boiler - Maintenance | A | Original Unit Summer Peak Savings (kW) | Achievable Economic UCT Potential | 0 | 0 | 0 | 0 | 0 | 0 | 0 | 0 | 0 | 0 | 0 | 0 | 0 | 0 | 0 | 0 | 0 | 0 | 0 | 0 | 0 | 0 | 0 | 0 | 0 | 0 | 0
F3_Industrial_Industrial - ID_Existing_Space Heating_Natural Gas_Gas Boiler - Maintenance_A_Achievable Economic UCT Potential | F3 | Industrial | Industrial - ID | Existing | Space Heating | Natural Gas | Gas Boiler - Maintenance | A | Original Unit Winter Peak Savings (kW) | Achievable Economic UCT Potential | 0 | 0 | 0 | 0 | 0 | 0 | 0 | 0 | 0 | 0 | 0 | 0 | 0 | 0 | 0 | 0 | 0 | 0 | 0 | 0 | 0 | 0 | 0 | 0 | 0 | 0 | 0
F4_Industrial_Industrial - ID_Existing_Space Heating_Natural Gas_Gas Boiler - Maintenance_A_Achievable Economic UCT Potential | F4 | Industrial | Industrial - ID | Existing | Space Heating | Natural Gas | Gas Boiler - Maintenance | A | Standalone Impact on Baseline Energy (%) | Achievable Economic UCT Potential | 0 | 0 | 0.00017406 | 0.00029894 | 0.00038842 | 0.00039513 | 0.00040202 | 0.00040909 | 0.00041634 | 0.00042378 | 0.0004314 | 0.00043921 | 0.0004472 | 0.00045539 | 0.00046377 | 0.00047234 | 0.00048111 | 0.00049008 | 0.00049926 | 0.00050856 | 0.00051802 | 0.00052761 | 0.00053735 | 0.00054723 | 0.00055726 | 0.00056745 | 0.00057779
F5_Industrial_Industrial - ID_Existing_Space Heating_Natural Gas_Gas Boiler - Maintenance_A_Achievable Economic UCT Potential | F5 | Industrial | Industrial - ID | Existing | Space Heating | Natural Gas | Gas Boiler - Maintenance | A | Standalone Impact on Baseline Summer Peak (%) | Achievable Economic UCT Potential | 0 | 0 | 0 | 0 | 0 | 0 | 0 | 0 | 0 | 0 | 0 | 0 | 0 | 0 | 0 | 0 | 0 | 0 | 0 | 0 | 0 | 0 | 0 | 0 | 0 | 0 | 0
F6_Industrial_Industrial - ID_Existing_Space Heating_Natural Gas_Gas Boiler - Maintenance_A_Achievable Economic UCT Potential | F6 | Industrial | Industrial - ID | Existing | Space Heating | Natural Gas | Gas Boiler - Maintenance | A | Standalone Impact on Baseline Winter Peak (%) | Achievable Economic UCT Potential | 0 | 0 | 0 | 0 | 0 | 0 | 0 | 0 | 0 | 0 | 0 | 0 | 0 | 0 | 0 | 0 | 0 | 0 | 0 | 0 | 0 | 0 | 0 | 0 | 0 | 0 | 0
F7_Industrial_Industrial - ID_Existing_Space Heating_Natural Gas_Gas Boiler - Maintenance_A_Achievable Economic UCT Potential | F7 | Industrial | Industrial - ID | Existing | Space Heating | Natural Gas | Gas Boiler - Maintenance | A | Incremental Energy Savings (MWh or mTherms) | Achievable Economic UCT Potential | 0 | 0 | 0.025101 | 0.017247 | 0.011705 | 0 | 0 | 0 | 0 | 0 | 0 | 0 | 0 | 0 | 0 | 0 | 0 | 0 | 0 | 0 | 0 | 0 | 0 | 0 | 0 | 0 | 0
F8_Industrial_Industrial - ID_Existing_Space Heating_Natural Gas_Gas Boiler - Maintenance_A_Achievable Economic UCT Potential | F8 | Industrial | Industrial - ID | Existing | Space Heating | Natural Gas | Gas Boiler - Maintenance | A | Incremental Summer Peak Savings (MW) | Achievable Economic UCT Potential | 0 | 0 | 0 | 0 | 0 | 0 | 0 | 0 | 0 | 0 | 0 | 0 | 0 | 0 | 0 | 0 | 0 | 0 | 0 | 0 | 0 | 0 | 0 | 0 | 0 | 0 | 0
F9_Industrial_Industrial - ID_Existing_Space Heating_Natural Gas_Gas Boiler - Maintenance_A_Achievable Economic UCT Potential | F9 | Industrial | Industrial - ID | Existing | Space Heating | Natural Gas | Gas Boiler - Maintenance | A | Incremental Winter Peak Savings (MW) | Achievable Economic UCT Potential | 0 | 0 | 0 | 0 | 0 | 0 | 0 | 0 | 0 | 0 | 0 | 0 | 0 | 0 | 0 | 0 | 0 | 0 | 0 | 0 | 0 | 0 | 0 | 0 | 0 | 0 | 0
F10_Industrial_Industrial - ID_Existing_Space Heating_Natural Gas_Gas Boiler - Maintenance_A_Achievable Economic UCT Potential | F10 | Industrial | Industrial - ID | Existing | Space Heating | Natural Gas | Gas Boiler - Maintenance | A | Cumulative Energy Savings (MWh or mTherms) | Achievable Economic UCT Potential | 0 | 0 | 0.025101 | 0.042285 | 0.053887 | 0.053757 | 0.05363 | 0.053508 | 0.053389 | 0.053273 | 0.053163 | 0.053056 | 0.052954 | 0.052857 | 0.052765 | 0.052677 | 0.052595 | 0.052518 | 0.052446 | 0.05238 | 0.052319 | 0.052263 | 0.052213 | 0.052167 | 0.052126 | 0.052088 | 0.052053
F11_Industrial_Industrial - ID_Existing_Space Heating_Natural Gas_Gas Boiler - Maintenance_A_Achievable Economic UCT Potential | F11 | Industrial | Industrial - ID | Existing | Space Heating | Natural Gas | Gas Boiler - Maintenance | A | Cumulative Summer Peak Savings (MW) | Achievable Economic UCT Potential | 0 | 0 | 0 | 0 | 0 | 0 | 0 | 0 | 0 | 0 | 0 | 0 | 0 | 0 | 0 | 0 | 0 | 0 | 0 | 0 | 0 | 0 | 0 | 0 | 0 | 0 | 0
F12_Industrial_Industrial - ID_Existing_Space Heating_Natural Gas_Gas Boiler - Maintenance_A_Achievable Economic UCT Potential | F12 | Industrial | Industrial - ID | Existing | Space Heating | Natural Gas | Gas Boiler - Maintenance | A | Cumulative Winter Peak Savings (MW) | Achievable Economic UCT Potential | 0 | 0 | 0 | 0 | 0 | 0 | 0 | 0 | 0 | 0 | 0 | 0 | 0 | 0 | 0 | 0 | 0 | 0 | 0 | 0 | 0 | 0 | 0 | 0 | 0 | 0 | 0
F13_Industrial_Industrial - ID_Existing_Space Heating_Natural Gas_Gas Boiler - Maintenance_A_Achievable Economic UCT Potential | F13 | Industrial | Industrial - ID | Existing | Space Heating | Natural Gas | Gas Boiler - Maintenance | A | Purchases (Incremental) | Achievable Economic UCT Potential | 0 | 0 | 35.709 | 24.5977 | 16.7346 | 0 | 0 | 0 | 0 | 0 | 0 | 0 | 0 | 0 | 0 | 0 | 0 | 0 | 0 | 0 | 0 | 0 | 0 | 0 | 0 | 0 | 0
F14_Industrial_Industrial - ID_Existing_Space Heating_Natural Gas_Gas Boiler - Maintenance_A_Achievable Economic UCT Potential | F14 | Industrial | Industrial - ID | Existing | Space Heating | Natural Gas | Gas Boiler - Maintenance | A | Purchases (Cumulative) | Achievable Economic UCT Potential | 0 | 0 | 35.709 | 60.3067 | 77.0412 | 77.0412 | 77.0412 | 77.0412 | 77.0412 | 77.0412 | 77.0412 | 77.0412 | 77.0412 | 77.0412 | 77.0412 | 77.0412 | 77.0412 | 77.0412 | 77.0412 | 77.0412 | 77.0412 | 77.0412 | 77.0412 | 77.0412 | 77.0412 | 77.0412 | 77.0412
F1_Industrial_Industrial - ID_Existing_Space Heating_Natural Gas_Gas Furnace - Maintenance_A_Achievable Economic UCT Potential | F1 | Industrial | Industrial - ID | Existing | Space Heating | Natural Gas | Gas Furnace - Maintenance | A | Original Unit Energy Savings (kWh or therms) | Achievable Economic UCT Potential | 0 | 0 | 0.70608 | 0.70478 | 0.70312 | 0.70115 | 0.6989 | 0.69639 | 0.69367 | 0.69074 | 0.68764 | 0.68439 | 0.68101 | 0.67752 | 0.67394 | 0.67028 | 0.66656 | 0.66278 | 0.65898 | 0.65544 | 0.65212 | 0.64906 | 0.64624 | 0.64363 | 0.64122 | 0.639 | 0.63695
F2_Industrial_Industrial - ID_Existing_Space Heating_Natural Gas_Gas Furnace - Maintenance_A_Achievable Economic UCT Potential | F2 | Industrial | Industrial - ID | Existing | Space Heating | Natural Gas | Gas Furnace - Maintenance | A | Original Unit Summer Peak Savings (kW) | Achievable Economic UCT Potential | 0 | 0 | 0 | 0 | 0 | 0 | 0 | 0 | 0 | 0 | 0 | 0 | 0 | 0 | 0 | 0 | 0 | 0 | 0 | 0 | 0 | 0 | 0 | 0 | 0 | 0 | 0
F3_Industrial_Industrial - ID_Existing_Space Heating_Natural Gas_Gas Furnace - Maintenance_A_Achievable Economic UCT Potential | F3 | Industrial | Industrial - ID | Existing | Space Heating | Natural Gas | Gas Furnace - Maintenance | A | Original Unit Winter Peak Savings (kW) | Achievable Economic UCT Potential | 0 | 0 | 0 | 0 | 0 | 0 | 0 | 0 | 0 | 0 | 0 | 0 | 0 | 0 | 0 | 0 | 0 | 0 | 0 | 0 | 0 | 0 | 0 | 0 | 0 | 0 | 0
F4_Industrial_Industrial - ID_Existing_Space Heating_Natural Gas_Gas Furnace - Maintenance_A_Achievable Economic UCT Potential | F4 | Industrial | Industrial - ID | Existing | Space Heating | Natural Gas | Gas Furnace - Maintenance | A | Standalone Impact on Baseline Energy (%) | Achievable Economic UCT Potential | 0 | 0 | 0.00010956 | 0.00018828 | 0.00024467 | 0.00024879 | 0.00025291 | 0.00025703 | 0.00026114 | 0.00026526 | 0.00026938 | 0.0002735 | 0.00027764 | 0.00028179 | 0.00028596 | 0.00029014 | 0.00029435 | 0.00029858 | 0.00030283 | 0.00030721 | 0.0003117 | 0.00031632 | 0.00032106 | 0.00032593 | 0.00033093 | 0.00033606 | 0.00034131
F5_Industrial_Industrial - ID_Existing_Space Heating_Natural Gas_Gas Furnace - Maintenance_A_Achievable Economic UCT Potential | F5 | Industrial | Industrial - ID | Existing | Space Heating | Natural Gas | Gas Furnace - Maintenance | A | Standalone Impact on Baseline Summer Peak (%) | Achievable Economic UCT Potential | 0 | 0 | 0 | 0 | 0 | 0 | 0 | 0 | 0 | 0 | 0 | 0 | 0 | 0 | 0 | 0 | 0 | 0 | 0 | 0 | 0 | 0 | 0 | 0 | 0 | 0 | 0
F6_Industrial_Industrial - ID_Existing_Space Heating_Natural Gas_Gas Furnace - Maintenance_A_Achievable Economic UCT Potential | F6 | Industrial | Industrial - ID | Existing | Space Heating | Natural Gas | Gas Furnace - Maintenance | A | Standalone Impact on Baseline Winter Peak (%) | Achievable Economic UCT Potential | 0 | 0 | 0 | 0 | 0 | 0 | 0 | 0 | 0 | 0 | 0 | 0 | 0 | 0 | 0 | 0 | 0 | 0 | 0 | 0 | 0 | 0 | 0 | 0 | 0 | 0 | 0
F7_Industrial_Industrial - ID_Existing_Space Heating_Natural Gas_Gas Furnace - Maintenance_A_Achievable Economic UCT Potential | F7 | Industrial | Industrial - ID | Existing | Space Heating | Natural Gas | Gas Furnace - Maintenance | A | Incremental Energy Savings (MWh or mTherms) | Achievable Economic UCT Potential | 0 | 0 | 0.015799 | 0.010863 | 0.007373 | 0 | 0 | 0 | 0 | 0 | 0 | 0 | 0 | 0 | 0 | 0 | 0 | 0 | 0 | 0 | 0 | 0 | 0 | 0 | 0 | 0 | 0
F8_Industrial_Industrial - ID_Existing_Space Heating_Natural Gas_Gas Furnace - Maintenance_A_Achievable Economic UCT Potential | F8 | Industrial | Industrial - ID | Existing | Space Heating | Natural Gas | Gas Furnace - Maintenance | A | Incremental Summer Peak Savings (MW) | Achievable Economic UCT Potential | 0 | 0 | 0 | 0 | 0 | 0 | 0 | 0 | 0 | 0 | 0 | 0 | 0 | 0 | 0 | 0 | 0 | 0 | 0 | 0 | 0 | 0 | 0 | 0 | 0 | 0 | 0
F9_Industrial_Industrial - ID_Existing_Space Heating_Natural Gas_Gas Furnace - Maintenance_A_Achievable Economic UCT Potential | F9 | Industrial | Industrial - ID | Existing | Space Heating | Natural Gas | Gas Furnace - Maintenance | A | Incremental Winter Peak Savings (MW) | Achievable Economic UCT Potential | 0 | 0 | 0 | 0 | 0 | 0 | 0 | 0 | 0 | 0 | 0 | 0 | 0 | 0 | 0 | 0 | 0 | 0 | 0 | 0 | 0 | 0 | 0 | 0 | 0 | 0 | 0
F10_Industrial_Industrial - ID_Existing_Space Heating_Natural Gas_Gas Furnace - Maintenance_A_Achievable Economic UCT Potential | F10 | Industrial | Industrial - ID | Existing | Space Heating | Natural Gas | Gas Furnace - Maintenance | A | Cumulative Energy Savings (MWh or mTherms) | Achievable Economic UCT Potential | 0 | 0 | 0.015799 | 0.026633 | 0.033943 | 0.033848 | 0.033739 | 0.033618 | 0.033487 | 0.033345 | 0.033196 | 0.033039 | 0.032876 | 0.032707 | 0.032534 | 0.032358 | 0.032178 | 0.031996 | 0.031812 | 0.031641 | 0.031481 | 0.031333 | 0.031197 | 0.031071 | 0.030955 | 0.030848 | 0.030749
F11_Industrial_Industrial - ID_Existing_Space Heating_Natural Gas_Gas Furnace - Maintenance_A_Achievable Economic UCT Potential | F11 | Industrial | Industrial - ID | Existing | Space Heating | Natural Gas | Gas Furnace - Maintenance | A | Cumulative Summer Peak Savings (MW) | Achievable Economic UCT Potential | 0 | 0 | 0 | 0 | 0 | 0 | 0 | 0 | 0 | 0 | 0 | 0 | 0 | 0 | 0 | 0 | 0 | 0 | 0 | 0 | 0 | 0 | 0 | 0 | 0 | 0 | 0
F12_Industrial_Industrial - ID_Existing_Space Heating_Natural Gas_Gas Furnace - Maintenance_A_Achievable Economic UCT Potential | F12 | Industrial | Industrial - ID | Existing | Space Heating | Natural Gas | Gas Furnace - Maintenance | A | Cumulative Winter Peak Savings (MW) | Achievable Economic UCT Potential | 0 | 0 | 0 | 0 | 0 | 0 | 0 | 0 | 0 | 0 | 0 | 0 | 0 | 0 | 0 | 0 | 0 | 0 | 0 | 0 | 0 | 0 | 0 | 0 | 0 | 0 | 0
F13_Industrial_Industrial - ID_Existing_Space Heating_Natural Gas_Gas Furnace - Maintenance_A_Achievable Economic UCT Potential | F13 | Industrial | Industrial - ID | Existing | Space Heating | Natural Gas | Gas Furnace - Maintenance | A | Purchases (Incremental) | Achievable Economic UCT Potential | 0 | 0 | 22.3757 | 15.4132 | 10.4861 | 0 | 0 | 0 | 0 | 0 | 0 | 0 | 0 | 0 | 0 | 0 | 0 | 0 | 0 | 0 | 0 | 0 | 0 | 0 | 0 | 0 | 0
F14_Industrial_Industrial - ID_Existing_Space Heating_Natural Gas_Gas Furnace - Maintenance_A_Achievable Economic UCT Potential | F14 | Industrial | Industrial - ID | Existing | Space Heating | Natural Gas | Gas Furnace - Maintenance | A | Purchases (Cumulative) | Achievable Economic UCT Potential | 0 | 0 | 22.3757 | 37.7889 | 48.275 | 48.275 | 48.275 | 48.275 | 48.275 | 48.275 | 48.275 | 48.275 | 48.275 | 48.275 | 48.275 | 48.275 | 48.275 | 48.275 | 48.275 | 48.275 | 48.275 | 48.275 | 48.275 | 48.275 | 48.275 | 48.275 | 48.275
F1_Industrial_Industrial - ID_Existing_Space Heating_Natural Gas_Gas Furnace - Tube Inserts_A_Achievable Economic UCT Potential | F1 | Industrial | Industrial - ID | Existing | Space Heating | Natural Gas | Gas Furnace - Tube Inserts | A | Original Unit Energy Savings (kWh or therms) | Achievable Economic UCT Potential | 0 | 0 | 0 | 0 | 0 | 0 | 0 | 0 | 0 | 0 | 0 | 0 | 0 | 0 | 0 | 0 | 0 | 0 | 0 | 0 | 0 | 0 | 0 | 0 | 0 | 0 | 0
F2_Industrial_Industrial - ID_Existing_Space Heating_Natural Gas_Gas Furnace - Tube Inserts_A_Achievable Economic UCT Potential | F2 | Industrial | Industrial - ID | Existing | Space Heating | Natural Gas | Gas Furnace - Tube Inserts | A | Original Unit Summer Peak Savings (kW) | Achievable Economic UCT Potential | 0 | 0 | 0 | 0 | 0 | 0 | 0 | 0 | 0 | 0 | 0 | 0 | 0 | 0 | 0 | 0 | 0 | 0 | 0 | 0 | 0 | 0 | 0 | 0 | 0 | 0 | 0
F3_Industrial_Industrial - ID_Existing_Space Heating_Natural Gas_Gas Furnace - Tube Inserts_A_Achievable Economic UCT Potential | F3 | Industrial | Industrial - ID | Existing | Space Heating | Natural Gas | Gas Furnace - Tube Inserts | A | Original Unit Winter Peak Savings (kW) | Achievable Economic UCT Potential | 0 | 0 | 0 | 0 | 0 | 0 | 0 | 0 | 0 | 0 | 0 | 0 | 0 | 0 | 0 | 0 | 0 | 0 | 0 | 0 | 0 | 0 | 0 | 0 | 0 | 0 | 0
F4_Industrial_Industrial - ID_Existing_Space Heating_Natural Gas_Gas Furnace - Tube Inserts_A_Achievable Economic UCT Potential | F4 | Industrial | Industrial - ID | Existing | Space Heating | Natural Gas | Gas Furnace - Tube Inserts | A | Standalone Impact on Baseline Energy (%) | Achievable Economic UCT Potential | 0 | 0 | 0 | 0 | 0 | 0 | 0 | 0 | 0 | 0 | 0 | 0 | 0 | 0 | 0 | 0 | 0 | 0 | 0 | 0 | 0 | 0 | 0 | 0 | 0 | 0 | 0
F5_Industrial_Industrial - ID_Existing_Space Heating_Natural Gas_Gas Furnace - Tube Inserts_A_Achievable Economic UCT Potential | F5 | Industrial | Industrial - ID | Existing | Space Heating | Natural Gas | Gas Furnace - Tube Inserts | A | Standalone Impact on Baseline Summer Peak (%) | Achievable Economic UCT Potential | 0 | 0 | 0 | 0 | 0 | 0 | 0 | 0 | 0 | 0 | 0 | 0 | 0 | 0 | 0 | 0 | 0 | 0 | 0 | 0 | 0 | 0 | 0 | 0 | 0 | 0 | 0
F6_Industrial_Industrial - ID_Existing_Space Heating_Natural Gas_Gas Furnace - Tube Inserts_A_Achievable Economic UCT Potential | F6 | Industrial | Industrial - ID | Existing | Space Heating | Natural Gas | Gas Furnace - Tube Inserts | A | Standalone Impact on Baseline Winter Peak (%) | Achievable Economic UCT Potential | 0 | 0 | 0 | 0 | 0 | 0 | 0 | 0 | 0 | 0 | 0 | 0 | 0 | 0 | 0 | 0 | 0 | 0 | 0 | 0 | 0 | 0 | 0 | 0 | 0 | 0 | 0
F7_Industrial_Industrial - ID_Existing_Space Heating_Natural Gas_Gas Furnace - Tube Inserts_A_Achievable Economic UCT Potential | F7 | Industrial | Industrial - ID | Existing | Space Heating | Natural Gas | Gas Furnace - Tube Inserts | A | Incremental Energy Savings (MWh or mTherms) | Achievable Economic UCT Potential | 0 | 0 | 0 | 0 | 0 | 0 | 0 | 0 | 0 | 0 | 0 | 0 | 0 | 0 | 0 | 0 | 0 | 0 | 0 | 0 | 0 | 0 | 0 | 0 | 0 | 0 | 0
F8_Industrial_Industrial - ID_Existing_Space Heating_Natural Gas_Gas Furnace - Tube Inserts_A_Achievable Economic UCT Potential | F8 | Industrial | Industrial - ID | Existing | Space Heating | Natural Gas | Gas Furnace - Tube Inserts | A | Incremental Summer Peak Savings (MW) | Achievable Economic UCT Potential | 0 | 0 | 0 | 0 | 0 | 0 | 0 | 0 | 0 | 0 | 0 | 0 | 0 | 0 | 0 | 0 | 0 | 0 | 0 | 0 | 0 | 0 | 0 | 0 | 0 | 0 | 0
F9_Industrial_Industrial - ID_Existing_Space Heating_Natural Gas_Gas Furnace - Tube Inserts_A_Achievable Economic UCT Potential | F9 | Industrial | Industrial - ID | Existing | Space Heating | Natural Gas | Gas Furnace - Tube Inserts | A | Incremental Winter Peak Savings (MW) | Achievable Economic UCT Potential | 0 | 0 | 0 | 0 | 0 | 0 | 0 | 0 | 0 | 0 | 0 | 0 | 0 | 0 | 0 | 0 | 0 | 0 | 0 | 0 | 0 | 0 | 0 | 0 | 0 | 0 | 0
F10_Industrial_Industrial - ID_Existing_Space Heating_Natural Gas_Gas Furnace - Tube Inserts_A_Achievable Economic UCT Potential | F10 | Industrial | Industrial - ID | Existing | Space Heating | Natural Gas | Gas Furnace - Tube Inserts | A | Cumulative Energy Savings (MWh or mTherms) | Achievable Economic UCT Potential | 0 | 0 | 0 | 0 | 0 | 0 | 0 | 0 | 0 | 0 | 0 | 0 | 0 | 0 | 0 | 0 | 0 | 0 | 0 | 0 | 0 | 0 | 0 | 0 | 0 | 0 | 0
F11_Industrial_Industrial - ID_Existing_Space Heating_Natural Gas_Gas Furnace - Tube Inserts_A_Achievable Economic UCT Potential | F11 | Industrial | Industrial - ID | Existing | Space Heating | Natural Gas | Gas Furnace - Tube Inserts | A | Cumulative Summer Peak Savings (MW) | Achievable Economic UCT Potential | 0 | 0 | 0 | 0 | 0 | 0 | 0 | 0 | 0 | 0 | 0 | 0 | 0 | 0 | 0 | 0 | 0 | 0 | 0 | 0 | 0 | 0 | 0 | 0 | 0 | 0 | 0
F12_Industrial_Industrial - ID_Existing_Space Heating_Natural Gas_Gas Furnace - Tube Inserts_A_Achievable Economic UCT Potential | F12 | Industrial | Industrial - ID | Existing | Space Heating | Natural Gas | Gas Furnace - Tube Inserts | A | Cumulative Winter Peak Savings (MW) | Achievable Economic UCT Potential | 0 | 0 | 0 | 0 | 0 | 0 | 0 | 0 | 0 | 0 | 0 | 0 | 0 | 0 | 0 | 0 | 0 | 0 | 0 | 0 | 0 | 0 | 0 | 0 | 0 | 0 | 0
F13_Industrial_Industrial - ID_Existing_Space Heating_Natural Gas_Gas Furnace - Tube Inserts_A_Achievable Economic UCT Potential | F13 | Industrial | Industrial - ID | Existing | Space Heating | Natural Gas | Gas Furnace - Tube Inserts | A | Purchases (Incremental) | Achievable Economic UCT Potential | 0 | 0 | 0 | 0 | 0 | 0 | 0 | 0 | 0 | 0 | 0 | 0 | 0 | 0 | 0 | 0 | 0 | 0 | 0 | 0 | 0 | 0 | 0 | 0 | 0 | 0 | 0
F14_Industrial_Industrial - ID_Existing_Space Heating_Natural Gas_Gas Furnace - Tube Inserts_A_Achievable Economic UCT Potential | F14 | Industrial | Industrial - ID | Existing | Space Heating | Natural Gas | Gas Furnace - Tube Inserts | A | Purchases (Cumulative) | Achievable Economic UCT Potential | 0 | 0 | 0 | 0 | 0 | 0 | 0 | 0 | 0 | 0 | 0 | 0 | 0 | 0 | 0 | 0 | 0 | 0 | 0 | 0 | 0 | 0 | 0 | 0 | 0 | 0 | 0
F1_Industrial_Industrial - ID_Existing_Space Heating_Natural Gas_Gas Boiler - Burner Control Optimization_A_Achievable Economic UCT Potential | F1 | Industrial | Industrial - ID | Existing | Space Heating | Natural Gas | Gas Boiler - Burner Control Optimization | A | Original Unit Energy Savings (kWh or therms) | Achievable Economic UCT Potential | 0 | 0 | 0.33975 | 0.3389 | 0.33807 | 0.33725 | 0.33646 | 0.33569 | 0.33494 | 0.33422 | 0.33353 | 0.33286 | 0.33222 | 0.33161 | 0.33103 | 0.33048 | 0.32996 | 0.32948 | 0.32903 | 0.32861 | 0.32823 | 0.32788 | 0.32757 | 0.32728 | 0.32702 | 0.32678 | 0.32657
F2_Industrial_Industrial - ID_Existing_Space Heating_Natural Gas_Gas Boiler - Burner Control Optimization_A_Achievable Economic UCT Potential | F2 | Industrial | Industrial - ID | Existing | Space Heating | Natural Gas | Gas Boiler - Burner Control Optimization | A | Original Unit Summer Peak Savings (kW) | Achievable Economic UCT Potential | 0 | 0 | 0 | 0 | 0 | 0 | 0 | 0 | 0 | 0 | 0 | 0 | 0 | 0 | 0 | 0 | 0 | 0 | 0 | 0 | 0 | 0 | 0 | 0 | 0 | 0 | 0
F3_Industrial_Industrial - ID_Existing_Space Heating_Natural Gas_Gas Boiler - Burner Control Optimization_A_Achievable Economic UCT Potential | F3 | Industrial | Industrial - ID | Existing | Space Heating | Natural Gas | Gas Boiler - Burner Control Optimization | A | Original Unit Winter Peak Savings (kW) | Achievable Economic UCT Potential | 0 | 0 | 0 | 0 | 0 | 0 | 0 | 0 | 0 | 0 | 0 | 0 | 0 | 0 | 0 | 0 | 0 | 0 | 0 | 0 | 0 | 0 | 0 | 0 | 0 | 0 | 0
F4_Industrial_Industrial - ID_Existing_Space Heating_Natural Gas_Gas Boiler - Burner Control Optimization_A_Achievable Economic UCT Potential | F4 | Industrial | Industrial - ID | Existing | Space Heating | Natural Gas | Gas Boiler - Burner Control Optimization | A | Standalone Impact on Baseline Energy (%) | Achievable Economic UCT Potential | 0 | 0 | 1.6832e-05 | 4.356e-05 | 9.7167e-05 | 0.00019133 | 0.00033852 | 0.00054587 | 0.00081192 | 0.0011256 | 0.0014682 | 0.0018173 | 0.0021516 | 0.0024547 | 0.0027173 | 0.0029368 | 0.0031162 | 0.0032617 | 0.0033812 | 0.0034814 | 0.0035461 | 0.0036118 | 0.0036784 | 0.0037461 | 0.0038148 | 0.0038845 | 0.0039553
F5_Industrial_Industrial - ID_Existing_Space Heating_Natural Gas_Gas Boiler - Burner Control Optimization_A_Achievable Economic UCT Potential | F5 | Industrial | Industrial - ID | Existing | Space Heating | Natural Gas | Gas Boiler - Burner Control Optimization | A | Standalone Impact on Baseline Summer Peak (%) | Achievable Economic UCT Potential | 0 | 0 | 0 | 0 | 0 | 0 | 0 | 0 | 0 | 0 | 0 | 0 | 0 | 0 | 0 | 0 | 0 | 0 | 0 | 0 | 0 | 0 | 0 | 0 | 0 | 0 | 0
F6_Industrial_Industrial - ID_Existing_Space Heating_Natural Gas_Gas Boiler - Burner Control Optimization_A_Achievable Economic UCT Potential | F6 | Industrial | Industrial - ID | Existing | Space Heating | Natural Gas | Gas Boiler - Burner Control Optimization | A | Standalone Impact on Baseline Winter Peak (%) | Achievable Economic UCT Potential | 0 | 0 | 0 | 0 | 0 | 0 | 0 | 0 | 0 | 0 | 0 | 0 | 0 | 0 | 0 | 0 | 0 | 0 | 0 | 0 | 0 | 0 | 0 | 0 | 0 | 0 | 0
F7_Industrial_Industrial - ID_Existing_Space Heating_Natural Gas_Gas Boiler - Burner Control Optimization_A_Achievable Economic UCT Potential | F7 | Industrial | Industrial - ID | Existing | Space Heating | Natural Gas | Gas Boiler - Burner Control Optimization | A | Incremental Energy Savings (MWh or mTherms) | Achievable Economic UCT Potential | 0 | 0 | 0.0024273 | 0.0037404 | 0.0073337 | 0.012582 | 0.01919 | 0.026342 | 0.032875 | 0.037612 | 0.039724 | 0.038961 | 0.035668 | 0.030615 | 0.024734 | 0.018875 | 0.013647 | 0.0093741 | 0.0061333 | 0.0038308 | 0 | 0 | 0 | 0 | 0 | 0 | 0
F8_Industrial_Industrial - ID_Existing_Space Heating_Natural Gas_Gas Boiler - Burner Control Optimization_A_Achievable Economic UCT Potential | F8 | Industrial | Industrial - ID | Existing | Space Heating | Natural Gas | Gas Boiler - Burner Control Optimization | A | Incremental Summer Peak Savings (MW) | Achievable Economic UCT Potential | 0 | 0 | 0 | 0 | 0 | 0 | 0 | 0 | 0 | 0 | 0 | 0 | 0 | 0 | 0 | 0 | 0 | 0 | 0 | 0 | 0 | 0 | 0 | 0 | 0 | 0 | 0
F9_Industrial_Industrial - ID_Existing_Space Heating_Natural Gas_Gas Boiler - Burner Control Optimization_A_Achievable Economic UCT Potential | F9 | Industrial | Industrial - ID | Existing | Space Heating | Natural Gas | Gas Boiler - Burner Control Optimization | A | Incremental Winter Peak Savings (MW) | Achievable Economic UCT Potential | 0 | 0 | 0 | 0 | 0 | 0 | 0 | 0 | 0 | 0 | 0 | 0 | 0 | 0 | 0 | 0 | 0 | 0 | 0 | 0 | 0 | 0 | 0 | 0 | 0 | 0 | 0
F10_Industrial_Industrial - ID_Existing_Space Heating_Natural Gas_Gas Boiler - Burner Control Optimization_A_Achievable Economic UCT Potential | F10 | Industrial | Industrial - ID | Existing | Space Heating | Natural Gas | Gas Boiler - Burner Control Optimization | A | Cumulative Energy Savings (MWh or mTherms) | Achievable Economic UCT Potential | 0 | 0 | 0.0024273 | 0.0061616 | 0.01348 | 0.02603 | 0.045159 | 0.071398 | 0.10411 | 0.1415 | 0.18093 | 0.21953 | 0.25477 | 0.28492 | 0.30916 | 0.32752 | 0.34066 | 0.34953 | 0.35519 | 0.35857 | 0.35815 | 0.35777 | 0.35743 | 0.35711 | 0.35683 | 0.35657 | 0.35633
F11_Industrial_Industrial - ID_Existing_Space Heating_Natural Gas_Gas Boiler - Burner Control Optimization_A_Achievable Economic UCT Potential | F11 | Industrial | Industrial - ID | Existing | Space Heating | Natural Gas | Gas Boiler - Burner Control Optimization | A | Cumulative Summer Peak Savings (MW) | Achievable Economic UCT Potential | 0 | 0 | 0 | 0 | 0 | 0 | 0 | 0 | 0 | 0 | 0 | 0 | 0 | 0 | 0 | 0 | 0 | 0 | 0 | 0 | 0 | 0 | 0 | 0 | 0 | 0 | 0
F12_Industrial_Industrial - ID_Existing_Space Heating_Natural Gas_Gas Boiler - Burner Control Optimization_A_Achievable Economic UCT Potential | F12 | Industrial | Industrial - ID | Existing | Space Heating | Natural Gas | Gas Boiler - Burner Control Optimization | A | Cumulative Winter Peak Savings (MW) | Achievable Economic UCT Potential | 0 | 0 | 0 | 0 | 0 | 0 | 0 | 0 | 0 | 0 | 0 | 0 | 0 | 0 | 0 | 0 | 0 | 0 | 0 | 0 | 0 | 0 | 0 | 0 | 0 | 0 | 0
F13_Industrial_Industrial - ID_Existing_Space Heating_Natural Gas_Gas Boiler - Burner Control Optimization_A_Achievable Economic UCT Potential | F13 | Industrial | Industrial - ID | Existing | Space Heating | Natural Gas | Gas Boiler - Burner Control Optimization | A | Purchases (Incremental) | Achievable Economic UCT Potential | 0 | 0 | 7.1445 | 11.0368 | 21.6931 | 37.3083 | 57.0346 | 78.4717 | 98.1511 | 112.5354 | 119.1024 | 117.0489 | 107.3621 | 92.3222 | 74.7192 | 57.1129 | 41.3576 | 28.4512 | 18.6404 | 11.6576 | 0 | 0 | 0 | 0 | 0 | 0 | 0
F14_Industrial_Industrial - ID_Existing_Space Heating_Natural Gas_Gas Boiler - Burner Control Optimization_A_Achievable Economic UCT Potential | F14 | Industrial | Industrial - ID | Existing | Space Heating | Natural Gas | Gas Boiler - Burner Control Optimization | A | Purchases (Cumulative) | Achievable Economic UCT Potential | 0 | 0 | 7.1445 | 18.1813 | 39.8744 | 77.1827 | 134.2173 | 212.689 | 310.8402 | 423.3755 | 542.4779 | 659.5269 | 766.889 | 859.2112 | 933.9303 | 991.0432 | 1032.4009 | 1060.8521 | 1079.4925 | 1091.1501 | 1091.1501 | 1091.1501 | 1091.1501 | 1091.1501 | 1091.1501 | 1091.1501 | 1091.1501
F1_Industrial_Industrial - ID_Existing_Space Heating_Natural Gas_Gas Boiler - High Turndown Burner_A_Achievable Economic UCT Potential | F1 | Industrial | Industrial - ID | Existing | Space Heating | Natural Gas | Gas Boiler - High Turndown Burner | A | Original Unit Energy Savings (kWh or therms) | Achievable Economic UCT Potential | 0 | 0 | 1.1715 | 1.1686 | 1.1658 | 1.1629 | 1.1602 | 1.1576 | 1.155 | 1.1525 | 1.1501 | 1.1478 | 1.1456 | 1.1435 | 1.1415 | 1.1396 | 1.1378 | 1.1361 | 1.1346 | 1.1332 | 1.1318 | 1.1306 | 1.1295 | 1.1286 | 1.1277 | 1.1268 | 1.1261
F2_Industrial_Industrial - ID_Existing_Space Heating_Natural Gas_Gas Boiler - High Turndown Burner_A_Achievable Economic UCT Potential | F2 | Industrial | Industrial - ID | Existing | Space Heating | Natural Gas | Gas Boiler - High Turndown Burner | A | Original Unit Summer Peak Savings (kW) | Achievable Economic UCT Potential | 0 | 0 | 0 | 0 | 0 | 0 | 0 | 0 | 0 | 0 | 0 | 0 | 0 | 0 | 0 | 0 | 0 | 0 | 0 | 0 | 0 | 0 | 0 | 0 | 0 | 0 | 0
F3_Industrial_Industrial - ID_Existing_Space Heating_Natural Gas_Gas Boiler - High Turndown Burner_A_Achievable Economic UCT Potential | F3 | Industrial | Industrial - ID | Existing | Space Heating | Natural Gas | Gas Boiler - High Turndown Burner | A | Original Unit Winter Peak Savings (kW) | Achievable Economic UCT Potential | 0 | 0 | 0 | 0 | 0 | 0 | 0 | 0 | 0 | 0 | 0 | 0 | 0 | 0 | 0 | 0 | 0 | 0 | 0 | 0 | 0 | 0 | 0 | 0 | 0 | 0 | 0
F4_Industrial_Industrial - ID_Existing_Space Heating_Natural Gas_Gas Boiler - High Turndown Burner_A_Achievable Economic UCT Potential | F4 | Industrial | Industrial - ID | Existing | Space Heating | Natural Gas | Gas Boiler - High Turndown Burner | A | Standalone Impact on Baseline Energy (%) | Achievable Economic UCT Potential | 0 | 0 | 0.00035861 | 0.00072307 | 0.0010937 | 0.0014707 | 0.0018545 | 0.0022094 | 0.0025065 | 0.0027576 | 0.0029724 | 0.0031584 | 0.0033217 | 0.0034672 | 0.0035989 | 0.0037197 | 0.0038323 | 0.0039038 | 0.0039768 | 0.004051 | 0.0041263 | 0.0042027 | 0.0042802 | 0.004359 | 0.0044389 | 0.00452 | 0.0046024
F5_Industrial_Industrial - ID_Existing_Space Heating_Natural Gas_Gas Boiler - High Turndown Burner_A_Achievable Economic UCT Potential | F5 | Industrial | Industrial - ID | Existing | Space Heating | Natural Gas | Gas Boiler - High Turndown Burner | A | Standalone Impact on Baseline Summer Peak (%) | Achievable Economic UCT Potential | 0 | 0 | 0 | 0 | 0 | 0 | 0 | 0 | 0 | 0 | 0 | 0 | 0 | 0 | 0 | 0 | 0 | 0 | 0 | 0 | 0 | 0 | 0 | 0 | 0 | 0 | 0
F6_Industrial_Industrial - ID_Existing_Space Heating_Natural Gas_Gas Boiler - High Turndown Burner_A_Achievable Economic UCT Potential | F6 | Industrial | Industrial - ID | Existing | Space Heating | Natural Gas | Gas Boiler - High Turndown Burner | A | Standalone Impact on Baseline Winter Peak (%) | Achievable Economic UCT Potential | 0 | 0 | 0 | 0 | 0 | 0 | 0 | 0 | 0 | 0 | 0 | 0 | 0 | 0 | 0 | 0 | 0 | 0 | 0 | 0 | 0 | 0 | 0 | 0 | 0 | 0 | 0
F7_Industrial_Industrial - ID_Existing_Space Heating_Natural Gas_Gas Boiler - High Turndown Burner_A_Achievable Economic UCT Potential | F7 | Industrial | Industrial - ID | Existing | Space Heating | Natural Gas | Gas Boiler - High Turndown Burner | A | Incremental Energy Savings (MWh or mTherms) | Achievable Economic UCT Potential | 0 | 0 | 0.051714 | 0.050696 | 0.049699 | 0.048725 | 0.047772 | 0.042157 | 0.03307 | 0.025944 | 0.020355 | 0.015971 | 0.012532 | 0.009835 | 0.0077189 | 0.0060586 | 0.0047559 | 0 | 0 | 0 | 0 | 0 | 0 | 0 | 0 | 0 | 0
F8_Industrial_Industrial - ID_Existing_Space Heating_Natural Gas_Gas Boiler - High Turndown Burner_A_Achievable Economic UCT Potential | F8 | Industrial | Industrial - ID | Existing | Space Heating | Natural Gas | Gas Boiler - High Turndown Burner | A | Incremental Summer Peak Savings (MW) | Achievable Economic UCT Potential | 0 | 0 | 0 | 0 | 0 | 0 | 0 | 0 | 0 | 0 | 0 | 0 | 0 | 0 | 0 | 0 | 0 | 0 | 0 | 0 | 0 | 0 | 0 | 0 | 0 | 0 | 0
F9_Industrial_Industrial - ID_Existing_Space Heating_Natural Gas_Gas Boiler - High Turndown Burner_A_Achievable Economic UCT Potential | F9 | Industrial | Industrial - ID | Existing | Space Heating | Natural Gas | Gas Boiler - High Turndown Burner | A | Incremental Winter Peak Savings (MW) | Achievable Economic UCT Potential | 0 | 0 | 0 | 0 | 0 | 0 | 0 | 0 | 0 | 0 | 0 | 0 | 0 | 0 | 0 | 0 | 0 | 0 | 0 | 0 | 0 | 0 | 0 | 0 | 0 | 0 | 0
F10_Industrial_Industrial - ID_Existing_Space Heating_Natural Gas_Gas Boiler - High Turndown Burner_A_Achievable Economic UCT Potential | F10 | Industrial | Industrial - ID | Existing | Space Heating | Natural Gas | Gas Boiler - High Turndown Burner | A | Cumulative Energy Savings (MWh or mTherms) | Achievable Economic UCT Potential | 0 | 0 | 0.051714 | 0.10228 | 0.15173 | 0.20009 | 0.24739 | 0.28898 | 0.32141 | 0.34666 | 0.36629 | 0.38153 | 0.39333 | 0.40244 | 0.40946 | 0.41484 | 0.41895 | 0.41833 | 0.41776 | 0.41723 | 0.41675 | 0.41631 | 0.4159 | 0.41554 | 0.41521 | 0.41491 | 0.41463
F11_Industrial_Industrial - ID_Existing_Space Heating_Natural Gas_Gas Boiler - High Turndown Burner_A_Achievable Economic UCT Potential | F11 | Industrial | Industrial - ID | Existing | Space Heating | Natural Gas | Gas Boiler - High Turndown Burner | A | Cumulative Summer Peak Savings (MW) | Achievable Economic UCT Potential | 0 | 0 | 0 | 0 | 0 | 0 | 0 | 0 | 0 | 0 | 0 | 0 | 0 | 0 | 0 | 0 | 0 | 0 | 0 | 0 | 0 | 0 | 0 | 0 | 0 | 0 | 0
F12_Industrial_Industrial - ID_Existing_Space Heating_Natural Gas_Gas Boiler - High Turndown Burner_A_Achievable Economic UCT Potential | F12 | Industrial | Industrial - ID | Existing | Space Heating | Natural Gas | Gas Boiler - High Turndown Burner | A | Cumulative Winter Peak Savings (MW) | Achievable Economic UCT Potential | 0 | 0 | 0 | 0 | 0 | 0 | 0 | 0 | 0 | 0 | 0 | 0 | 0 | 0 | 0 | 0 | 0 | 0 | 0 | 0 | 0 | 0 | 0 | 0 | 0 | 0 | 0
F13_Industrial_Industrial - ID_Existing_Space Heating_Natural Gas_Gas Boiler - High Turndown Burner_A_Achievable Economic UCT Potential | F13 | Industrial | Industrial - ID | Existing | Space Heating | Natural Gas | Gas Boiler - High Turndown Burner | A | Purchases (Incremental) | Achievable Economic UCT Potential | 0 | 0 | 44.1419 | 43.3808 | 42.6329 | 41.8978 | 41.1754 | 36.419 | 28.6328 | 22.5113 | 17.6986 | 13.9147 | 10.9399 | 8.601 | 6.7622 | 5.3165 | 4.1798 | 0 | 0 | 0 | 0 | 0 | 0 | 0 | 0 | 0 | 0
F14_Industrial_Industrial - ID_Existing_Space Heating_Natural Gas_Gas Boiler - High Turndown Burner_A_Achievable Economic UCT Potential | F14 | Industrial | Industrial - ID | Existing | Space Heating | Natural Gas | Gas Boiler - High Turndown Burner | A | Purchases (Cumulative) | Achievable Economic UCT Potential | 0 | 0 | 44.1419 | 87.5227 | 130.1555 | 172.0534 | 213.2288 | 249.6478 | 278.2806 | 300.7919 | 318.4905 | 332.4052 | 343.3451 | 351.9461 | 358.7083 | 364.0247 | 368.2045 | 368.2045 | 368.2045 | 368.2045 | 368.2045 | 368.2045 | 368.2045 | 368.2045 | 368.2045 | 368.2045 | 368.2045
F1_Industrial_Industrial - ID_Existing_Space Heating_Natural Gas_Gas Boiler - Hot Water Reset_A_Achievable Economic UCT Potential | F1 | Industrial | Industrial - ID | Existing | Space Heating | Natural Gas | Gas Boiler - Hot Water Reset | A | Original Unit Energy Savings (kWh or therms) | Achievable Economic UCT Potential | 0 | 0 | 1249.6482 | 1246.5277 | 1243.4678 | 1240.4761 | 1237.5596 | 1234.7244 | 1231.9763 | 1229.3205 | 1226.7618 | 1224.3045 | 1221.9525 | 1219.7092 | 1217.5781 | 1215.5619 | 1213.6634 | 1211.8849 | 1210.2288 | 1208.697 | 1207.2913 | 1206.0134 | 1204.8517 | 1203.7956 | 1202.8355 | 1201.9627 | 1201.1692
F2_Industrial_Industrial - ID_Existing_Space Heating_Natural Gas_Gas Boiler - Hot Water Reset_A_Achievable Economic UCT Potential | F2 | Industrial | Industrial - ID | Existing | Space Heating | Natural Gas | Gas Boiler - Hot Water Reset | A | Original Unit Summer Peak Savings (kW) | Achievable Economic UCT Potential | 0 | 0 | 0 | 0 | 0 | 0 | 0 | 0 | 0 | 0 | 0 | 0 | 0 | 0 | 0 | 0 | 0 | 0 | 0 | 0 | 0 | 0 | 0 | 0 | 0 | 0 | 0
F3_Industrial_Industrial - ID_Existing_Space Heating_Natural Gas_Gas Boiler - Hot Water Reset_A_Achievable Economic UCT Potential | F3 | Industrial | Industrial - ID | Existing | Space Heating | Natural Gas | Gas Boiler - Hot Water Reset | A | Original Unit Winter Peak Savings (kW) | Achievable Economic UCT Potential | 0 | 0 | 0 | 0 | 0 | 0 | 0 | 0 | 0 | 0 | 0 | 0 | 0 | 0 | 0 | 0 | 0 | 0 | 0 | 0 | 0 | 0 | 0 | 0 | 0 | 0 | 0
F4_Industrial_Industrial - ID_Existing_Space Heating_Natural Gas_Gas Boiler - Hot Water Reset_A_Achievable Economic UCT Potential | F4 | Industrial | Industrial - ID | Existing | Space Heating | Natural Gas | Gas Boiler - Hot Water Reset | A | Standalone Impact on Baseline Energy (%) | Achievable Economic UCT Potential | 0 | 0 | 0.00030077 | 0.00067493 | 0.0011379 | 0.0016815 | 0.0023083 | 0.0030475 | 0.0038681 | 0.0047205 | 0.0055439 | 0.0062794 | 0.0068855 | 0.0073373 | 0.0076616 | 0.0078944 | 0.0080797 | 0.0082444 | 0.0084031 | 0.0085607 | 0.00872 | 0.0088815 | 0.0090454 | 0.0092117 | 0.0093806 | 0.0095521 | 0.0097262
F5_Industrial_Industrial - ID_Existing_Space Heating_Natural Gas_Gas Boiler - Hot Water Reset_A_Achievable Economic UCT Potential | F5 | Industrial | Industrial - ID | Existing | Space Heating | Natural Gas | Gas Boiler - Hot Water Reset | A | Standalone Impact on Baseline Summer Peak (%) | Achievable Economic UCT Potential | 0 | 0 | 0 | 0 | 0 | 0 | 0 | 0 | 0 | 0 | 0 | 0 | 0 | 0 | 0 | 0 | 0 | 0 | 0 | 0 | 0 | 0 | 0 | 0 | 0 | 0 | 0
F6_Industrial_Industrial - ID_Existing_Space Heating_Natural Gas_Gas Boiler - Hot Water Reset_A_Achievable Economic UCT Potential | F6 | Industrial | Industrial - ID | Existing | Space Heating | Natural Gas | Gas Boiler - Hot Water Reset | A | Standalone Impact on Baseline Winter Peak (%) | Achievable Economic UCT Potential | 0 | 0 | 0 | 0 | 0 | 0 | 0 | 0 | 0 | 0 | 0 | 0 | 0 | 0 | 0 | 0 | 0 | 0 | 0 | 0 | 0 | 0 | 0 | 0 | 0 | 0 | 0
F7_Industrial_Industrial - ID_Existing_Space Heating_Natural Gas_Gas Boiler - Hot Water Reset_A_Achievable Economic UCT Potential | F7 | Industrial | Industrial - ID | Existing | Space Heating | Natural Gas | Gas Boiler - Hot Water Reset | A | Incremental Energy Savings (MWh or mTherms) | Achievable Economic UCT Potential | 0 | 0 | 0.043373 | 0.052206 | 0.06263 | 0.071278 | 0.079712 | 0.091376 | 0.098293 | 0.09847 | 0.091006 | 0.076725 | 0.058237 | 0.037808 | 0.021537 | 0.010174 | 0.0042236 | 0.0015072 | 0.00046202 | 9.8838e-05 | 1.5947e-05 | 1.8792e-06 | 0 | 0 | 0 | 0 | 0
F8_Industrial_Industrial - ID_Existing_Space Heating_Natural Gas_Gas Boiler - Hot Water Reset_A_Achievable Economic UCT Potential | F8 | Industrial | Industrial - ID | Existing | Space Heating | Natural Gas | Gas Boiler - Hot Water Reset | A | Incremental Summer Peak Savings (MW) | Achievable Economic UCT Potential | 0 | 0 | 0 | 0 | 0 | 0 | 0 | 0 | 0 | 0 | 0 | 0 | 0 | 0 | 0 | 0 | 0 | 0 | 0 | 0 | 0 | 0 | 0 | 0 | 0 | 0 | 0
F9_Industrial_Industrial - ID_Existing_Space Heating_Natural Gas_Gas Boiler - Hot Water Reset_A_Achievable Economic UCT Potential | F9 | Industrial | Industrial - ID | Existing | Space Heating | Natural Gas | Gas Boiler - Hot Water Reset | A | Incremental Winter Peak Savings (MW) | Achievable Economic UCT Potential | 0 | 0 | 0 | 0 | 0 | 0 | 0 | 0 | 0 | 0 | 0 | 0 | 0 | 0 | 0 | 0 | 0 | 0 | 0 | 0 | 0 | 0 | 0 | 0 | 0 | 0 | 0
F10_Industrial_Industrial - ID_Existing_Space Heating_Natural Gas_Gas Boiler - Hot Water Reset_A_Achievable Economic UCT Potential | F10 | Industrial | Industrial - ID | Existing | Space Heating | Natural Gas | Gas Boiler - Hot Water Reset | A | Cumulative Energy Savings (MWh or mTherms) | Achievable Economic UCT Potential | 0 | 0 | 0.043373 | 0.095471 | 0.15787 | 0.22876 | 0.30794 | 0.39861 | 0.49602 | 0.59342 | 0.68319 | 0.75854 | 0.81532 | 0.85163 | 0.87168 | 0.88041 | 0.88326 | 0.88348 | 0.88273 | 0.88171 | 0.8807 | 0.87977 | 0.87892 | 0.87815 | 0.87745 | 0.87682 | 0.87624
F11_Industrial_Industrial - ID_Existing_Space Heating_Natural Gas_Gas Boiler - Hot Water Reset_A_Achievable Economic UCT Potential | F11 | Industrial | Industrial - ID | Existing | Space Heating | Natural Gas | Gas Boiler - Hot Water Reset | A | Cumulative Summer Peak Savings (MW) | Achievable Economic UCT Potential | 0 | 0 | 0 | 0 | 0 | 0 | 0 | 0 | 0 | 0 | 0 | 0 | 0 | 0 | 0 | 0 | 0 | 0 | 0 | 0 | 0 | 0 | 0 | 0 | 0 | 0 | 0
F12_Industrial_Industrial - ID_Existing_Space Heating_Natural Gas_Gas Boiler - Hot Water Reset_A_Achievable Economic UCT Potential | F12 | Industrial | Industrial - ID | Existing | Space Heating | Natural Gas | Gas Boiler - Hot Water Reset | A | Cumulative Winter Peak Savings (MW) | Achievable Economic UCT Potential | 0 | 0 | 0 | 0 | 0 | 0 | 0 | 0 | 0 | 0 | 0 | 0 | 0 | 0 | 0 | 0 | 0 | 0 | 0 | 0 | 0 | 0 | 0 | 0 | 0 | 0 | 0
F13_Industrial_Industrial - ID_Existing_Space Heating_Natural Gas_Gas Boiler - Hot Water Reset_A_Achievable Economic UCT Potential | F13 | Industrial | Industrial - ID | Existing | Space Heating | Natural Gas | Gas Boiler - Hot Water Reset | A | Purchases (Incremental) | Achievable Economic UCT Potential | 0 | 0 | 0.034708 | 0.041881 | 0.050367 | 0.05746 | 0.06441 | 0.074005 | 0.079785 | 0.080101 | 0.074184 | 0.062668 | 0.047659 | 0.030998 | 0.017688 | 0.0083698 | 0.00348 | 0.0012436 | 0.00038176 | 8.1772e-05 | 1.3209e-05 | 1.5582e-06 | 0 | 0 | 0 | 0 | 0
F14_Industrial_Industrial - ID_Existing_Space Heating_Natural Gas_Gas Boiler - Hot Water Reset_A_Achievable Economic UCT Potential | F14 | Industrial | Industrial - ID | Existing | Space Heating | Natural Gas | Gas Boiler - Hot Water Reset | A | Purchases (Cumulative) | Achievable Economic UCT Potential | 0 | 0 | 0.034708 | 0.07659 | 0.12696 | 0.18442 | 0.24883 | 0.32283 | 0.40262 | 0.48272 | 0.5569 | 0.61957 | 0.66723 | 0.69823 | 0.71592 | 0.72429 | 0.72777 | 0.72901 | 0.72939 | 0.72947 | 0.72949 | 0.72949 | 0.72949 | 0.72949 | 0.72949 | 0.72949 | 0.72949
F1_Industrial_Industrial - ID_Existing_Space Heating_Natural Gas_Gas Boiler - Insulate Hot Water Lines_A_Achievable Economic UCT Potential | F1 | Industrial | Industrial - ID | Existing | Space Heating | Natural Gas | Gas Boiler - Insulate Hot Water Lines | A | Original Unit Energy Savings (kWh or therms) | Achievable Economic UCT Potential | 0 | 0 | 5.2341 | 5.221 | 5.2082 | 5.1957 | 5.1835 | 5.1716 | 5.1601 | 5.149 | 5.1383 | 5.128 | 5.1181 | 5.1087 | 5.0998 | 5.0913 | 5.0834 | 5.0759 | 5.069 | 5.0626 | 5.0567 | 5.0513 | 5.0465 | 5.0421 | 5.038 | 5.0344 | 5.0311
F2_Industrial_Industrial - ID_Existing_Space Heating_Natural Gas_Gas Boiler - Insulate Hot Water Lines_A_Achievable Economic UCT Potential | F2 | Industrial | Industrial - ID | Existing | Space Heating | Natural Gas | Gas Boiler - Insulate Hot Water Lines | A | Original Unit Summer Peak Savings (kW) | Achievable Economic UCT Potential | 0 | 0 | 0 | 0 | 0 | 0 | 0 | 0 | 0 | 0 | 0 | 0 | 0 | 0 | 0 | 0 | 0 | 0 | 0 | 0 | 0 | 0 | 0 | 0 | 0 | 0 | 0
F3_Industrial_Industrial - ID_Existing_Space Heating_Natural Gas_Gas Boiler - Insulate Hot Water Lines_A_Achievable Economic UCT Potential | F3 | Industrial | Industrial - ID | Existing | Space Heating | Natural Gas | Gas Boiler - Insulate Hot Water Lines | A | Original Unit Winter Peak Savings (kW) | Achievable Economic UCT Potential | 0 | 0 | 0 | 0 | 0 | 0 | 0 | 0 | 0 | 0 | 0 | 0 | 0 | 0 | 0 | 0 | 0 | 0 | 0 | 0 | 0 | 0 | 0 | 0 | 0 | 0 | 0
F4_Industrial_Industrial - ID_Existing_Space Heating_Natural Gas_Gas Boiler - Insulate Hot Water Lines_A_Achievable Economic UCT Potential | F4 | Industrial | Industrial - ID | Existing | Space Heating | Natural Gas | Gas Boiler - Insulate Hot Water Lines | A | Standalone Impact on Baseline Energy (%) | Achievable Economic UCT Potential | 0 | 0 | 0.00020845 | 0.0004203 | 0.00063572 | 0.00085488 | 0.0010779 | 0.0013051 | 0.0015364 | 0.0017721 | 0.0020124 | 0.0022572 | 0.0025069 | 0.0025528 | 0.0025998 | 0.0026479 | 0.002697 | 0.0027473 | 0.0027987 | 0.0028509 | 0.0029039 | 0.0029577 | 0.0030123 | 0.0030677 | 0.0031239 | 0.003181 | 0.003239
F5_Industrial_Industrial - ID_Existing_Space Heating_Natural Gas_Gas Boiler - Insulate Hot Water Lines_A_Achievable Economic UCT Potential | F5 | Industrial | Industrial - ID | Existing | Space Heating | Natural Gas | Gas Boiler - Insulate Hot Water Lines | A | Standalone Impact on Baseline Summer Peak (%) | Achievable Economic UCT Potential | 0 | 0 | 0 | 0 | 0 | 0 | 0 | 0 | 0 | 0 | 0 | 0 | 0 | 0 | 0 | 0 | 0 | 0 | 0 | 0 | 0 | 0 | 0 | 0 | 0 | 0 | 0
F6_Industrial_Industrial - ID_Existing_Space Heating_Natural Gas_Gas Boiler - Insulate Hot Water Lines_A_Achievable Economic UCT Potential | F6 | Industrial | Industrial - ID | Existing | Space Heating | Natural Gas | Gas Boiler - Insulate Hot Water Lines | A | Standalone Impact on Baseline Winter Peak (%) | Achievable Economic UCT Potential | 0 | 0 | 0 | 0 | 0 | 0 | 0 | 0 | 0 | 0 | 0 | 0 | 0 | 0 | 0 | 0 | 0 | 0 | 0 | 0 | 0 | 0 | 0 | 0 | 0 | 0 | 0
F7_Industrial_Industrial - ID_Existing_Space Heating_Natural Gas_Gas Boiler - Insulate Hot Water Lines_A_Achievable Economic UCT Potential | F7 | Industrial | Industrial - ID | Existing | Space Heating | Natural Gas | Gas Boiler - Insulate Hot Water Lines | A | Incremental Energy Savings (MWh or mTherms) | Achievable Economic UCT Potential | 0 | 0 | 0.03006 | 0.029468 | 0.028889 | 0.028322 | 0.027769 | 0.027227 | 0.026698 | 0.026182 | 0.025677 | 0.025183 | 0.024702 | 0 | 0 | 0 | 0 | 0 | 0 | 0 | 0 | 0 | 0 | 0 | 0 | 0 | 0
F8_Industrial_Industrial - ID_Existing_Space Heating_Natural Gas_Gas Boiler - Insulate Hot Water Lines_A_Achievable Economic UCT Potential | F8 | Industrial | Industrial - ID | Existing | Space Heating | Natural Gas | Gas Boiler - Insulate Hot Water Lines | A | Incremental Summer Peak Savings (MW) | Achievable Economic UCT Potential | 0 | 0 | 0 | 0 | 0 | 0 | 0 | 0 | 0 | 0 | 0 | 0 | 0 | 0 | 0 | 0 | 0 | 0 | 0 | 0 | 0 | 0 | 0 | 0 | 0 | 0 | 0
F9_Industrial_Industrial - ID_Existing_Space Heating_Natural Gas_Gas Boiler - Insulate Hot Water Lines_A_Achievable Economic UCT Potential | F9 | Industrial | Industrial - ID | Existing | Space Heating | Natural Gas | Gas Boiler - Insulate Hot Water Lines | A | Incremental Winter Peak Savings (MW) | Achievable Economic UCT Potential | 0 | 0 | 0 | 0 | 0 | 0 | 0 | 0 | 0 | 0 | 0 | 0 | 0 | 0 | 0 | 0 | 0 | 0 | 0 | 0 | 0 | 0 | 0 | 0 | 0 | 0 | 0
F10_Industrial_Industrial - ID_Existing_Space Heating_Natural Gas_Gas Boiler - Insulate Hot Water Lines_A_Achievable Economic UCT Potential | F10 | Industrial | Industrial - ID | Existing | Space Heating | Natural Gas | Gas Boiler - Insulate Hot Water Lines | A | Cumulative Energy Savings (MWh or mTherms) | Achievable Economic UCT Potential | 0 | 0 | 0.03006 | 0.059453 | 0.088196 | 0.11631 | 0.1438 | 0.1707 | 0.19702 | 0.22277 | 0.24799 | 0.27267 | 0.29685 | 0.29631 | 0.29579 | 0.2953 | 0.29484 | 0.29441 | 0.294 | 0.29363 | 0.29329 | 0.29298 | 0.2927 | 0.29244 | 0.29221 | 0.292 | 0.2918
F11_Industrial_Industrial - ID_Existing_Space Heating_Natural Gas_Gas Boiler - Insulate Hot Water Lines_A_Achievable Economic UCT Potential | F11 | Industrial | Industrial - ID | Existing | Space Heating | Natural Gas | Gas Boiler - Insulate Hot Water Lines | A | Cumulative Summer Peak Savings (MW) | Achievable Economic UCT Potential | 0 | 0 | 0 | 0 | 0 | 0 | 0 | 0 | 0 | 0 | 0 | 0 | 0 | 0 | 0 | 0 | 0 | 0 | 0 | 0 | 0 | 0 | 0 | 0 | 0 | 0 | 0
F12_Industrial_Industrial - ID_Existing_Space Heating_Natural Gas_Gas Boiler - Insulate Hot Water Lines_A_Achievable Economic UCT Potential | F12 | Industrial | Industrial - ID | Existing | Space Heating | Natural Gas | Gas Boiler - Insulate Hot Water Lines | A | Cumulative Winter Peak Savings (MW) | Achievable Economic UCT Potential | 0 | 0 | 0 | 0 | 0 | 0 | 0 | 0 | 0 | 0 | 0 | 0 | 0 | 0 | 0 | 0 | 0 | 0 | 0 | 0 | 0 | 0 | 0 | 0 | 0 | 0 | 0
F13_Industrial_Industrial - ID_Existing_Space Heating_Natural Gas_Gas Boiler - Insulate Hot Water Lines_A_Achievable Economic UCT Potential | F13 | Industrial | Industrial - ID | Existing | Space Heating | Natural Gas | Gas Boiler - Insulate Hot Water Lines | A | Purchases (Incremental) | Achievable Economic UCT Potential | 0 | 0 | 5.7431 | 5.6441 | 5.5468 | 5.4511 | 5.3572 | 5.2648 | 5.174 | 5.0848 | 4.9971 | 4.911 | 4.8263 | 0 | 0 | 0 | 0 | 0 | 0 | 0 | 0 | 0 | 0 | 0 | 0 | 0 | 0
F14_Industrial_Industrial - ID_Existing_Space Heating_Natural Gas_Gas Boiler - Insulate Hot Water Lines_A_Achievable Economic UCT Potential | F14 | Industrial | Industrial - ID | Existing | Space Heating | Natural Gas | Gas Boiler - Insulate Hot Water Lines | A | Purchases (Cumulative) | Achievable Economic UCT Potential | 0 | 0 | 5.7431 | 11.3872 | 16.934 | 22.3851 | 27.7423 | 33.0071 | 38.1811 | 43.2659 | 48.263 | 53.174 | 58.0003 | 58.0003 | 58.0003 | 58.0003 | 58.0003 | 58.0003 | 58.0003 | 58.0003 | 58.0003 | 58.0003 | 58.0003 | 58.0003 | 58.0003 | 58.0003 | 58.0003
F1_Industrial_Industrial - ID_Existing_Space Heating_Natural Gas_Gas Boiler - Insulate Steam Lines/Condensate Tank_A_Achievable Economic UCT Potential | F1 | Industrial | Industrial - ID | Existing | Space Heating | Natural Gas | Gas Boiler - Insulate Steam Lines/Condensate Tank | A | Original Unit Energy Savings (kWh or therms) | Achievable Economic UCT Potential | 0 | 0 | 7.8185 | 7.799 | 7.7799 | 7.7612 | 7.7429 | 7.7252 | 7.708 | 7.6914 | 7.6753 | 7.66 | 7.6453 | 7.6312 | 7.6179 | 7.6053 | 7.5934 | 7.5823 | 7.5719 | 7.5623 | 7.5535 | 7.5455 | 7.5383 | 7.5317 | 7.5256 | 7.5202 | 7.5152
F2_Industrial_Industrial - ID_Existing_Space Heating_Natural Gas_Gas Boiler - Insulate Steam Lines/Condensate Tank_A_Achievable Economic UCT Potential | F2 | Industrial | Industrial - ID | Existing | Space Heating | Natural Gas | Gas Boiler - Insulate Steam Lines/Condensate Tank | A | Original Unit Summer Peak Savings (kW) | Achievable Economic UCT Potential | 0 | 0 | 0 | 0 | 0 | 0 | 0 | 0 | 0 | 0 | 0 | 0 | 0 | 0 | 0 | 0 | 0 | 0 | 0 | 0 | 0 | 0 | 0 | 0 | 0 | 0 | 0
F3_Industrial_Industrial - ID_Existing_Space Heating_Natural Gas_Gas Boiler - Insulate Steam Lines/Condensate Tank_A_Achievable Economic UCT Potential | F3 | Industrial | Industrial - ID | Existing | Space Heating | Natural Gas | Gas Boiler - Insulate Steam Lines/Condensate Tank | A | Original Unit Winter Peak Savings (kW) | Achievable Economic UCT Potential | 0 | 0 | 0 | 0 | 0 | 0 | 0 | 0 | 0 | 0 | 0 | 0 | 0 | 0 | 0 | 0 | 0 | 0 | 0 | 0 | 0 | 0 | 0 | 0 | 0 | 0 | 0
F4_Industrial_Industrial - ID_Existing_Space Heating_Natural Gas_Gas Boiler - Insulate Steam Lines/Condensate Tank_A_Achievable Economic UCT Potential | F4 | Industrial | Industrial - ID | Existing | Space Heating | Natural Gas | Gas Boiler - Insulate Steam Lines/Condensate Tank | A | Standalone Impact on Baseline Energy (%) | Achievable Economic UCT Potential | 0 | 0 | 0.00031138 | 0.00062783 | 0.00094962 | 0.001277 | 0.0016102 | 0.0019495 | 0.002295 | 0.0026471 | 0.003006 | 0.0033718 | 0.0037448 | 0.0041252 | 0.0045132 | 0.004909 | 0.0053129 | 0.0054119 | 0.0055132 | 0.005616 | 0.0057204 | 0.0058263 | 0.0059339 | 0.006043 | 0.0061538 | 0.0062663 | 0.0063805
F5_Industrial_Industrial - ID_Existing_Space Heating_Natural Gas_Gas Boiler - Insulate Steam Lines/Condensate Tank_A_Achievable Economic UCT Potential | F5 | Industrial | Industrial - ID | Existing | Space Heating | Natural Gas | Gas Boiler - Insulate Steam Lines/Condensate Tank | A | Standalone Impact on Baseline Summer Peak (%) | Achievable Economic UCT Potential | 0 | 0 | 0 | 0 | 0 | 0 | 0 | 0 | 0 | 0 | 0 | 0 | 0 | 0 | 0 | 0 | 0 | 0 | 0 | 0 | 0 | 0 | 0 | 0 | 0 | 0 | 0
F6_Industrial_Industrial - ID_Existing_Space Heating_Natural Gas_Gas Boiler - Insulate Steam Lines/Condensate Tank_A_Achievable Economic UCT Potential | F6 | Industrial | Industrial - ID | Existing | Space Heating | Natural Gas | Gas Boiler - Insulate Steam Lines/Condensate Tank | A | Standalone Impact on Baseline Winter Peak (%) | Achievable Economic UCT Potential | 0 | 0 | 0 | 0 | 0 | 0 | 0 | 0 | 0 | 0 | 0 | 0 | 0 | 0 | 0 | 0 | 0 | 0 | 0 | 0 | 0 | 0 | 0 | 0 | 0 | 0 | 0
F7_Industrial_Industrial - ID_Existing_Space Heating_Natural Gas_Gas Boiler - Insulate Steam Lines/Condensate Tank_A_Achievable Economic UCT Potential | F7 | Industrial | Industrial - ID | Existing | Space Heating | Natural Gas | Gas Boiler - Insulate Steam Lines/Condensate Tank | A | Incremental Energy Savings (MWh or mTherms) | Achievable Economic UCT Potential | 0 | 0 | 0.044903 | 0.044018 | 0.043153 | 0.042307 | 0.04148 | 0.040671 | 0.039881 | 0.039109 | 0.038355 | 0.037618 | 0.036898 | 0.036196 | 0.035509 | 0.034839 | 0.034185 | 0 | 0 | 0 | 0 | 0 | 0 | 0 | 0 | 0 | 0
F8_Industrial_Industrial - ID_Existing_Space Heating_Natural Gas_Gas Boiler - Insulate Steam Lines/Condensate Tank_A_Achievable Economic UCT Potential | F8 | Industrial | Industrial - ID | Existing | Space Heating | Natural Gas | Gas Boiler - Insulate Steam Lines/Condensate Tank | A | Incremental Summer Peak Savings (MW) | Achievable Economic UCT Potential | 0 | 0 | 0 | 0 | 0 | 0 | 0 | 0 | 0 | 0 | 0 | 0 | 0 | 0 | 0 | 0 | 0 | 0 | 0 | 0 | 0 | 0 | 0 | 0 | 0 | 0 | 0
F9_Industrial_Industrial - ID_Existing_Space Heating_Natural Gas_Gas Boiler - Insulate Steam Lines/Condensate Tank_A_Achievable Economic UCT Potential | F9 | Industrial | Industrial - ID | Existing | Space Heating | Natural Gas | Gas Boiler - Insulate Steam Lines/Condensate Tank | A | Incremental Winter Peak Savings (MW) | Achievable Economic UCT Potential | 0 | 0 | 0 | 0 | 0 | 0 | 0 | 0 | 0 | 0 | 0 | 0 | 0 | 0 | 0 | 0 | 0 | 0 | 0 | 0 | 0 | 0 | 0 | 0 | 0 | 0 | 0
F10_Industrial_Industrial - ID_Existing_Space Heating_Natural Gas_Gas Boiler - Insulate Steam Lines/Condensate Tank_A_Achievable Economic UCT Potential | F10 | Industrial | Industrial - ID | Existing | Space Heating | Natural Gas | Gas Boiler - Insulate Steam Lines/Condensate Tank | A | Cumulative Energy Savings (MWh or mTherms) | Achievable Economic UCT Potential | 0 | 0 | 0.044903 | 0.088809 | 0.13174 | 0.17373 | 0.21481 | 0.25498 | 0.2943 | 0.33277 | 0.37044 | 0.40731 | 0.44343 | 0.47881 | 0.51348 | 0.54747 | 0.5808 | 0.57995 | 0.57916 | 0.57842 | 0.57775 | 0.57714 | 0.57658 | 0.57608 | 0.57562 | 0.5752 | 0.57482
F11_Industrial_Industrial - ID_Existing_Space Heating_Natural Gas_Gas Boiler - Insulate Steam Lines/Condensate Tank_A_Achievable Economic UCT Potential | F11 | Industrial | Industrial - ID | Existing | Space Heating | Natural Gas | Gas Boiler - Insulate Steam Lines/Condensate Tank | A | Cumulative Summer Peak Savings (MW) | Achievable Economic UCT Potential | 0 | 0 | 0 | 0 | 0 | 0 | 0 | 0 | 0 | 0 | 0 | 0 | 0 | 0 | 0 | 0 | 0 | 0 | 0 | 0 | 0 | 0 | 0 | 0 | 0 | 0 | 0
F12_Industrial_Industrial - ID_Existing_Space Heating_Natural Gas_Gas Boiler - Insulate Steam Lines/Condensate Tank_A_Achievable Economic UCT Potential | F12 | Industrial | Industrial - ID | Existing | Space Heating | Natural Gas | Gas Boiler - Insulate Steam Lines/Condensate Tank | A | Cumulative Winter Peak Savings (MW) | Achievable Economic UCT Potential | 0 | 0 | 0 | 0 | 0 | 0 | 0 | 0 | 0 | 0 | 0 | 0 | 0 | 0 | 0 | 0 | 0 | 0 | 0 | 0 | 0 | 0 | 0 | 0 | 0 | 0 | 0
F13_Industrial_Industrial - ID_Existing_Space Heating_Natural Gas_Gas Boiler - Insulate Steam Lines/Condensate Tank_A_Achievable Economic UCT Potential | F13 | Industrial | Industrial - ID | Existing | Space Heating | Natural Gas | Gas Boiler - Insulate Steam Lines/Condensate Tank | A | Purchases (Incremental) | Achievable Economic UCT Potential | 0 | 0 | 5.7431 | 5.6441 | 5.5468 | 5.4511 | 5.3572 | 5.2648 | 5.174 | 5.0848 | 4.9971 | 4.911 | 4.8263 | 4.7431 | 4.6613 | 4.581 | 4.502 | 0 | 0 | 0 | 0 | 0 | 0 | 0 | 0 | 0 | 0
F14_Industrial_Industrial - ID_Existing_Space Heating_Natural Gas_Gas Boiler - Insulate Steam Lines/Condensate Tank_A_Achievable Economic UCT Potential | F14 | Industrial | Industrial - ID | Existing | Space Heating | Natural Gas | Gas Boiler - Insulate Steam Lines/Condensate Tank | A | Purchases (Cumulative) | Achievable Economic UCT Potential | 0 | 0 | 5.7431 | 11.3872 | 16.934 | 22.3851 | 27.7423 | 33.0071 | 38.1811 | 43.2659 | 48.263 | 53.174 | 58.0003 | 62.7434 | 67.4047 | 71.9857 | 76.4877 | 76.4877 | 76.4877 | 76.4877 | 76.4877 | 76.4877 | 76.4877 | 76.4877 | 76.4877 | 76.4877 | 76.4877
F1_Industrial_Industrial - ID_Existing_Space Heating_Natural Gas_Gas Boiler - Stack Economizer_A_Achievable Economic UCT Potential | F1 | Industrial | Industrial - ID | Existing | Space Heating | Natural Gas | Gas Boiler - Stack Economizer | A | Original Unit Energy Savings (kWh or therms) | Achievable Economic UCT Potential | 0 | 0 | 1.1247 | 1.1219 | 1.1191 | 1.1164 | 1.1138 | 1.1113 | 1.1088 | 1.1064 | 1.1041 | 1.1019 | 1.0998 | 1.0977 | 1.0958 | 1.094 | 1.0923 | 1.0907 | 1.0892 | 1.0878 | 1.0866 | 1.0854 | 1.0844 | 1.0834 | 1.0826 | 1.0818 | 1.0811
F2_Industrial_Industrial - ID_Existing_Space Heating_Natural Gas_Gas Boiler - Stack Economizer_A_Achievable Economic UCT Potential | F2 | Industrial | Industrial - ID | Existing | Space Heating | Natural Gas | Gas Boiler - Stack Economizer | A | Original Unit Summer Peak Savings (kW) | Achievable Economic UCT Potential | 0 | 0 | 0 | 0 | 0 | 0 | 0 | 0 | 0 | 0 | 0 | 0 | 0 | 0 | 0 | 0 | 0 | 0 | 0 | 0 | 0 | 0 | 0 | 0 | 0 | 0 | 0
F3_Industrial_Industrial - ID_Existing_Space Heating_Natural Gas_Gas Boiler - Stack Economizer_A_Achievable Economic UCT Potential | F3 | Industrial | Industrial - ID | Existing | Space Heating | Natural Gas | Gas Boiler - Stack Economizer | A | Original Unit Winter Peak Savings (kW) | Achievable Economic UCT Potential | 0 | 0 | 0 | 0 | 0 | 0 | 0 | 0 | 0 | 0 | 0 | 0 | 0 | 0 | 0 | 0 | 0 | 0 | 0 | 0 | 0 | 0 | 0 | 0 | 0 | 0 | 0
F4_Industrial_Industrial - ID_Existing_Space Heating_Natural Gas_Gas Boiler - Stack Economizer_A_Achievable Economic UCT Potential | F4 | Industrial | Industrial - ID | Existing | Space Heating | Natural Gas | Gas Boiler - Stack Economizer | A | Standalone Impact on Baseline Energy (%) | Achievable Economic UCT Potential | 0 | 0 | 0.00055083 | 0.0011106 | 0.0016799 | 0.002259 | 0.0028485 | 0.0033936 | 0.0038499 | 0.0042357 | 0.0045656 | 0.0048513 | 0.0051021 | 0.0053257 | 0.0055279 | 0.0057135 | 0.0058864 | 0.0059962 | 0.0061084 | 0.0062223 | 0.006338 | 0.0064553 | 0.0065744 | 0.0066954 | 0.0068181 | 0.0069428 | 0.0070693
F5_Industrial_Industrial - ID_Existing_Space Heating_Natural Gas_Gas Boiler - Stack Economizer_A_Achievable Economic UCT Potential | F5 | Industrial | Industrial - ID | Existing | Space Heating | Natural Gas | Gas Boiler - Stack Economizer | A | Standalone Impact on Baseline Summer Peak (%) | Achievable Economic UCT Potential | 0 | 0 | 0 | 0 | 0 | 0 | 0 | 0 | 0 | 0 | 0 | 0 | 0 | 0 | 0 | 0 | 0 | 0 | 0 | 0 | 0 | 0 | 0 | 0 | 0 | 0 | 0
F6_Industrial_Industrial - ID_Existing_Space Heating_Natural Gas_Gas Boiler - Stack Economizer_A_Achievable Economic UCT Potential | F6 | Industrial | Industrial - ID | Existing | Space Heating | Natural Gas | Gas Boiler - Stack Economizer | A | Standalone Impact on Baseline Winter Peak (%) | Achievable Economic UCT Potential | 0 | 0 | 0 | 0 | 0 | 0 | 0 | 0 | 0 | 0 | 0 | 0 | 0 | 0 | 0 | 0 | 0 | 0 | 0 | 0 | 0 | 0 | 0 | 0 | 0 | 0 | 0
F7_Industrial_Industrial - ID_Existing_Space Heating_Natural Gas_Gas Boiler - Stack Economizer_A_Achievable Economic UCT Potential | F7 | Industrial | Industrial - ID | Existing | Space Heating | Natural Gas | Gas Boiler - Stack Economizer | A | Incremental Energy Savings (MWh or mTherms) | Achievable Economic UCT Potential | 0 | 0 | 0.079433 | 0.077869 | 0.076338 | 0.074841 | 0.073378 | 0.064753 | 0.050796 | 0.03985 | 0.031265 | 0.024532 | 0.01925 | 0.015107 | 0.011856 | 0.009306 | 0.007305 | 0 | 0 | 0 | 0 | 0 | 0 | 0 | 0 | 0 | 0
F8_Industrial_Industrial - ID_Existing_Space Heating_Natural Gas_Gas Boiler - Stack Economizer_A_Achievable Economic UCT Potential | F8 | Industrial | Industrial - ID | Existing | Space Heating | Natural Gas | Gas Boiler - Stack Economizer | A | Incremental Summer Peak Savings (MW) | Achievable Economic UCT Potential | 0 | 0 | 0 | 0 | 0 | 0 | 0 | 0 | 0 | 0 | 0 | 0 | 0 | 0 | 0 | 0 | 0 | 0 | 0 | 0 | 0 | 0 | 0 | 0 | 0 | 0 | 0
F9_Industrial_Industrial - ID_Existing_Space Heating_Natural Gas_Gas Boiler - Stack Economizer_A_Achievable Economic UCT Potential | F9 | Industrial | Industrial - ID | Existing | Space Heating | Natural Gas | Gas Boiler - Stack Economizer | A | Incremental Winter Peak Savings (MW) | Achievable Economic UCT Potential | 0 | 0 | 0 | 0 | 0 | 0 | 0 | 0 | 0 | 0 | 0 | 0 | 0 | 0 | 0 | 0 | 0 | 0 | 0 | 0 | 0 | 0 | 0 | 0 | 0 | 0 | 0
F10_Industrial_Industrial - ID_Existing_Space Heating_Natural Gas_Gas Boiler - Stack Economizer_A_Achievable Economic UCT Potential | F10 | Industrial | Industrial - ID | Existing | Space Heating | Natural Gas | Gas Boiler - Stack Economizer | A | Cumulative Energy Savings (MWh or mTherms) | Achievable Economic UCT Potential | 0 | 0 | 0.079433 | 0.1571 | 0.23306 | 0.30734 | 0.37999 | 0.44387 | 0.49368 | 0.53247 | 0.56263 | 0.58603 | 0.60415 | 0.61815 | 0.62893 | 0.63719 | 0.6435 | 0.64256 | 0.64168 | 0.64087 | 0.64012 | 0.63945 | 0.63883 | 0.63827 | 0.63776 | 0.6373 | 0.63688
F11_Industrial_Industrial - ID_Existing_Space Heating_Natural Gas_Gas Boiler - Stack Economizer_A_Achievable Economic UCT Potential | F11 | Industrial | Industrial - ID | Existing | Space Heating | Natural Gas | Gas Boiler - Stack Economizer | A | Cumulative Summer Peak Savings (MW) | Achievable Economic UCT Potential | 0 | 0 | 0 | 0 | 0 | 0 | 0 | 0 | 0 | 0 | 0 | 0 | 0 | 0 | 0 | 0 | 0 | 0 | 0 | 0 | 0 | 0 | 0 | 0 | 0 | 0 | 0
F12_Industrial_Industrial - ID_Existing_Space Heating_Natural Gas_Gas Boiler - Stack Economizer_A_Achievable Economic UCT Potential | F12 | Industrial | Industrial - ID | Existing | Space Heating | Natural Gas | Gas Boiler - Stack Economizer | A | Cumulative Winter Peak Savings (MW) | Achievable Economic UCT Potential | 0 | 0 | 0 | 0 | 0 | 0 | 0 | 0 | 0 | 0 | 0 | 0 | 0 | 0 | 0 | 0 | 0 | 0 | 0 | 0 | 0 | 0 | 0 | 0 | 0 | 0 | 0
F13_Industrial_Industrial - ID_Existing_Space Heating_Natural Gas_Gas Boiler - Stack Economizer_A_Achievable Economic UCT Potential | F13 | Industrial | Industrial - ID | Existing | Space Heating | Natural Gas | Gas Boiler - Stack Economizer | A | Purchases (Incremental) | Achievable Economic UCT Potential | 0 | 0 | 70.627 | 69.4093 | 68.2126 | 67.0365 | 65.8807 | 58.2703 | 45.8125 | 36.0181 | 28.3177 | 22.2636 | 17.5038 | 13.7616 | 10.8195 | 8.5063 | 6.6877 | 0 | 0 | 0 | 0 | 0 | 0 | 0 | 0 | 0 | 0
F14_Industrial_Industrial - ID_Existing_Space Heating_Natural Gas_Gas Boiler - Stack Economizer_A_Achievable Economic UCT Potential | F14 | Industrial | Industrial - ID | Existing | Space Heating | Natural Gas | Gas Boiler - Stack Economizer | A | Purchases (Cumulative) | Achievable Economic UCT Potential | 0 | 0 | 70.627 | 140.0363 | 208.2489 | 275.2854 | 341.1661 | 399.4364 | 445.2489 | 481.2671 | 509.5848 | 531.8484 | 549.3522 | 563.1137 | 573.9332 | 582.4395 | 589.1273 | 589.1273 | 589.1273 | 589.1273 | 589.1273 | 589.1273 | 589.1273 | 589.1273 | 589.1273 | 589.1273 | 589.1273
F1_Industrial_Industrial - ID_Existing_Space Heating_Natural Gas_Gas Boiler - Steam Trap Replacement_A_Achievable Economic UCT Potential | F1 | Industrial | Industrial - ID | Existing | Space Heating | Natural Gas | Gas Boiler - Steam Trap Replacement | A | Original Unit Energy Savings (kWh or therms) | Achievable Economic UCT Potential | 0 | 0 | 47339.4589 | 47221.25 | 47105.3351 | 46992.0028 | 46881.5156 | 46774.1119 | 46670.0086 | 46569.403 | 46472.4742 | 46379.3852 | 46290.284 | 46205.3055 | 46124.5718 | 46048.1945 | 45976.2745 | 45908.904 | 45846.1665 | 45788.138 | 45734.8876 | 45686.4782 | 45642.4696 | 45602.4618 | 45566.0911 | 45533.0268 | 45502.9684
F2_Industrial_Industrial - ID_Existing_Space Heating_Natural Gas_Gas Boiler - Steam Trap Replacement_A_Achievable Economic UCT Potential | F2 | Industrial | Industrial - ID | Existing | Space Heating | Natural Gas | Gas Boiler - Steam Trap Replacement | A | Original Unit Summer Peak Savings (kW) | Achievable Economic UCT Potential | 0 | 0 | 0 | 0 | 0 | 0 | 0 | 0 | 0 | 0 | 0 | 0 | 0 | 0 | 0 | 0 | 0 | 0 | 0 | 0 | 0 | 0 | 0 | 0 | 0 | 0 | 0
F3_Industrial_Industrial - ID_Existing_Space Heating_Natural Gas_Gas Boiler - Steam Trap Replacement_A_Achievable Economic UCT Potential | F3 | Industrial | Industrial - ID | Existing | Space Heating | Natural Gas | Gas Boiler - Steam Trap Replacement | A | Original Unit Winter Peak Savings (kW) | Achievable Economic UCT Potential | 0 | 0 | 0 | 0 | 0 | 0 | 0 | 0 | 0 | 0 | 0 | 0 | 0 | 0 | 0 | 0 | 0 | 0 | 0 | 0 | 0 | 0 | 0 | 0 | 0 | 0 | 0
F4_Industrial_Industrial - ID_Existing_Space Heating_Natural Gas_Gas Boiler - Steam Trap Replacement_A_Achievable Economic UCT Potential | F4 | Industrial | Industrial - ID | Existing | Space Heating | Natural Gas | Gas Boiler - Steam Trap Replacement | A | Standalone Impact on Baseline Energy (%) | Achievable Economic UCT Potential | 0 | 0 | 1.8553e-05 | 3.7409e-05 | 5.6582e-05 | 7.6088e-05 | 9.5942e-05 | 0.00011616 | 0.00011822 | 0.00012033 | 0.00012249 | 0.00012471 | 0.00012698 | 0.0001293 | 0.00013168 | 0.00013412 | 0.00013661 | 0.00013915 | 0.00014176 | 0.0001444 | 0.00014709 | 0.00014981 | 0.00015257 | 0.00015538 | 0.00015823 | 0.00016112 | 0.00016406
F5_Industrial_Industrial - ID_Existing_Space Heating_Natural Gas_Gas Boiler - Steam Trap Replacement_A_Achievable Economic UCT Potential | F5 | Industrial | Industrial - ID | Existing | Space Heating | Natural Gas | Gas Boiler - Steam Trap Replacement | A | Standalone Impact on Baseline Summer Peak (%) | Achievable Economic UCT Potential | 0 | 0 | 0 | 0 | 0 | 0 | 0 | 0 | 0 | 0 | 0 | 0 | 0 | 0 | 0 | 0 | 0 | 0 | 0 | 0 | 0 | 0 | 0 | 0 | 0 | 0 | 0
F6_Industrial_Industrial - ID_Existing_Space Heating_Natural Gas_Gas Boiler - Steam Trap Replacement_A_Achievable Economic UCT Potential | F6 | Industrial | Industrial - ID | Existing | Space Heating | Natural Gas | Gas Boiler - Steam Trap Replacement | A | Standalone Impact on Baseline Winter Peak (%) | Achievable Economic UCT Potential | 0 | 0 | 0 | 0 | 0 | 0 | 0 | 0 | 0 | 0 | 0 | 0 | 0 | 0 | 0 | 0 | 0 | 0 | 0 | 0 | 0 | 0 | 0 | 0 | 0 | 0 | 0
F7_Industrial_Industrial - ID_Existing_Space Heating_Natural Gas_Gas Boiler - Steam Trap Replacement_A_Achievable Economic UCT Potential | F7 | Industrial | Industrial - ID | Existing | Space Heating | Natural Gas | Gas Boiler - Steam Trap Replacement | A | Incremental Energy Savings (MWh or mTherms) | Achievable Economic UCT Potential | 0 | 0 | 0.0026755 | 0.0026228 | 0.0025712 | 0.0025208 | 0.0024715 | 0.0024233 | 0 | 0 | 0 | 0 | 0 | 0 | 0 | 0 | 0 | 0 | 0 | 0 | 0 | 0 | 0 | 0 | 0 | 0 | 0
F8_Industrial_Industrial - ID_Existing_Space Heating_Natural Gas_Gas Boiler - Steam Trap Replacement_A_Achievable Economic UCT Potential | F8 | Industrial | Industrial - ID | Existing | Space Heating | Natural Gas | Gas Boiler - Steam Trap Replacement | A | Incremental Summer Peak Savings (MW) | Achievable Economic UCT Potential | 0 | 0 | 0 | 0 | 0 | 0 | 0 | 0 | 0 | 0 | 0 | 0 | 0 | 0 | 0 | 0 | 0 | 0 | 0 | 0 | 0 | 0 | 0 | 0 | 0 | 0 | 0
F9_Industrial_Industrial - ID_Existing_Space Heating_Natural Gas_Gas Boiler - Steam Trap Replacement_A_Achievable Economic UCT Potential | F9 | Industrial | Industrial - ID | Existing | Space Heating | Natural Gas | Gas Boiler - Steam Trap Replacement | A | Incremental Winter Peak Savings (MW) | Achievable Economic UCT Potential | 0 | 0 | 0 | 0 | 0 | 0 | 0 | 0 | 0 | 0 | 0 | 0 | 0 | 0 | 0 | 0 | 0 | 0 | 0 | 0 | 0 | 0 | 0 | 0 | 0 | 0 | 0
F10_Industrial_Industrial - ID_Existing_Space Heating_Natural Gas_Gas Boiler - Steam Trap Replacement_A_Achievable Economic UCT Potential | F10 | Industrial | Industrial - ID | Existing | Space Heating | Natural Gas | Gas Boiler - Steam Trap Replacement | A | Cumulative Energy Savings (MWh or mTherms) | Achievable Economic UCT Potential | 0 | 0 | 0.0026755 | 0.0052915 | 0.0078498 | 0.010352 | 0.012799 | 0.015193 | 0.015159 | 0.015126 | 0.015095 | 0.015065 | 0.015036 | 0.015008 | 0.014982 | 0.014957 | 0.014934 | 0.014912 | 0.014891 | 0.014873 | 0.014855 | 0.01484 | 0.014825 | 0.014812 | 0.014801 | 0.01479 | 0.01478
F11_Industrial_Industrial - ID_Existing_Space Heating_Natural Gas_Gas Boiler - Steam Trap Replacement_A_Achievable Economic UCT Potential | F11 | Industrial | Industrial - ID | Existing | Space Heating | Natural Gas | Gas Boiler - Steam Trap Replacement | A | Cumulative Summer Peak Savings (MW) | Achievable Economic UCT Potential | 0 | 0 | 0 | 0 | 0 | 0 | 0 | 0 | 0 | 0 | 0 | 0 | 0 | 0 | 0 | 0 | 0 | 0 | 0 | 0 | 0 | 0 | 0 | 0 | 0 | 0 | 0
F12_Industrial_Industrial - ID_Existing_Space Heating_Natural Gas_Gas Boiler - Steam Trap Replacement_A_Achievable Economic UCT Potential | F12 | Industrial | Industrial - ID | Existing | Space Heating | Natural Gas | Gas Boiler - Steam Trap Replacement | A | Cumulative Winter Peak Savings (MW) | Achievable Economic UCT Potential | 0 | 0 | 0 | 0 | 0 | 0 | 0 | 0 | 0 | 0 | 0 | 0 | 0 | 0 | 0 | 0 | 0 | 0 | 0 | 0 | 0 | 0 | 0 | 0 | 0 | 0 | 0
F13_Industrial_Industrial - ID_Existing_Space Heating_Natural Gas_Gas Boiler - Steam Trap Replacement_A_Achievable Economic UCT Potential | F13 | Industrial | Industrial - ID | Existing | Space Heating | Natural Gas | Gas Boiler - Steam Trap Replacement | A | Purchases (Incremental) | Achievable Economic UCT Potential | 0 | 0 | 5.6517e-05 | 5.5542e-05 | 5.4584e-05 | 5.3643e-05 | 5.2718e-05 | 5.181e-05 | 0 | 0 | 0 | 0 | 0 | 0 | 0 | 0 | 0 | 0 | 0 | 0 | 0 | 0 | 0 | 0 | 0 | 0 | 0
F14_Industrial_Industrial - ID_Existing_Space Heating_Natural Gas_Gas Boiler - Steam Trap Replacement_A_Achievable Economic UCT Potential | F14 | Industrial | Industrial - ID | Existing | Space Heating | Natural Gas | Gas Boiler - Steam Trap Replacement | A | Purchases (Cumulative) | Achievable Economic UCT Potential | 0 | 0 | 5.6517e-05 | 0.00011206 | 0.00016664 | 0.00022029 | 0.000273 | 0.00032481 | 0.00032481 | 0.00032481 | 0.00032481 | 0.00032481 | 0.00032481 | 0.00032481 | 0.00032481 | 0.00032481 | 0.00032481 | 0.00032481 | 0.00032481 | 0.00032481 | 0.00032481 | 0.00032481 | 0.00032481 | 0.00032481 | 0.00032481 | 0.00032481 | 0.00032481
F1_Industrial_Industrial - ID_Existing_Process_Natural Gas_Process Boiler - Hot Water Reset_A_Achievable Economic UCT Potential | F1 | Industrial | Industrial - ID | Existing | Process | Natural Gas | Process Boiler - Hot Water Reset | A | Original Unit Energy Savings (kWh or therms) | Achievable Economic UCT Potential | 0 | 0 | 8529.0556 | 8529.0556 | 8529.0556 | 8529.0556 | 8529.0556 | 8529.0556 | 8529.0556 | 8529.0556 | 8529.0556 | 8529.0556 | 8529.0556 | 8529.0556 | 8529.0556 | 8529.0556 | 8529.0556 | 8529.0556 | 8529.0556 | 8529.0556 | 8529.0556 | 8529.0556 | 8529.0556 | 8529.0556 | 8529.0556 | 8529.0556 | 8529.0556
F2_Industrial_Industrial - ID_Existing_Process_Natural Gas_Process Boiler - Hot Water Reset_A_Achievable Economic UCT Potential | F2 | Industrial | Industrial - ID | Existing | Process | Natural Gas | Process Boiler - Hot Water Reset | A | Original Unit Summer Peak Savings (kW) | Achievable Economic UCT Potential | 0 | 0 | 0 | 0 | 0 | 0 | 0 | 0 | 0 | 0 | 0 | 0 | 0 | 0 | 0 | 0 | 0 | 0 | 0 | 0 | 0 | 0 | 0 | 0 | 0 | 0 | 0
F3_Industrial_Industrial - ID_Existing_Process_Natural Gas_Process Boiler - Hot Water Reset_A_Achievable Economic UCT Potential | F3 | Industrial | Industrial - ID | Existing | Process | Natural Gas | Process Boiler - Hot Water Reset | A | Original Unit Winter Peak Savings (kW) | Achievable Economic UCT Potential | 0 | 0 | 0 | 0 | 0 | 0 | 0 | 0 | 0 | 0 | 0 | 0 | 0 | 0 | 0 | 0 | 0 | 0 | 0 | 0 | 0 | 0 | 0 | 0 | 0 | 0 | 0
F4_Industrial_Industrial - ID_Existing_Process_Natural Gas_Process Boiler - Hot Water Reset_A_Achievable Economic UCT Potential | F4 | Industrial | Industrial - ID | Existing | Process | Natural Gas | Process Boiler - Hot Water Reset | A | Standalone Impact on Baseline Energy (%) | Achievable Economic UCT Potential | 0 | 0 | 0.00028999 | 0.00065114 | 0.0010983 | 0.0016233 | 0.0022287 | 0.0029423 | 0.0037339 | 0.0045553 | 0.0053475 | 0.0060537 | 0.0066337 | 0.0070637 | 0.0073697 | 0.0075867 | 0.0077569 | 0.0079064 | 0.0080493 | 0.0081915 | 0.0083353 | 0.0084816 | 0.0086304 | 0.0087818 | 0.0089359 | 0.0090926 | 0.0092522
F5_Industrial_Industrial - ID_Existing_Process_Natural Gas_Process Boiler - Hot Water Reset_A_Achievable Economic UCT Potential | F5 | Industrial | Industrial - ID | Existing | Process | Natural Gas | Process Boiler - Hot Water Reset | A | Standalone Impact on Baseline Summer Peak (%) | Achievable Economic UCT Potential | 0 | 0 | 0 | 0 | 0 | 0 | 0 | 0 | 0 | 0 | 0 | 0 | 0 | 0 | 0 | 0 | 0 | 0 | 0 | 0 | 0 | 0 | 0 | 0 | 0 | 0 | 0
F6_Industrial_Industrial - ID_Existing_Process_Natural Gas_Process Boiler - Hot Water Reset_A_Achievable Economic UCT Potential | F6 | Industrial | Industrial - ID | Existing | Process | Natural Gas | Process Boiler - Hot Water Reset | A | Standalone Impact on Baseline Winter Peak (%) | Achievable Economic UCT Potential | 0 | 0 | 0 | 0 | 0 | 0 | 0 | 0 | 0 | 0 | 0 | 0 | 0 | 0 | 0 | 0 | 0 | 0 | 0 | 0 | 0 | 0 | 0 | 0 | 0 | 0 | 0
F7_Industrial_Industrial - ID_Existing_Process_Natural Gas_Process Boiler - Hot Water Reset_A_Achievable Economic UCT Potential | F7 | Industrial | Industrial - ID | Existing | Process | Natural Gas | Process Boiler - Hot Water Reset | A | Incremental Energy Savings (MWh or mTherms) | Achievable Economic UCT Potential | 0 | 0 | 0.57427 | 0.69296 | 0.83336 | 0.95072 | 1.0657 | 1.2245 | 1.3201 | 1.3253 | 1.2274 | 1.0369 | 0.78855 | 0.51288 | 0.29267 | 0.13848 | 0.057579 | 0.020577 | 0.0063165 | 0.001353 | 0.00021856 | 2.5782e-05 | 0 | 0 | 0 | 0 | 0
F8_Industrial_Industrial - ID_Existing_Process_Natural Gas_Process Boiler - Hot Water Reset_A_Achievable Economic UCT Potential | F8 | Industrial | Industrial - ID | Existing | Process | Natural Gas | Process Boiler - Hot Water Reset | A | Incremental Summer Peak Savings (MW) | Achievable Economic UCT Potential | 0 | 0 | 0 | 0 | 0 | 0 | 0 | 0 | 0 | 0 | 0 | 0 | 0 | 0 | 0 | 0 | 0 | 0 | 0 | 0 | 0 | 0 | 0 | 0 | 0 | 0 | 0
F9_Industrial_Industrial - ID_Existing_Process_Natural Gas_Process Boiler - Hot Water Reset_A_Achievable Economic UCT Potential | F9 | Industrial | Industrial - ID | Existing | Process | Natural Gas | Process Boiler - Hot Water Reset | A | Incremental Winter Peak Savings (MW) | Achievable Economic UCT Potential | 0 | 0 | 0 | 0 | 0 | 0 | 0 | 0 | 0 | 0 | 0 | 0 | 0 | 0 | 0 | 0 | 0 | 0 | 0 | 0 | 0 | 0 | 0 | 0 | 0 | 0 | 0
F10_Industrial_Industrial - ID_Existing_Process_Natural Gas_Process Boiler - Hot Water Reset_A_Achievable Economic UCT Potential | F10 | Industrial | Industrial - ID | Existing | Process | Natural Gas | Process Boiler - Hot Water Reset | A | Cumulative Energy Savings (MWh or mTherms) | Achievable Economic UCT Potential | 0 | 0 | 0.57427 | 1.2672 | 2.1006 | 3.0513 | 4.117 | 5.3415 | 6.6616 | 7.9869 | 9.2143 | 10.2512 | 11.0398 | 11.5526 | 11.8453 | 11.9838 | 12.0414 | 12.062 | 12.0683 | 12.0696 | 12.0698 | 12.0699 | 12.0699 | 12.0699 | 12.0699 | 12.0699 | 12.0699
F11_Industrial_Industrial - ID_Existing_Process_Natural Gas_Process Boiler - Hot Water Reset_A_Achievable Economic UCT Potential | F11 | Industrial | Industrial - ID | Existing | Process | Natural Gas | Process Boiler - Hot Water Reset | A | Cumulative Summer Peak Savings (MW) | Achievable Economic UCT Potential | 0 | 0 | 0 | 0 | 0 | 0 | 0 | 0 | 0 | 0 | 0 | 0 | 0 | 0 | 0 | 0 | 0 | 0 | 0 | 0 | 0 | 0 | 0 | 0 | 0 | 0 | 0
F12_Industrial_Industrial - ID_Existing_Process_Natural Gas_Process Boiler - Hot Water Reset_A_Achievable Economic UCT Potential | F12 | Industrial | Industrial - ID | Existing | Process | Natural Gas | Process Boiler - Hot Water Reset | A | Cumulative Winter Peak Savings (MW) | Achievable Economic UCT Potential | 0 | 0 | 0 | 0 | 0 | 0 | 0 | 0 | 0 | 0 | 0 | 0 | 0 | 0 | 0 | 0 | 0 | 0 | 0 | 0 | 0 | 0 | 0 | 0 | 0 | 0 | 0
F13_Industrial_Industrial - ID_Existing_Process_Natural Gas_Process Boiler - Hot Water Reset_A_Achievable Economic UCT Potential | F13 | Industrial | Industrial - ID | Existing | Process | Natural Gas | Process Boiler - Hot Water Reset | A | Purchases (Incremental) | Achievable Economic UCT Potential | 0 | 0 | 0.067331 | 0.081247 | 0.097708 | 0.11147 | 0.12495 | 0.14356 | 0.15478 | 0.15539 | 0.14391 | 0.12157 | 0.092455 | 0.060133 | 0.034314 | 0.016237 | 0.006751 | 0.0024126 | 0.00074059 | 0.00015863 | 2.5625e-05 | 3.0228e-06 | 0 | 0 | 0 | 0 | 0
F14_Industrial_Industrial - ID_Existing_Process_Natural Gas_Process Boiler - Hot Water Reset_A_Achievable Economic UCT Potential | F14 | Industrial | Industrial - ID | Existing | Process | Natural Gas | Process Boiler - Hot Water Reset | A | Purchases (Cumulative) | Achievable Economic UCT Potential | 0 | 0 | 0.067331 | 0.14858 | 0.24629 | 0.35775 | 0.4827 | 0.62627 | 0.78105 | 0.93643 | 1.0803 | 1.2019 | 1.2944 | 1.3545 | 1.3888 | 1.4051 | 1.4118 | 1.4142 | 1.415 | 1.4151 | 1.4151 | 1.4151 | 1.4151 | 1.4151 | 1.4151 | 1.4151 | 1.4151
F1_Industrial_Industrial - ID_Existing_Process_Natural Gas_Process Boiler - Burner Control Optimization_A_Achievable Economic UCT Potential | F1 | Industrial | Industrial - ID | Existing | Process | Natural Gas | Process Boiler - Burner Control Optimization | A | Original Unit Energy Savings (kWh or therms) | Achievable Economic UCT Potential | 0 | 0 | 2.3188 | 2.3188 | 2.3188 | 2.3188 | 2.3188 | 2.3188 | 2.3188 | 2.3188 | 2.3188 | 2.3188 | 2.3188 | 2.3188 | 2.3188 | 2.3188 | 2.3188 | 2.3188 | 2.3188 | 2.3188 | 2.3188 | 2.3188 | 2.3188 | 2.3188 | 2.3188 | 2.3188 | 2.3188
F2_Industrial_Industrial - ID_Existing_Process_Natural Gas_Process Boiler - Burner Control Optimization_A_Achievable Economic UCT Potential | F2 | Industrial | Industrial - ID | Existing | Process | Natural Gas | Process Boiler - Burner Control Optimization | A | Original Unit Summer Peak Savings (kW) | Achievable Economic UCT Potential | 0 | 0 | 0 | 0 | 0 | 0 | 0 | 0 | 0 | 0 | 0 | 0 | 0 | 0 | 0 | 0 | 0 | 0 | 0 | 0 | 0 | 0 | 0 | 0 | 0 | 0 | 0
F3_Industrial_Industrial - ID_Existing_Process_Natural Gas_Process Boiler - Burner Control Optimization_A_Achievable Economic UCT Potential | F3 | Industrial | Industrial - ID | Existing | Process | Natural Gas | Process Boiler - Burner Control Optimization | A | Original Unit Winter Peak Savings (kW) | Achievable Economic UCT Potential | 0 | 0 | 0 | 0 | 0 | 0 | 0 | 0 | 0 | 0 | 0 | 0 | 0 | 0 | 0 | 0 | 0 | 0 | 0 | 0 | 0 | 0 | 0 | 0 | 0 | 0 | 0
F4_Industrial_Industrial - ID_Existing_Process_Natural Gas_Process Boiler - Burner Control Optimization_A_Achievable Economic UCT Potential | F4 | Industrial | Industrial - ID | Existing | Process | Natural Gas | Process Boiler - Burner Control Optimization | A | Standalone Impact on Baseline Energy (%) | Achievable Economic UCT Potential | 0 | 0 | 1.6229e-05 | 4.2024e-05 | 9.3782e-05 | 0.00018471 | 0.00032684 | 0.00052702 | 0.00078375 | 0.0010862 | 0.0014162 | 0.001752 | 0.0020729 | 0.0023632 | 0.0026138 | 0.0028223 | 0.0029917 | 0.003128 | 0.0032388 | 0.0033312 | 0.0033897 | 0.0034492 | 0.0035097 | 0.0035712 | 0.0036339 | 0.0036976 | 0.0037625
F5_Industrial_Industrial - ID_Existing_Process_Natural Gas_Process Boiler - Burner Control Optimization_A_Achievable Economic UCT Potential | F5 | Industrial | Industrial - ID | Existing | Process | Natural Gas | Process Boiler - Burner Control Optimization | A | Standalone Impact on Baseline Summer Peak (%) | Achievable Economic UCT Potential | 0 | 0 | 0 | 0 | 0 | 0 | 0 | 0 | 0 | 0 | 0 | 0 | 0 | 0 | 0 | 0 | 0 | 0 | 0 | 0 | 0 | 0 | 0 | 0 | 0 | 0 | 0
F6_Industrial_Industrial - ID_Existing_Process_Natural Gas_Process Boiler - Burner Control Optimization_A_Achievable Economic UCT Potential | F6 | Industrial | Industrial - ID | Existing | Process | Natural Gas | Process Boiler - Burner Control Optimization | A | Standalone Impact on Baseline Winter Peak (%) | Achievable Economic UCT Potential | 0 | 0 | 0 | 0 | 0 | 0 | 0 | 0 | 0 | 0 | 0 | 0 | 0 | 0 | 0 | 0 | 0 | 0 | 0 | 0 | 0 | 0 | 0 | 0 | 0 | 0 | 0
F7_Industrial_Industrial - ID_Existing_Process_Natural Gas_Process Boiler - Burner Control Optimization_A_Achievable Economic UCT Potential | F7 | Industrial | Industrial - ID | Existing | Process | Natural Gas | Process Boiler - Burner Control Optimization | A | Incremental Energy Savings (MWh or mTherms) | Achievable Economic UCT Potential | 0 | 0 | 0.032138 | 0.049648 | 0.097583 | 0.16783 | 0.25656 | 0.35299 | 0.44152 | 0.50622 | 0.53576 | 0.52653 | 0.48295 | 0.4153 | 0.33611 | 0.25691 | 0.18604 | 0.12798 | 0.083851 | 0.05244 | 0 | 0 | 0 | 0 | 0 | 0 | 0
F8_Industrial_Industrial - ID_Existing_Process_Natural Gas_Process Boiler - Burner Control Optimization_A_Achievable Economic UCT Potential | F8 | Industrial | Industrial - ID | Existing | Process | Natural Gas | Process Boiler - Burner Control Optimization | A | Incremental Summer Peak Savings (MW) | Achievable Economic UCT Potential | 0 | 0 | 0 | 0 | 0 | 0 | 0 | 0 | 0 | 0 | 0 | 0 | 0 | 0 | 0 | 0 | 0 | 0 | 0 | 0 | 0 | 0 | 0 | 0 | 0 | 0 | 0
F9_Industrial_Industrial - ID_Existing_Process_Natural Gas_Process Boiler - Burner Control Optimization_A_Achievable Economic UCT Potential | F9 | Industrial | Industrial - ID | Existing | Process | Natural Gas | Process Boiler - Burner Control Optimization | A | Incremental Winter Peak Savings (MW) | Achievable Economic UCT Potential | 0 | 0 | 0 | 0 | 0 | 0 | 0 | 0 | 0 | 0 | 0 | 0 | 0 | 0 | 0 | 0 | 0 | 0 | 0 | 0 | 0 | 0 | 0 | 0 | 0 | 0 | 0
F10_Industrial_Industrial - ID_Existing_Process_Natural Gas_Process Boiler - Burner Control Optimization_A_Achievable Economic UCT Potential | F10 | Industrial | Industrial - ID | Existing | Process | Natural Gas | Process Boiler - Burner Control Optimization | A | Cumulative Energy Savings (MWh or mTherms) | Achievable Economic UCT Potential | 0 | 0 | 0.032138 | 0.081786 | 0.17937 | 0.3472 | 0.60376 | 0.95675 | 1.3983 | 1.9045 | 2.4403 | 2.9668 | 3.4497 | 3.865 | 4.2011 | 4.4581 | 4.6441 | 4.7721 | 4.8559 | 4.9084 | 4.9084 | 4.9084 | 4.9084 | 4.9084 | 4.9084 | 4.9084 | 4.9084
F11_Industrial_Industrial - ID_Existing_Process_Natural Gas_Process Boiler - Burner Control Optimization_A_Achievable Economic UCT Potential | F11 | Industrial | Industrial - ID | Existing | Process | Natural Gas | Process Boiler - Burner Control Optimization | A | Cumulative Summer Peak Savings (MW) | Achievable Economic UCT Potential | 0 | 0 | 0 | 0 | 0 | 0 | 0 | 0 | 0 | 0 | 0 | 0 | 0 | 0 | 0 | 0 | 0 | 0 | 0 | 0 | 0 | 0 | 0 | 0 | 0 | 0 | 0
F12_Industrial_Industrial - ID_Existing_Process_Natural Gas_Process Boiler - Burner Control Optimization_A_Achievable Economic UCT Potential | F12 | Industrial | Industrial - ID | Existing | Process | Natural Gas | Process Boiler - Burner Control Optimization | A | Cumulative Winter Peak Savings (MW) | Achievable Economic UCT Potential | 0 | 0 | 0 | 0 | 0 | 0 | 0 | 0 | 0 | 0 | 0 | 0 | 0 | 0 | 0 | 0 | 0 | 0 | 0 | 0 | 0 | 0 | 0 | 0 | 0 | 0 | 0
F13_Industrial_Industrial - ID_Existing_Process_Natural Gas_Process Boiler - Burner Control Optimization_A_Achievable Economic UCT Potential | F13 | Industrial | Industrial - ID | Existing | Process | Natural Gas | Process Boiler - Burner Control Optimization | A | Purchases (Incremental) | Achievable Economic UCT Potential | 0 | 0 | 13.8597 | 21.4105 | 42.0828 | 72.3751 | 110.6424 | 152.2287 | 190.4052 | 218.3094 | 231.049 | 227.0654 | 208.2737 | 179.0975 | 144.9491 | 110.7944 | 80.2304 | 55.193 | 36.1609 | 22.6148 | 0 | 0 | 0 | 0 | 0 | 0 | 0
F14_Industrial_Industrial - ID_Existing_Process_Natural Gas_Process Boiler - Burner Control Optimization_A_Achievable Economic UCT Potential | F14 | Industrial | Industrial - ID | Existing | Process | Natural Gas | Process Boiler - Burner Control Optimization | A | Purchases (Cumulative) | Achievable Economic UCT Potential | 0 | 0 | 13.8597 | 35.2702 | 77.353 | 149.7281 | 260.3706 | 412.5993 | 603.0045 | 821.3139 | 1052.3629 | 1279.4283 | 1487.702 | 1666.7995 | 1811.7486 | 1922.543 | 2002.7734 | 2057.9664 | 2094.1273 | 2116.7421 | 2116.7421 | 2116.7421 | 2116.7421 | 2116.7421 | 2116.7421 | 2116.7421 | 2116.7421
F1_Industrial_Industrial - ID_Existing_Process_Natural Gas_Process Boiler - Insulate Hot Water Lines_A_Achievable Economic UCT Potential | F1 | Industrial | Industrial - ID | Existing | Process | Natural Gas | Process Boiler - Insulate Hot Water Lines | A | Original Unit Energy Savings (kWh or therms) | Achievable Economic UCT Potential | 0 | 0 | 35.7237 | 35.7237 | 35.7237 | 35.7237 | 35.7237 | 35.7237 | 35.7237 | 35.7237 | 35.7237 | 35.7237 | 35.7237 | 35.7237 | 35.7237 | 35.7237 | 35.7237 | 35.7237 | 35.7237 | 35.7237 | 35.7237 | 35.7237 | 35.7237 | 35.7237 | 35.7237 | 35.7237 | 35.7237
F2_Industrial_Industrial - ID_Existing_Process_Natural Gas_Process Boiler - Insulate Hot Water Lines_A_Achievable Economic UCT Potential | F2 | Industrial | Industrial - ID | Existing | Process | Natural Gas | Process Boiler - Insulate Hot Water Lines | A | Original Unit Summer Peak Savings (kW) | Achievable Economic UCT Potential | 0 | 0 | 0 | 0 | 0 | 0 | 0 | 0 | 0 | 0 | 0 | 0 | 0 | 0 | 0 | 0 | 0 | 0 | 0 | 0 | 0 | 0 | 0 | 0 | 0 | 0 | 0
F3_Industrial_Industrial - ID_Existing_Process_Natural Gas_Process Boiler - Insulate Hot Water Lines_A_Achievable Economic UCT Potential | F3 | Industrial | Industrial - ID | Existing | Process | Natural Gas | Process Boiler - Insulate Hot Water Lines | A | Original Unit Winter Peak Savings (kW) | Achievable Economic UCT Potential | 0 | 0 | 0 | 0 | 0 | 0 | 0 | 0 | 0 | 0 | 0 | 0 | 0 | 0 | 0 | 0 | 0 | 0 | 0 | 0 | 0 | 0 | 0 | 0 | 0 | 0 | 0
F4_Industrial_Industrial - ID_Existing_Process_Natural Gas_Process Boiler - Insulate Hot Water Lines_A_Achievable Economic UCT Potential | F4 | Industrial | Industrial - ID | Existing | Process | Natural Gas | Process Boiler - Insulate Hot Water Lines | A | Standalone Impact on Baseline Energy (%) | Achievable Economic UCT Potential | 0 | 0 | 0.00020098 | 0.00040549 | 0.00061358 | 0.00082532 | 0.0010408 | 0.00126 | 0.0014831 | 0.0017101 | 0.0019411 | 0.0021761 | 0.0024153 | 0.0024576 | 0.0025008 | 0.0025446 | 0.0025893 | 0.0026347 | 0.0026809 | 0.002728 | 0.0027758 | 0.0028245 | 0.0028741 | 0.0029245 | 0.0029758 | 0.003028 | 0.0030811
F5_Industrial_Industrial - ID_Existing_Process_Natural Gas_Process Boiler - Insulate Hot Water Lines_A_Achievable Economic UCT Potential | F5 | Industrial | Industrial - ID | Existing | Process | Natural Gas | Process Boiler - Insulate Hot Water Lines | A | Standalone Impact on Baseline Summer Peak (%) | Achievable Economic UCT Potential | 0 | 0 | 0 | 0 | 0 | 0 | 0 | 0 | 0 | 0 | 0 | 0 | 0 | 0 | 0 | 0 | 0 | 0 | 0 | 0 | 0 | 0 | 0 | 0 | 0 | 0 | 0
F6_Industrial_Industrial - ID_Existing_Process_Natural Gas_Process Boiler - Insulate Hot Water Lines_A_Achievable Economic UCT Potential | F6 | Industrial | Industrial - ID | Existing | Process | Natural Gas | Process Boiler - Insulate Hot Water Lines | A | Standalone Impact on Baseline Winter Peak (%) | Achievable Economic UCT Potential | 0 | 0 | 0 | 0 | 0 | 0 | 0 | 0 | 0 | 0 | 0 | 0 | 0 | 0 | 0 | 0 | 0 | 0 | 0 | 0 | 0 | 0 | 0 | 0 | 0 | 0 | 0
F7_Industrial_Industrial - ID_Existing_Process_Natural Gas_Process Boiler - Insulate Hot Water Lines_A_Achievable Economic UCT Potential | F7 | Industrial | Industrial - ID | Existing | Process | Natural Gas | Process Boiler - Insulate Hot Water Lines | A | Incremental Energy Savings (MWh or mTherms) | Achievable Economic UCT Potential | 0 | 0 | 0.398 | 0.39114 | 0.3844 | 0.37777 | 0.37126 | 0.36486 | 0.35856 | 0.35238 | 0.34631 | 0.34034 | 0.33447 | 0 | 0 | 0 | 0 | 0 | 0 | 0 | 0 | 0 | 0 | 0 | 0 | 0 | 0
F8_Industrial_Industrial - ID_Existing_Process_Natural Gas_Process Boiler - Insulate Hot Water Lines_A_Achievable Economic UCT Potential | F8 | Industrial | Industrial - ID | Existing | Process | Natural Gas | Process Boiler - Insulate Hot Water Lines | A | Incremental Summer Peak Savings (MW) | Achievable Economic UCT Potential | 0 | 0 | 0 | 0 | 0 | 0 | 0 | 0 | 0 | 0 | 0 | 0 | 0 | 0 | 0 | 0 | 0 | 0 | 0 | 0 | 0 | 0 | 0 | 0 | 0 | 0 | 0
F9_Industrial_Industrial - ID_Existing_Process_Natural Gas_Process Boiler - Insulate Hot Water Lines_A_Achievable Economic UCT Potential | F9 | Industrial | Industrial - ID | Existing | Process | Natural Gas | Process Boiler - Insulate Hot Water Lines | A | Incremental Winter Peak Savings (MW) | Achievable Economic UCT Potential | 0 | 0 | 0 | 0 | 0 | 0 | 0 | 0 | 0 | 0 | 0 | 0 | 0 | 0 | 0 | 0 | 0 | 0 | 0 | 0 | 0 | 0 | 0 | 0 | 0 | 0 | 0
F10_Industrial_Industrial - ID_Existing_Process_Natural Gas_Process Boiler - Insulate Hot Water Lines_A_Achievable Economic UCT Potential | F10 | Industrial | Industrial - ID | Existing | Process | Natural Gas | Process Boiler - Insulate Hot Water Lines | A | Cumulative Energy Savings (MWh or mTherms) | Achievable Economic UCT Potential | 0 | 0 | 0.398 | 0.78914 | 1.1735 | 1.5513 | 1.9226 | 2.2874 | 2.646 | 2.9984 | 3.3447 | 3.685 | 4.0195 | 4.0195 | 4.0195 | 4.0195 | 4.0195 | 4.0195 | 4.0195 | 4.0195 | 4.0195 | 4.0195 | 4.0195 | 4.0195 | 4.0195 | 4.0195 | 4.0195
F11_Industrial_Industrial - ID_Existing_Process_Natural Gas_Process Boiler - Insulate Hot Water Lines_A_Achievable Economic UCT Potential | F11 | Industrial | Industrial - ID | Existing | Process | Natural Gas | Process Boiler - Insulate Hot Water Lines | A | Cumulative Summer Peak Savings (MW) | Achievable Economic UCT Potential | 0 | 0 | 0 | 0 | 0 | 0 | 0 | 0 | 0 | 0 | 0 | 0 | 0 | 0 | 0 | 0 | 0 | 0 | 0 | 0 | 0 | 0 | 0 | 0 | 0 | 0 | 0
F12_Industrial_Industrial - ID_Existing_Process_Natural Gas_Process Boiler - Insulate Hot Water Lines_A_Achievable Economic UCT Potential | F12 | Industrial | Industrial - ID | Existing | Process | Natural Gas | Process Boiler - Insulate Hot Water Lines | A | Cumulative Winter Peak Savings (MW) | Achievable Economic UCT Potential | 0 | 0 | 0 | 0 | 0 | 0 | 0 | 0 | 0 | 0 | 0 | 0 | 0 | 0 | 0 | 0 | 0 | 0 | 0 | 0 | 0 | 0 | 0 | 0 | 0 | 0 | 0
F13_Industrial_Industrial - ID_Existing_Process_Natural Gas_Process Boiler - Insulate Hot Water Lines_A_Achievable Economic UCT Potential | F13 | Industrial | Industrial - ID | Existing | Process | Natural Gas | Process Boiler - Insulate Hot Water Lines | A | Purchases (Incremental) | Achievable Economic UCT Potential | 0 | 0 | 11.1412 | 10.9491 | 10.7603 | 10.5748 | 10.3924 | 10.2133 | 10.0372 | 9.8641 | 9.694 | 9.5269 | 9.3627 | 0 | 0 | 0 | 0 | 0 | 0 | 0 | 0 | 0 | 0 | 0 | 0 | 0 | 0
F14_Industrial_Industrial - ID_Existing_Process_Natural Gas_Process Boiler - Insulate Hot Water Lines_A_Achievable Economic UCT Potential | F14 | Industrial | Industrial - ID | Existing | Process | Natural Gas | Process Boiler - Insulate Hot Water Lines | A | Purchases (Cumulative) | Achievable Economic UCT Potential | 0 | 0 | 11.1412 | 22.0902 | 32.8505 | 43.4253 | 53.8177 | 64.031 | 74.0682 | 83.9323 | 93.6263 | 103.1532 | 112.5159 | 112.5159 | 112.5159 | 112.5159 | 112.5159 | 112.5159 | 112.5159 | 112.5159 | 112.5159 | 112.5159 | 112.5159 | 112.5159 | 112.5159 | 112.5159 | 112.5159
F1_Industrial_Industrial - ID_Existing_Process_Natural Gas_Process Boiler - Insulate Steam Lines/Condensate Tank_A_Achievable Economic UCT Potential | F1 | Industrial | Industrial - ID | Existing | Process | Natural Gas | Process Boiler - Insulate Steam Lines/Condensate Tank | A | Original Unit Energy Savings (kWh or therms) | Achievable Economic UCT Potential | 0 | 0 | 53.3628 | 53.3628 | 53.3628 | 53.3628 | 53.3628 | 53.3628 | 53.3628 | 53.3628 | 53.3628 | 53.3628 | 53.3628 | 53.3628 | 53.3628 | 53.3628 | 53.3628 | 53.3628 | 53.3628 | 53.3628 | 53.3628 | 53.3628 | 53.3628 | 53.3628 | 53.3628 | 53.3628 | 53.3628
F2_Industrial_Industrial - ID_Existing_Process_Natural Gas_Process Boiler - Insulate Steam Lines/Condensate Tank_A_Achievable Economic UCT Potential | F2 | Industrial | Industrial - ID | Existing | Process | Natural Gas | Process Boiler - Insulate Steam Lines/Condensate Tank | A | Original Unit Summer Peak Savings (kW) | Achievable Economic UCT Potential | 0 | 0 | 0 | 0 | 0 | 0 | 0 | 0 | 0 | 0 | 0 | 0 | 0 | 0 | 0 | 0 | 0 | 0 | 0 | 0 | 0 | 0 | 0 | 0 | 0 | 0 | 0
F3_Industrial_Industrial - ID_Existing_Process_Natural Gas_Process Boiler - Insulate Steam Lines/Condensate Tank_A_Achievable Economic UCT Potential | F3 | Industrial | Industrial - ID | Existing | Process | Natural Gas | Process Boiler - Insulate Steam Lines/Condensate Tank | A | Original Unit Winter Peak Savings (kW) | Achievable Economic UCT Potential | 0 | 0 | 0 | 0 | 0 | 0 | 0 | 0 | 0 | 0 | 0 | 0 | 0 | 0 | 0 | 0 | 0 | 0 | 0 | 0 | 0 | 0 | 0 | 0 | 0 | 0 | 0
F4_Industrial_Industrial - ID_Existing_Process_Natural Gas_Process Boiler - Insulate Steam Lines/Condensate Tank_A_Achievable Economic UCT Potential | F4 | Industrial | Industrial - ID | Existing | Process | Natural Gas | Process Boiler - Insulate Steam Lines/Condensate Tank | A | Standalone Impact on Baseline Energy (%) | Achievable Economic UCT Potential | 0 | 0 | 0.00030022 | 0.0006057 | 0.00091654 | 0.0012328 | 0.0015547 | 0.0018822 | 0.0022154 | 0.0025545 | 0.0028995 | 0.0032506 | 0.0036079 | 0.0039714 | 0.0043413 | 0.0047176 | 0.0051006 | 0.0051901 | 0.0052812 | 0.0053738 | 0.0054681 | 0.005564 | 0.0056616 | 0.005761 | 0.005862 | 0.0059649 | 0.0060695
F5_Industrial_Industrial - ID_Existing_Process_Natural Gas_Process Boiler - Insulate Steam Lines/Condensate Tank_A_Achievable Economic UCT Potential | F5 | Industrial | Industrial - ID | Existing | Process | Natural Gas | Process Boiler - Insulate Steam Lines/Condensate Tank | A | Standalone Impact on Baseline Summer Peak (%) | Achievable Economic UCT Potential | 0 | 0 | 0 | 0 | 0 | 0 | 0 | 0 | 0 | 0 | 0 | 0 | 0 | 0 | 0 | 0 | 0 | 0 | 0 | 0 | 0 | 0 | 0 | 0 | 0 | 0 | 0
F6_Industrial_Industrial - ID_Existing_Process_Natural Gas_Process Boiler - Insulate Steam Lines/Condensate Tank_A_Achievable Economic UCT Potential | F6 | Industrial | Industrial - ID | Existing | Process | Natural Gas | Process Boiler - Insulate Steam Lines/Condensate Tank | A | Standalone Impact on Baseline Winter Peak (%) | Achievable Economic UCT Potential | 0 | 0 | 0 | 0 | 0 | 0 | 0 | 0 | 0 | 0 | 0 | 0 | 0 | 0 | 0 | 0 | 0 | 0 | 0 | 0 | 0 | 0 | 0 | 0 | 0 | 0 | 0
F7_Industrial_Industrial - ID_Existing_Process_Natural Gas_Process Boiler - Insulate Steam Lines/Condensate Tank_A_Achievable Economic UCT Potential | F7 | Industrial | Industrial - ID | Existing | Process | Natural Gas | Process Boiler - Insulate Steam Lines/Condensate Tank | A | Incremental Energy Savings (MWh or mTherms) | Achievable Economic UCT Potential | 0 | 0 | 0.59452 | 0.58427 | 0.5742 | 0.5643 | 0.55457 | 0.54501 | 0.53561 | 0.52638 | 0.5173 | 0.50838 | 0.49962 | 0.491 | 0.48254 | 0.47422 | 0.46604 | 0 | 0 | 0 | 0 | 0 | 0 | 0 | 0 | 0 | 0
F8_Industrial_Industrial - ID_Existing_Process_Natural Gas_Process Boiler - Insulate Steam Lines/Condensate Tank_A_Achievable Economic UCT Potential | F8 | Industrial | Industrial - ID | Existing | Process | Natural Gas | Process Boiler - Insulate Steam Lines/Condensate Tank | A | Incremental Summer Peak Savings (MW) | Achievable Economic UCT Potential | 0 | 0 | 0 | 0 | 0 | 0 | 0 | 0 | 0 | 0 | 0 | 0 | 0 | 0 | 0 | 0 | 0 | 0 | 0 | 0 | 0 | 0 | 0 | 0 | 0 | 0 | 0
F9_Industrial_Industrial - ID_Existing_Process_Natural Gas_Process Boiler - Insulate Steam Lines/Condensate Tank_A_Achievable Economic UCT Potential | F9 | Industrial | Industrial - ID | Existing | Process | Natural Gas | Process Boiler - Insulate Steam Lines/Condensate Tank | A | Incremental Winter Peak Savings (MW) | Achievable Economic UCT Potential | 0 | 0 | 0 | 0 | 0 | 0 | 0 | 0 | 0 | 0 | 0 | 0 | 0 | 0 | 0 | 0 | 0 | 0 | 0 | 0 | 0 | 0 | 0 | 0 | 0 | 0 | 0
F10_Industrial_Industrial - ID_Existing_Process_Natural Gas_Process Boiler - Insulate Steam Lines/Condensate Tank_A_Achievable Economic UCT Potential | F10 | Industrial | Industrial - ID | Existing | Process | Natural Gas | Process Boiler - Insulate Steam Lines/Condensate Tank | A | Cumulative Energy Savings (MWh or mTherms) | Achievable Economic UCT Potential | 0 | 0 | 0.59452 | 1.1788 | 1.753 | 2.3173 | 2.8719 | 3.4169 | 3.9525 | 4.4789 | 4.9962 | 5.5045 | 6.0042 | 6.4952 | 6.9777 | 7.4519 | 7.918 | 7.918 | 7.918 | 7.918 | 7.918 | 7.918 | 7.918 | 7.918 | 7.918 | 7.918 | 7.918
F11_Industrial_Industrial - ID_Existing_Process_Natural Gas_Process Boiler - Insulate Steam Lines/Condensate Tank_A_Achievable Economic UCT Potential | F11 | Industrial | Industrial - ID | Existing | Process | Natural Gas | Process Boiler - Insulate Steam Lines/Condensate Tank | A | Cumulative Summer Peak Savings (MW) | Achievable Economic UCT Potential | 0 | 0 | 0 | 0 | 0 | 0 | 0 | 0 | 0 | 0 | 0 | 0 | 0 | 0 | 0 | 0 | 0 | 0 | 0 | 0 | 0 | 0 | 0 | 0 | 0 | 0 | 0
F12_Industrial_Industrial - ID_Existing_Process_Natural Gas_Process Boiler - Insulate Steam Lines/Condensate Tank_A_Achievable Economic UCT Potential | F12 | Industrial | Industrial - ID | Existing | Process | Natural Gas | Process Boiler - Insulate Steam Lines/Condensate Tank | A | Cumulative Winter Peak Savings (MW) | Achievable Economic UCT Potential | 0 | 0 | 0 | 0 | 0 | 0 | 0 | 0 | 0 | 0 | 0 | 0 | 0 | 0 | 0 | 0 | 0 | 0 | 0 | 0 | 0 | 0 | 0 | 0 | 0 | 0 | 0
F13_Industrial_Industrial - ID_Existing_Process_Natural Gas_Process Boiler - Insulate Steam Lines/Condensate Tank_A_Achievable Economic UCT Potential | F13 | Industrial | Industrial - ID | Existing | Process | Natural Gas | Process Boiler - Insulate Steam Lines/Condensate Tank | A | Purchases (Incremental) | Achievable Economic UCT Potential | 0 | 0 | 11.1412 | 10.9491 | 10.7603 | 10.5748 | 10.3924 | 10.2133 | 10.0372 | 9.8641 | 9.694 | 9.5269 | 9.3627 | 9.2012 | 9.0426 | 8.8867 | 8.7335 | 0 | 0 | 0 | 0 | 0 | 0 | 0 | 0 | 0 | 0
F14_Industrial_Industrial - ID_Existing_Process_Natural Gas_Process Boiler - Insulate Steam Lines/Condensate Tank_A_Achievable Economic UCT Potential | F14 | Industrial | Industrial - ID | Existing | Process | Natural Gas | Process Boiler - Insulate Steam Lines/Condensate Tank | A | Purchases (Cumulative) | Achievable Economic UCT Potential | 0 | 0 | 11.1412 | 22.0902 | 32.8505 | 43.4253 | 53.8177 | 64.031 | 74.0682 | 83.9323 | 93.6263 | 103.1532 | 112.5159 | 121.7171 | 130.7597 | 139.6464 | 148.3798 | 148.3798 | 148.3798 | 148.3798 | 148.3798 | 148.3798 | 148.3798 | 148.3798 | 148.3798 | 148.3798 | 148.3798
F1_Industrial_Industrial - ID_Existing_Process_Natural Gas_Process Boiler - Stack Economizer_A_Achievable Economic UCT Potential | F1 | Industrial | Industrial - ID | Existing | Process | Natural Gas | Process Boiler - Stack Economizer | A | Original Unit Energy Savings (kWh or therms) | Achievable Economic UCT Potential | 0 | 0 | 7.6762 | 7.6762 | 7.6762 | 7.6762 | 7.6762 | 7.6762 | 7.6762 | 7.6762 | 7.6762 | 7.6762 | 7.6762 | 7.6762 | 7.6762 | 7.6762 | 7.6762 | 7.6762 | 7.6762 | 7.6762 | 7.6762 | 7.6762 | 7.6762 | 7.6762 | 7.6762 | 7.6762 | 7.6762
F2_Industrial_Industrial - ID_Existing_Process_Natural Gas_Process Boiler - Stack Economizer_A_Achievable Economic UCT Potential | F2 | Industrial | Industrial - ID | Existing | Process | Natural Gas | Process Boiler - Stack Economizer | A | Original Unit Summer Peak Savings (kW) | Achievable Economic UCT Potential | 0 | 0 | 0 | 0 | 0 | 0 | 0 | 0 | 0 | 0 | 0 | 0 | 0 | 0 | 0 | 0 | 0 | 0 | 0 | 0 | 0 | 0 | 0 | 0 | 0 | 0 | 0
F3_Industrial_Industrial - ID_Existing_Process_Natural Gas_Process Boiler - Stack Economizer_A_Achievable Economic UCT Potential | F3 | Industrial | Industrial - ID | Existing | Process | Natural Gas | Process Boiler - Stack Economizer | A | Original Unit Winter Peak Savings (kW) | Achievable Economic UCT Potential | 0 | 0 | 0 | 0 | 0 | 0 | 0 | 0 | 0 | 0 | 0 | 0 | 0 | 0 | 0 | 0 | 0 | 0 | 0 | 0 | 0 | 0 | 0 | 0 | 0 | 0 | 0
F4_Industrial_Industrial - ID_Existing_Process_Natural Gas_Process Boiler - Stack Economizer_A_Achievable Economic UCT Potential | F4 | Industrial | Industrial - ID | Existing | Process | Natural Gas | Process Boiler - Stack Economizer | A | Standalone Impact on Baseline Energy (%) | Achievable Economic UCT Potential | 0 | 0 | 0.00053108 | 0.0010715 | 0.0016214 | 0.0021809 | 0.0027502 | 0.0032765 | 0.0037163 | 0.0040874 | 0.0044039 | 0.0046769 | 0.0049156 | 0.0051271 | 0.0053173 | 0.0054908 | 0.0056513 | 0.0057504 | 0.0058513 | 0.0059539 | 0.0060584 | 0.0061647 | 0.0062728 | 0.0063829 | 0.0064949 | 0.0066088 | 0.0067248
F5_Industrial_Industrial - ID_Existing_Process_Natural Gas_Process Boiler - Stack Economizer_A_Achievable Economic UCT Potential | F5 | Industrial | Industrial - ID | Existing | Process | Natural Gas | Process Boiler - Stack Economizer | A | Standalone Impact on Baseline Summer Peak (%) | Achievable Economic UCT Potential | 0 | 0 | 0 | 0 | 0 | 0 | 0 | 0 | 0 | 0 | 0 | 0 | 0 | 0 | 0 | 0 | 0 | 0 | 0 | 0 | 0 | 0 | 0 | 0 | 0 | 0 | 0
F6_Industrial_Industrial - ID_Existing_Process_Natural Gas_Process Boiler - Stack Economizer_A_Achievable Economic UCT Potential | F6 | Industrial | Industrial - ID | Existing | Process | Natural Gas | Process Boiler - Stack Economizer | A | Standalone Impact on Baseline Winter Peak (%) | Achievable Economic UCT Potential | 0 | 0 | 0 | 0 | 0 | 0 | 0 | 0 | 0 | 0 | 0 | 0 | 0 | 0 | 0 | 0 | 0 | 0 | 0 | 0 | 0 | 0 | 0 | 0 | 0 | 0 | 0
F7_Industrial_Industrial - ID_Existing_Process_Natural Gas_Process Boiler - Stack Economizer_A_Achievable Economic UCT Potential | F7 | Industrial | Industrial - ID | Existing | Process | Natural Gas | Process Boiler - Stack Economizer | A | Incremental Energy Savings (MWh or mTherms) | Achievable Economic UCT Potential | 0 | 0 | 1.0517 | 1.0336 | 1.0158 | 0.99825 | 0.98104 | 0.86771 | 0.6822 | 0.53635 | 0.42168 | 0.33153 | 0.26065 | 0.20493 | 0.16111 | 0.12667 | 0.099588 | 0 | 0 | 0 | 0 | 0 | 0 | 0 | 0 | 0 | 0
F8_Industrial_Industrial - ID_Existing_Process_Natural Gas_Process Boiler - Stack Economizer_A_Achievable Economic UCT Potential | F8 | Industrial | Industrial - ID | Existing | Process | Natural Gas | Process Boiler - Stack Economizer | A | Incremental Summer Peak Savings (MW) | Achievable Economic UCT Potential | 0 | 0 | 0 | 0 | 0 | 0 | 0 | 0 | 0 | 0 | 0 | 0 | 0 | 0 | 0 | 0 | 0 | 0 | 0 | 0 | 0 | 0 | 0 | 0 | 0 | 0 | 0
F9_Industrial_Industrial - ID_Existing_Process_Natural Gas_Process Boiler - Stack Economizer_A_Achievable Economic UCT Potential | F9 | Industrial | Industrial - ID | Existing | Process | Natural Gas | Process Boiler - Stack Economizer | A | Incremental Winter Peak Savings (MW) | Achievable Economic UCT Potential | 0 | 0 | 0 | 0 | 0 | 0 | 0 | 0 | 0 | 0 | 0 | 0 | 0 | 0 | 0 | 0 | 0 | 0 | 0 | 0 | 0 | 0 | 0 | 0 | 0 | 0 | 0
F10_Industrial_Industrial - ID_Existing_Process_Natural Gas_Process Boiler - Stack Economizer_A_Achievable Economic UCT Potential | F10 | Industrial | Industrial - ID | Existing | Process | Natural Gas | Process Boiler - Stack Economizer | A | Cumulative Energy Savings (MWh or mTherms) | Achievable Economic UCT Potential | 0 | 0 | 1.0517 | 2.0853 | 3.1011 | 4.0993 | 5.0803 | 5.948 | 6.6302 | 7.1666 | 7.5883 | 7.9198 | 8.1805 | 8.3854 | 8.5465 | 8.6732 | 8.7728 | 8.7728 | 8.7728 | 8.7728 | 8.7728 | 8.7728 | 8.7728 | 8.7728 | 8.7728 | 8.7728 | 8.7728
F11_Industrial_Industrial - ID_Existing_Process_Natural Gas_Process Boiler - Stack Economizer_A_Achievable Economic UCT Potential | F11 | Industrial | Industrial - ID | Existing | Process | Natural Gas | Process Boiler - Stack Economizer | A | Cumulative Summer Peak Savings (MW) | Achievable Economic UCT Potential | 0 | 0 | 0 | 0 | 0 | 0 | 0 | 0 | 0 | 0 | 0 | 0 | 0 | 0 | 0 | 0 | 0 | 0 | 0 | 0 | 0 | 0 | 0 | 0 | 0 | 0 | 0
F12_Industrial_Industrial - ID_Existing_Process_Natural Gas_Process Boiler - Stack Economizer_A_Achievable Economic UCT Potential | F12 | Industrial | Industrial - ID | Existing | Process | Natural Gas | Process Boiler - Stack Economizer | A | Cumulative Winter Peak Savings (MW) | Achievable Economic UCT Potential | 0 | 0 | 0 | 0 | 0 | 0 | 0 | 0 | 0 | 0 | 0 | 0 | 0 | 0 | 0 | 0 | 0 | 0 | 0 | 0 | 0 | 0 | 0 | 0 | 0 | 0 | 0
F13_Industrial_Industrial - ID_Existing_Process_Natural Gas_Process Boiler - Stack Economizer_A_Achievable Economic UCT Potential | F13 | Industrial | Industrial - ID | Existing | Process | Natural Gas | Process Boiler - Stack Economizer | A | Purchases (Incremental) | Achievable Economic UCT Potential | 0 | 0 | 137.0106 | 134.6484 | 132.3268 | 130.0453 | 127.8032 | 113.0397 | 88.8726 | 69.8722 | 54.934 | 43.1895 | 33.9559 | 26.6964 | 20.9889 | 16.5016 | 12.9737 | 0 | 0 | 0 | 0 | 0 | 0 | 0 | 0 | 0 | 0
F14_Industrial_Industrial - ID_Existing_Process_Natural Gas_Process Boiler - Stack Economizer_A_Achievable Economic UCT Potential | F14 | Industrial | Industrial - ID | Existing | Process | Natural Gas | Process Boiler - Stack Economizer | A | Purchases (Cumulative) | Achievable Economic UCT Potential | 0 | 0 | 137.0106 | 271.659 | 403.9858 | 534.0311 | 661.8343 | 774.874 | 863.7466 | 933.6189 | 988.5529 | 1031.7424 | 1065.6983 | 1092.3947 | 1113.3836 | 1129.8852 | 1142.8588 | 1142.8588 | 1142.8588 | 1142.8588 | 1142.8588 | 1142.8588 | 1142.8588 | 1142.8588 | 1142.8588 | 1142.8588 | 1142.8588
F1_Industrial_Industrial - ID_Existing_Process_Natural Gas_Process Boiler - Steam Trap Replacement_A_Achievable Economic UCT Potential | F1 | Industrial | Industrial - ID | Existing | Process | Natural Gas | Process Boiler - Steam Trap Replacement | A | Original Unit Energy Savings (kWh or therms) | Achievable Economic UCT Potential | 0 | 0 | 323099.6453 | 323099.6453 | 323099.6453 | 323099.6453 | 323099.6453 | 323099.6453 | 323099.6453 | 323099.6453 | 323099.6453 | 323099.6453 | 323099.6453 | 323099.6453 | 323099.6453 | 323099.6453 | 323099.6453 | 323099.6453 | 323099.6453 | 323099.6453 | 323099.6453 | 323099.6453 | 323099.6453 | 323099.6453 | 323099.6453 | 323099.6453 | 323099.6453
F2_Industrial_Industrial - ID_Existing_Process_Natural Gas_Process Boiler - Steam Trap Replacement_A_Achievable Economic UCT Potential | F2 | Industrial | Industrial - ID | Existing | Process | Natural Gas | Process Boiler - Steam Trap Replacement | A | Original Unit Summer Peak Savings (kW) | Achievable Economic UCT Potential | 0 | 0 | 0 | 0 | 0 | 0 | 0 | 0 | 0 | 0 | 0 | 0 | 0 | 0 | 0 | 0 | 0 | 0 | 0 | 0 | 0 | 0 | 0 | 0 | 0 | 0 | 0
F3_Industrial_Industrial - ID_Existing_Process_Natural Gas_Process Boiler - Steam Trap Replacement_A_Achievable Economic UCT Potential | F3 | Industrial | Industrial - ID | Existing | Process | Natural Gas | Process Boiler - Steam Trap Replacement | A | Original Unit Winter Peak Savings (kW) | Achievable Economic UCT Potential | 0 | 0 | 0 | 0 | 0 | 0 | 0 | 0 | 0 | 0 | 0 | 0 | 0 | 0 | 0 | 0 | 0 | 0 | 0 | 0 | 0 | 0 | 0 | 0 | 0 | 0 | 0
F4_Industrial_Industrial - ID_Existing_Process_Natural Gas_Process Boiler - Steam Trap Replacement_A_Achievable Economic UCT Potential | F4 | Industrial | Industrial - ID | Existing | Process | Natural Gas | Process Boiler - Steam Trap Replacement | A | Standalone Impact on Baseline Energy (%) | Achievable Economic UCT Potential | 0 | 0 | 1.7888e-05 | 3.609e-05 | 5.4611e-05 | 7.3457e-05 | 9.2634e-05 | 0.00011215 | 0.00011411 | 0.00011612 | 0.00011815 | 0.00012023 | 0.00012234 | 0.00012448 | 0.00012667 | 0.00012889 | 0.00013115 | 0.00013345 | 0.00013579 | 0.00013817 | 0.0001406 | 0.00014306 | 0.00014557 | 0.00014813 | 0.00015073 | 0.00015337 | 0.00015606
F5_Industrial_Industrial - ID_Existing_Process_Natural Gas_Process Boiler - Steam Trap Replacement_A_Achievable Economic UCT Potential | F5 | Industrial | Industrial - ID | Existing | Process | Natural Gas | Process Boiler - Steam Trap Replacement | A | Standalone Impact on Baseline Summer Peak (%) | Achievable Economic UCT Potential | 0 | 0 | 0 | 0 | 0 | 0 | 0 | 0 | 0 | 0 | 0 | 0 | 0 | 0 | 0 | 0 | 0 | 0 | 0 | 0 | 0 | 0 | 0 | 0 | 0 | 0 | 0
F6_Industrial_Industrial - ID_Existing_Process_Natural Gas_Process Boiler - Steam Trap Replacement_A_Achievable Economic UCT Potential | F6 | Industrial | Industrial - ID | Existing | Process | Natural Gas | Process Boiler - Steam Trap Replacement | A | Standalone Impact on Baseline Winter Peak (%) | Achievable Economic UCT Potential | 0 | 0 | 0 | 0 | 0 | 0 | 0 | 0 | 0 | 0 | 0 | 0 | 0 | 0 | 0 | 0 | 0 | 0 | 0 | 0 | 0 | 0 | 0 | 0 | 0 | 0 | 0
F7_Industrial_Industrial - ID_Existing_Process_Natural Gas_Process Boiler - Steam Trap Replacement_A_Achievable Economic UCT Potential | F7 | Industrial | Industrial - ID | Existing | Process | Natural Gas | Process Boiler - Steam Trap Replacement | A | Incremental Energy Savings (MWh or mTherms) | Achievable Economic UCT Potential | 0 | 0 | 0.035424 | 0.034813 | 0.034213 | 0.033623 | 0.033043 | 0.032474 | 0 | 0 | 0 | 0 | 0 | 0 | 0 | 0 | 0 | 0 | 0 | 0 | 0 | 0 | 0 | 0 | 0 | 0 | 0
F8_Industrial_Industrial - ID_Existing_Process_Natural Gas_Process Boiler - Steam Trap Replacement_A_Achievable Economic UCT Potential | F8 | Industrial | Industrial - ID | Existing | Process | Natural Gas | Process Boiler - Steam Trap Replacement | A | Incremental Summer Peak Savings (MW) | Achievable Economic UCT Potential | 0 | 0 | 0 | 0 | 0 | 0 | 0 | 0 | 0 | 0 | 0 | 0 | 0 | 0 | 0 | 0 | 0 | 0 | 0 | 0 | 0 | 0 | 0 | 0 | 0 | 0 | 0
F9_Industrial_Industrial - ID_Existing_Process_Natural Gas_Process Boiler - Steam Trap Replacement_A_Achievable Economic UCT Potential | F9 | Industrial | Industrial - ID | Existing | Process | Natural Gas | Process Boiler - Steam Trap Replacement | A | Incremental Winter Peak Savings (MW) | Achievable Economic UCT Potential | 0 | 0 | 0 | 0 | 0 | 0 | 0 | 0 | 0 | 0 | 0 | 0 | 0 | 0 | 0 | 0 | 0 | 0 | 0 | 0 | 0 | 0 | 0 | 0 | 0 | 0 | 0
F10_Industrial_Industrial - ID_Existing_Process_Natural Gas_Process Boiler - Steam Trap Replacement_A_Achievable Economic UCT Potential | F10 | Industrial | Industrial - ID | Existing | Process | Natural Gas | Process Boiler - Steam Trap Replacement | A | Cumulative Energy Savings (MWh or mTherms) | Achievable Economic UCT Potential | 0 | 0 | 0.035424 | 0.070237 | 0.10445 | 0.13807 | 0.17112 | 0.20359 | 0.20359 | 0.20359 | 0.20359 | 0.20359 | 0.20359 | 0.20359 | 0.20359 | 0.20359 | 0.20359 | 0.20359 | 0.20359 | 0.20359 | 0.20359 | 0.20359 | 0.20359 | 0.20359 | 0.20359 | 0.20359 | 0.20359
F11_Industrial_Industrial - ID_Existing_Process_Natural Gas_Process Boiler - Steam Trap Replacement_A_Achievable Economic UCT Potential | F11 | Industrial | Industrial - ID | Existing | Process | Natural Gas | Process Boiler - Steam Trap Replacement | A | Cumulative Summer Peak Savings (MW) | Achievable Economic UCT Potential | 0 | 0 | 0 | 0 | 0 | 0 | 0 | 0 | 0 | 0 | 0 | 0 | 0 | 0 | 0 | 0 | 0 | 0 | 0 | 0 | 0 | 0 | 0 | 0 | 0 | 0 | 0
F12_Industrial_Industrial - ID_Existing_Process_Natural Gas_Process Boiler - Steam Trap Replacement_A_Achievable Economic UCT Potential | F12 | Industrial | Industrial - ID | Existing | Process | Natural Gas | Process Boiler - Steam Trap Replacement | A | Cumulative Winter Peak Savings (MW) | Achievable Economic UCT Potential | 0 | 0 | 0 | 0 | 0 | 0 | 0 | 0 | 0 | 0 | 0 | 0 | 0 | 0 | 0 | 0 | 0 | 0 | 0 | 0 | 0 | 0 | 0 | 0 | 0 | 0 | 0
F13_Industrial_Industrial - ID_Existing_Process_Natural Gas_Process Boiler - Steam Trap Replacement_A_Achievable Economic UCT Potential | F13 | Industrial | Industrial - ID | Existing | Process | Natural Gas | Process Boiler - Steam Trap Replacement | A | Purchases (Incremental) | Achievable Economic UCT Potential | 0 | 0 | 0.00010964 | 0.00010775 | 0.00010589 | 0.00010406 | 0.00010227 | 0.00010051 | 0 | 0 | 0 | 0 | 0 | 0 | 0 | 0 | 0 | 0 | 0 | 0 | 0 | 0 | 0 | 0 | 0 | 0 | 0
F14_Industrial_Industrial - ID_Existing_Process_Natural Gas_Process Boiler - Steam Trap Replacement_A_Achievable Economic UCT Potential | F14 | Industrial | Industrial - ID | Existing | Process | Natural Gas | Process Boiler - Steam Trap Replacement | A | Purchases (Cumulative) | Achievable Economic UCT Potential | 0 | 0 | 0.00010964 | 0.00021738 | 0.00032327 | 0.00042734 | 0.00052961 | 0.00063011 | 0.00063011 | 0.00063011 | 0.00063011 | 0.00063011 | 0.00063011 | 0.00063011 | 0.00063011 | 0.00063011 | 0.00063011 | 0.00063011 | 0.00063011 | 0.00063011 | 0.00063011 | 0.00063011 | 0.00063011 | 0.00063011 | 0.00063011 | 0.00063011 | 0.00063011
F1_Industrial_Industrial - ID_Existing_Process_Natural Gas_Process Boiler - Maintenance_A_Achievable Economic UCT Potential | F1 | Industrial | Industrial - ID | Existing | Process | Natural Gas | Process Boiler - Maintenance | A | Original Unit Energy Savings (kWh or therms) | Achievable Economic UCT Potential | 0 | 0 | 4.7976 | 4.7976 | 4.7976 | 4.7976 | 4.7976 | 4.7976 | 4.7976 | 4.7976 | 4.7976 | 4.7976 | 4.7976 | 4.7976 | 4.7976 | 4.7976 | 4.7976 | 4.7976 | 4.7976 | 4.7976 | 4.7976 | 4.7976 | 4.7976 | 4.7976 | 4.7976 | 4.7976 | 4.7976
F2_Industrial_Industrial - ID_Existing_Process_Natural Gas_Process Boiler - Maintenance_A_Achievable Economic UCT Potential | F2 | Industrial | Industrial - ID | Existing | Process | Natural Gas | Process Boiler - Maintenance | A | Original Unit Summer Peak Savings (kW) | Achievable Economic UCT Potential | 0 | 0 | 0 | 0 | 0 | 0 | 0 | 0 | 0 | 0 | 0 | 0 | 0 | 0 | 0 | 0 | 0 | 0 | 0 | 0 | 0 | 0 | 0 | 0 | 0 | 0 | 0
F3_Industrial_Industrial - ID_Existing_Process_Natural Gas_Process Boiler - Maintenance_A_Achievable Economic UCT Potential | F3 | Industrial | Industrial - ID | Existing | Process | Natural Gas | Process Boiler - Maintenance | A | Original Unit Winter Peak Savings (kW) | Achievable Economic UCT Potential | 0 | 0 | 0 | 0 | 0 | 0 | 0 | 0 | 0 | 0 | 0 | 0 | 0 | 0 | 0 | 0 | 0 | 0 | 0 | 0 | 0 | 0 | 0 | 0 | 0 | 0 | 0
F4_Industrial_Industrial - ID_Existing_Process_Natural Gas_Process Boiler - Maintenance_A_Achievable Economic UCT Potential | F4 | Industrial | Industrial - ID | Existing | Process | Natural Gas | Process Boiler - Maintenance | A | Standalone Impact on Baseline Energy (%) | Achievable Economic UCT Potential | 0 | 0 | 0.00016782 | 0.0002884 | 0.00037489 | 0.00038147 | 0.00038816 | 0.00039497 | 0.0004019 | 0.00040895 | 0.00041612 | 0.00042342 | 0.00043085 | 0.00043841 | 0.0004461 | 0.00045393 | 0.00046189 | 0.00046999 | 0.00047824 | 0.00048663 | 0.00049517 | 0.00050385 | 0.00051269 | 0.00052169 | 0.00053084 | 0.00054015 | 0.00054963
F5_Industrial_Industrial - ID_Existing_Process_Natural Gas_Process Boiler - Maintenance_A_Achievable Economic UCT Potential | F5 | Industrial | Industrial - ID | Existing | Process | Natural Gas | Process Boiler - Maintenance | A | Standalone Impact on Baseline Summer Peak (%) | Achievable Economic UCT Potential | 0 | 0 | 0 | 0 | 0 | 0 | 0 | 0 | 0 | 0 | 0 | 0 | 0 | 0 | 0 | 0 | 0 | 0 | 0 | 0 | 0 | 0 | 0 | 0 | 0 | 0 | 0
F6_Industrial_Industrial - ID_Existing_Process_Natural Gas_Process Boiler - Maintenance_A_Achievable Economic UCT Potential | F6 | Industrial | Industrial - ID | Existing | Process | Natural Gas | Process Boiler - Maintenance | A | Standalone Impact on Baseline Winter Peak (%) | Achievable Economic UCT Potential | 0 | 0 | 0 | 0 | 0 | 0 | 0 | 0 | 0 | 0 | 0 | 0 | 0 | 0 | 0 | 0 | 0 | 0 | 0 | 0 | 0 | 0 | 0 | 0 | 0 | 0 | 0
F7_Industrial_Industrial - ID_Existing_Process_Natural Gas_Process Boiler - Maintenance_A_Achievable Economic UCT Potential | F7 | Industrial | Industrial - ID | Existing | Process | Natural Gas | Process Boiler - Maintenance | A | Incremental Energy Savings (MWh or mTherms) | Achievable Economic UCT Potential | 0 | 0 | 0.33234 | 0.22893 | 0.15575 | 0 | 0 | 0 | 0 | 0 | 0 | 0 | 0 | 0 | 0 | 0 | 0 | 0 | 0 | 0 | 0 | 0 | 0 | 0 | 0 | 0 | 0
F8_Industrial_Industrial - ID_Existing_Process_Natural Gas_Process Boiler - Maintenance_A_Achievable Economic UCT Potential | F8 | Industrial | Industrial - ID | Existing | Process | Natural Gas | Process Boiler - Maintenance | A | Incremental Summer Peak Savings (MW) | Achievable Economic UCT Potential | 0 | 0 | 0 | 0 | 0 | 0 | 0 | 0 | 0 | 0 | 0 | 0 | 0 | 0 | 0 | 0 | 0 | 0 | 0 | 0 | 0 | 0 | 0 | 0 | 0 | 0 | 0
F9_Industrial_Industrial - ID_Existing_Process_Natural Gas_Process Boiler - Maintenance_A_Achievable Economic UCT Potential | F9 | Industrial | Industrial - ID | Existing | Process | Natural Gas | Process Boiler - Maintenance | A | Incremental Winter Peak Savings (MW) | Achievable Economic UCT Potential | 0 | 0 | 0 | 0 | 0 | 0 | 0 | 0 | 0 | 0 | 0 | 0 | 0 | 0 | 0 | 0 | 0 | 0 | 0 | 0 | 0 | 0 | 0 | 0 | 0 | 0 | 0
F10_Industrial_Industrial - ID_Existing_Process_Natural Gas_Process Boiler - Maintenance_A_Achievable Economic UCT Potential | F10 | Industrial | Industrial - ID | Existing | Process | Natural Gas | Process Boiler - Maintenance | A | Cumulative Energy Savings (MWh or mTherms) | Achievable Economic UCT Potential | 0 | 0 | 0.33234 | 0.56127 | 0.71702 | 0.71702 | 0.71702 | 0.71702 | 0.71702 | 0.71702 | 0.71702 | 0.71702 | 0.71702 | 0.71702 | 0.71702 | 0.71702 | 0.71702 | 0.71702 | 0.71702 | 0.71702 | 0.71702 | 0.71702 | 0.71702 | 0.71702 | 0.71702 | 0.71702 | 0.71702
F11_Industrial_Industrial - ID_Existing_Process_Natural Gas_Process Boiler - Maintenance_A_Achievable Economic UCT Potential | F11 | Industrial | Industrial - ID | Existing | Process | Natural Gas | Process Boiler - Maintenance | A | Cumulative Summer Peak Savings (MW) | Achievable Economic UCT Potential | 0 | 0 | 0 | 0 | 0 | 0 | 0 | 0 | 0 | 0 | 0 | 0 | 0 | 0 | 0 | 0 | 0 | 0 | 0 | 0 | 0 | 0 | 0 | 0 | 0 | 0 | 0
F12_Industrial_Industrial - ID_Existing_Process_Natural Gas_Process Boiler - Maintenance_A_Achievable Economic UCT Potential | F12 | Industrial | Industrial - ID | Existing | Process | Natural Gas | Process Boiler - Maintenance | A | Cumulative Winter Peak Savings (MW) | Achievable Economic UCT Potential | 0 | 0 | 0 | 0 | 0 | 0 | 0 | 0 | 0 | 0 | 0 | 0 | 0 | 0 | 0 | 0 | 0 | 0 | 0 | 0 | 0 | 0 | 0 | 0 | 0 | 0 | 0
F13_Industrial_Industrial - ID_Existing_Process_Natural Gas_Process Boiler - Maintenance_A_Achievable Economic UCT Potential | F13 | Industrial | Industrial - ID | Existing | Process | Natural Gas | Process Boiler - Maintenance | A | Purchases (Incremental) | Achievable Economic UCT Potential | 0 | 0 | 69.2726 | 47.7174 | 32.4637 | 0 | 0 | 0 | 0 | 0 | 0 | 0 | 0 | 0 | 0 | 0 | 0 | 0 | 0 | 0 | 0 | 0 | 0 | 0 | 0 | 0 | 0
F14_Industrial_Industrial - ID_Existing_Process_Natural Gas_Process Boiler - Maintenance_A_Achievable Economic UCT Potential | F14 | Industrial | Industrial - ID | Existing | Process | Natural Gas | Process Boiler - Maintenance | A | Purchases (Cumulative) | Achievable Economic UCT Potential | 0 | 0 | 69.2726 | 116.99 | 149.4537 | 149.4537 | 149.4537 | 149.4537 | 149.4537 | 149.4537 | 149.4537 | 149.4537 | 149.4537 | 149.4537 | 149.4537 | 149.4537 | 149.4537 | 149.4537 | 149.4537 | 149.4537 | 149.4537 | 149.4537 | 149.4537 | 149.4537 | 149.4537 | 149.4537 | 149.4537
F1_Industrial_Industrial - ID_Existing_Process_Natural Gas_Process - Heat Recovery_A_Achievable Economic UCT Potential | F1 | Industrial | Industrial - ID | Existing | Process | Natural Gas | Process - Heat Recovery | A | Original Unit Energy Savings (kWh or therms) | Achievable Economic UCT Potential | 0 | 0 | 0.71666 | 0.71666 | 0.71666 | 0.71666 | 0.71666 | 0.71666 | 0.71666 | 0.71666 | 0.71666 | 0.71666 | 0.71666 | 0.71666 | 0.71666 | 0.71666 | 0.71666 | 0.71666 | 0.71666 | 0.71666 | 0.71666 | 0.71666 | 0.71666 | 0.71666 | 0.71666 | 0.71666 | 0.71666
F2_Industrial_Industrial - ID_Existing_Process_Natural Gas_Process - Heat Recovery_A_Achievable Economic UCT Potential | F2 | Industrial | Industrial - ID | Existing | Process | Natural Gas | Process - Heat Recovery | A | Original Unit Summer Peak Savings (kW) | Achievable Economic UCT Potential | 0 | 0 | 0 | 0 | 0 | 0 | 0 | 0 | 0 | 0 | 0 | 0 | 0 | 0 | 0 | 0 | 0 | 0 | 0 | 0 | 0 | 0 | 0 | 0 | 0 | 0 | 0
F3_Industrial_Industrial - ID_Existing_Process_Natural Gas_Process - Heat Recovery_A_Achievable Economic UCT Potential | F3 | Industrial | Industrial - ID | Existing | Process | Natural Gas | Process - Heat Recovery | A | Original Unit Winter Peak Savings (kW) | Achievable Economic UCT Potential | 0 | 0 | 0 | 0 | 0 | 0 | 0 | 0 | 0 | 0 | 0 | 0 | 0 | 0 | 0 | 0 | 0 | 0 | 0 | 0 | 0 | 0 | 0 | 0 | 0 | 0 | 0
F4_Industrial_Industrial - ID_Existing_Process_Natural Gas_Process - Heat Recovery_A_Achievable Economic UCT Potential | F4 | Industrial | Industrial - ID | Existing | Process | Natural Gas | Process - Heat Recovery | A | Standalone Impact on Baseline Energy (%) | Achievable Economic UCT Potential | 0 | 0 | 0.0057375 | 0.011576 | 0.017516 | 0.023561 | 0.029712 | 0.035971 | 0.042339 | 0.04882 | 0.055413 | 0.062123 | 0.068951 | 0.075898 | 0.082967 | 0.09016 | 0.097479 | 0.10493 | 0.11251 | 0.12022 | 0.12806 | 0.13605 | 0.13843 | 0.14086 | 0.14333 | 0.14585 | 0.14841
F5_Industrial_Industrial - ID_Existing_Process_Natural Gas_Process - Heat Recovery_A_Achievable Economic UCT Potential | F5 | Industrial | Industrial - ID | Existing | Process | Natural Gas | Process - Heat Recovery | A | Standalone Impact on Baseline Summer Peak (%) | Achievable Economic UCT Potential | 0 | 0 | 0 | 0 | 0 | 0 | 0 | 0 | 0 | 0 | 0 | 0 | 0 | 0 | 0 | 0 | 0 | 0 | 0 | 0 | 0 | 0 | 0 | 0 | 0 | 0 | 0
F6_Industrial_Industrial - ID_Existing_Process_Natural Gas_Process - Heat Recovery_A_Achievable Economic UCT Potential | F6 | Industrial | Industrial - ID | Existing | Process | Natural Gas | Process - Heat Recovery | A | Standalone Impact on Baseline Winter Peak (%) | Achievable Economic UCT Potential | 0 | 0 | 0 | 0 | 0 | 0 | 0 | 0 | 0 | 0 | 0 | 0 | 0 | 0 | 0 | 0 | 0 | 0 | 0 | 0 | 0 | 0 | 0 | 0 | 0 | 0 | 0
F7_Industrial_Industrial - ID_Existing_Process_Natural Gas_Process - Heat Recovery_A_Achievable Economic UCT Potential | F7 | Industrial | Industrial - ID | Existing | Process | Natural Gas | Process - Heat Recovery | A | Incremental Energy Savings (MWh or mTherms) | Achievable Economic UCT Potential | 0 | 0 | 11.3621 | 11.1662 | 10.9736 | 10.7844 | 10.5985 | 10.4158 | 10.2362 | 10.0597 | 9.8863 | 9.7158 | 9.5483 | 9.3837 | 9.2219 | 9.0629 | 8.9066 | 8.7531 | 8.6022 | 8.4538 | 8.3081 | 8.1648 | 0 | 0 | 0 | 0 | 0
F8_Industrial_Industrial - ID_Existing_Process_Natural Gas_Process - Heat Recovery_A_Achievable Economic UCT Potential | F8 | Industrial | Industrial - ID | Existing | Process | Natural Gas | Process - Heat Recovery | A | Incremental Summer Peak Savings (MW) | Achievable Economic UCT Potential | 0 | 0 | 0 | 0 | 0 | 0 | 0 | 0 | 0 | 0 | 0 | 0 | 0 | 0 | 0 | 0 | 0 | 0 | 0 | 0 | 0 | 0 | 0 | 0 | 0 | 0 | 0
F9_Industrial_Industrial - ID_Existing_Process_Natural Gas_Process - Heat Recovery_A_Achievable Economic UCT Potential | F9 | Industrial | Industrial - ID | Existing | Process | Natural Gas | Process - Heat Recovery | A | Incremental Winter Peak Savings (MW) | Achievable Economic UCT Potential | 0 | 0 | 0 | 0 | 0 | 0 | 0 | 0 | 0 | 0 | 0 | 0 | 0 | 0 | 0 | 0 | 0 | 0 | 0 | 0 | 0 | 0 | 0 | 0 | 0 | 0 | 0
F10_Industrial_Industrial - ID_Existing_Process_Natural Gas_Process - Heat Recovery_A_Achievable Economic UCT Potential | F10 | Industrial | Industrial - ID | Existing | Process | Natural Gas | Process - Heat Recovery | A | Cumulative Energy Savings (MWh or mTherms) | Achievable Economic UCT Potential | 0 | 0 | 11.3621 | 22.5282 | 33.5019 | 44.2863 | 54.8848 | 65.3006 | 75.5368 | 85.5965 | 95.4828 | 105.1986 | 114.7469 | 124.1306 | 133.3524 | 142.4153 | 151.322 | 160.075 | 168.6772 | 177.131 | 185.4391 | 193.6039 | 193.6039 | 193.6039 | 193.6039 | 193.6039 | 193.6039
F11_Industrial_Industrial - ID_Existing_Process_Natural Gas_Process - Heat Recovery_A_Achievable Economic UCT Potential | F11 | Industrial | Industrial - ID | Existing | Process | Natural Gas | Process - Heat Recovery | A | Cumulative Summer Peak Savings (MW) | Achievable Economic UCT Potential | 0 | 0 | 0 | 0 | 0 | 0 | 0 | 0 | 0 | 0 | 0 | 0 | 0 | 0 | 0 | 0 | 0 | 0 | 0 | 0 | 0 | 0 | 0 | 0 | 0 | 0 | 0
F12_Industrial_Industrial - ID_Existing_Process_Natural Gas_Process - Heat Recovery_A_Achievable Economic UCT Potential | F12 | Industrial | Industrial - ID | Existing | Process | Natural Gas | Process - Heat Recovery | A | Cumulative Winter Peak Savings (MW) | Achievable Economic UCT Potential | 0 | 0 | 0 | 0 | 0 | 0 | 0 | 0 | 0 | 0 | 0 | 0 | 0 | 0 | 0 | 0 | 0 | 0 | 0 | 0 | 0 | 0 | 0 | 0 | 0 | 0 | 0
F13_Industrial_Industrial - ID_Existing_Process_Natural Gas_Process - Heat Recovery_A_Achievable Economic UCT Potential | F13 | Industrial | Industrial - ID | Existing | Process | Natural Gas | Process - Heat Recovery | A | Purchases (Incremental) | Achievable Economic UCT Potential | 0 | 0 | 15854.1435 | 15580.7962 | 15312.1618 | 15048.159 | 14788.708 | 14533.7303 | 14283.1487 | 14036.8875 | 13794.8722 | 13557.0296 | 13323.2877 | 13093.5759 | 12867.8246 | 12645.9655 | 12427.9316 | 12213.6569 | 12003.0766 | 11796.127 | 11592.7455 | 11392.8706 | 0 | 0 | 0 | 0 | 0
F14_Industrial_Industrial - ID_Existing_Process_Natural Gas_Process - Heat Recovery_A_Achievable Economic UCT Potential | F14 | Industrial | Industrial - ID | Existing | Process | Natural Gas | Process - Heat Recovery | A | Purchases (Cumulative) | Achievable Economic UCT Potential | 0 | 0 | 15854.1435 | 31434.9398 | 46747.1016 | 61795.2606 | 76583.9686 | 91117.6989 | 105400.8476 | 119437.7351 | 133232.6073 | 146789.637 | 160112.9247 | 173206.5005 | 186074.3251 | 198720.2906 | 211148.2222 | 223361.8792 | 235364.9558 | 247161.0828 | 258753.8284 | 270146.699 | 270146.699 | 270146.699 | 270146.699 | 270146.699 | 270146.699
F1_Industrial_Industrial - ID_Existing_Space Heating_Natural Gas_Strategic Energy Management_A_Achievable Economic UCT Potential | F1 | Industrial | Industrial - ID | Existing | Space Heating | Natural Gas | Strategic Energy Management | A | Original Unit Energy Savings (kWh or therms) | Achievable Economic UCT Potential | 0 | 0 | 0.034001 | 0.033937 | 0.033868 | 0.033796 | 0.03372 | 0.033641 | 0.03356 | 0.033477 | 0.033393 | 0.033308 | 0.033222 | 0.033137 | 0.033051 | 0.032966 | 0.032881 | 0.032797 | 0.032715 | 0.032638 | 0.032567 | 0.032501 | 0.032441 | 0.032385 | 0.032335 | 0.032288 | 0.032245
F2_Industrial_Industrial - ID_Existing_Space Heating_Natural Gas_Strategic Energy Management_A_Achievable Economic UCT Potential | F2 | Industrial | Industrial - ID | Existing | Space Heating | Natural Gas | Strategic Energy Management | A | Original Unit Summer Peak Savings (kW) | Achievable Economic UCT Potential | 0 | 0 | 0 | 0 | 0 | 0 | 0 | 0 | 0 | 0 | 0 | 0 | 0 | 0 | 0 | 0 | 0 | 0 | 0 | 0 | 0 | 0 | 0 | 0 | 0 | 0 | 0
F3_Industrial_Industrial - ID_Existing_Space Heating_Natural Gas_Strategic Energy Management_A_Achievable Economic UCT Potential | F3 | Industrial | Industrial - ID | Existing | Space Heating | Natural Gas | Strategic Energy Management | A | Original Unit Winter Peak Savings (kW) | Achievable Economic UCT Potential | 0 | 0 | 0 | 0 | 0 | 0 | 0 | 0 | 0 | 0 | 0 | 0 | 0 | 0 | 0 | 0 | 0 | 0 | 0 | 0 | 0 | 0 | 0 | 0 | 0 | 0 | 0
F4_Industrial_Industrial - ID_Existing_Space Heating_Natural Gas_Strategic Energy Management_A_Achievable Economic UCT Potential | F4 | Industrial | Industrial - ID | Existing | Space Heating | Natural Gas | Strategic Energy Management | A | Standalone Impact on Baseline Energy (%) | Achievable Economic UCT Potential | 0 | 0 | 0 | 0 | 0 | 0 | 0 | 0 | 0 | 0 | 0 | 0 | 0 | 0 | 0 | 0 | 0 | 0 | 0 | 0 | 0 | 0 | 0 | 0 | 0 | 0 | 0
F5_Industrial_Industrial - ID_Existing_Space Heating_Natural Gas_Strategic Energy Management_A_Achievable Economic UCT Potential | F5 | Industrial | Industrial - ID | Existing | Space Heating | Natural Gas | Strategic Energy Management | A | Standalone Impact on Baseline Summer Peak (%) | Achievable Economic UCT Potential | 0 | 0 | 0 | 0 | 0 | 0 | 0 | 0 | 0 | 0 | 0 | 0 | 0 | 0 | 0 | 0 | 0 | 0 | 0 | 0 | 0 | 0 | 0 | 0 | 0 | 0 | 0
F6_Industrial_Industrial - ID_Existing_Space Heating_Natural Gas_Strategic Energy Management_A_Achievable Economic UCT Potential | F6 | Industrial | Industrial - ID | Existing | Space Heating | Natural Gas | Strategic Energy Management | A | Standalone Impact on Baseline Winter Peak (%) | Achievable Economic UCT Potential | 0 | 0 | 0 | 0 | 0 | 0 | 0 | 0 | 0 | 0 | 0 | 0 | 0 | 0 | 0 | 0 | 0 | 0 | 0 | 0 | 0 | 0 | 0 | 0 | 0 | 0 | 0
F7_Industrial_Industrial - ID_Existing_Space Heating_Natural Gas_Strategic Energy Management_A_Achievable Economic UCT Potential | F7 | Industrial | Industrial - ID | Existing | Space Heating | Natural Gas | Strategic Energy Management | A | Incremental Energy Savings (MWh or mTherms) | Achievable Economic UCT Potential | 0 | 0 | 0 | 0 | 0 | 0 | 0 | 0 | 0 | 0 | 0 | 0 | 0 | 0 | 0 | 0 | 0 | 0 | 0 | 0 | 0 | 0 | 0 | 0 | 0 | 0 | 0
F8_Industrial_Industrial - ID_Existing_Space Heating_Natural Gas_Strategic Energy Management_A_Achievable Economic UCT Potential | F8 | Industrial | Industrial - ID | Existing | Space Heating | Natural Gas | Strategic Energy Management | A | Incremental Summer Peak Savings (MW) | Achievable Economic UCT Potential | 0 | 0 | 0 | 0 | 0 | 0 | 0 | 0 | 0 | 0 | 0 | 0 | 0 | 0 | 0 | 0 | 0 | 0 | 0 | 0 | 0 | 0 | 0 | 0 | 0 | 0 | 0
F9_Industrial_Industrial - ID_Existing_Space Heating_Natural Gas_Strategic Energy Management_A_Achievable Economic UCT Potential | F9 | Industrial | Industrial - ID | Existing | Space Heating | Natural Gas | Strategic Energy Management | A | Incremental Winter Peak Savings (MW) | Achievable Economic UCT Potential | 0 | 0 | 0 | 0 | 0 | 0 | 0 | 0 | 0 | 0 | 0 | 0 | 0 | 0 | 0 | 0 | 0 | 0 | 0 | 0 | 0 | 0 | 0 | 0 | 0 | 0 | 0
F10_Industrial_Industrial - ID_Existing_Space Heating_Natural Gas_Strategic Energy Management_A_Achievable Economic UCT Potential | F10 | Industrial | Industrial - ID | Existing | Space Heating | Natural Gas | Strategic Energy Management | A | Cumulative Energy Savings (MWh or mTherms) | Achievable Economic UCT Potential | 0 | 0 | 0 | 0 | 0 | 0 | 0 | 0 | 0 | 0 | 0 | 0 | 0 | 0 | 0 | 0 | 0 | 0 | 0 | 0 | 0 | 0 | 0 | 0 | 0 | 0 | 0
F11_Industrial_Industrial - ID_Existing_Space Heating_Natural Gas_Strategic Energy Management_A_Achievable Economic UCT Potential | F11 | Industrial | Industrial - ID | Existing | Space Heating | Natural Gas | Strategic Energy Management | A | Cumulative Summer Peak Savings (MW) | Achievable Economic UCT Potential | 0 | 0 | 0 | 0 | 0 | 0 | 0 | 0 | 0 | 0 | 0 | 0 | 0 | 0 | 0 | 0 | 0 | 0 | 0 | 0 | 0 | 0 | 0 | 0 | 0 | 0 | 0
F12_Industrial_Industrial - ID_Existing_Space Heating_Natural Gas_Strategic Energy Management_A_Achievable Economic UCT Potential | F12 | Industrial | Industrial - ID | Existing | Space Heating | Natural Gas | Strategic Energy Management | A | Cumulative Winter Peak Savings (MW) | Achievable Economic UCT Potential | 0 | 0 | 0 | 0 | 0 | 0 | 0 | 0 | 0 | 0 | 0 | 0 | 0 | 0 | 0 | 0 | 0 | 0 | 0 | 0 | 0 | 0 | 0 | 0 | 0 | 0 | 0
F13_Industrial_Industrial - ID_Existing_Space Heating_Natural Gas_Strategic Energy Management_A_Achievable Economic UCT Potential | F13 | Industrial | Industrial - ID | Existing | Space Heating | Natural Gas | Strategic Energy Management | A | Purchases (Incremental) | Achievable Economic UCT Potential | 0 | 0 | 0 | 0 | 0 | 0 | 0 | 0 | 0 | 0 | 0 | 0 | 0 | 0 | 0 | 0 | 0 | 0 | 0 | 0 | 0 | 0 | 0 | 0 | 0 | 0 | 0
F14_Industrial_Industrial - ID_Existing_Space Heating_Natural Gas_Strategic Energy Management_A_Achievable Economic UCT Potential | F14 | Industrial | Industrial - ID | Existing | Space Heating | Natural Gas | Strategic Energy Management | A | Purchases (Cumulative) | Achievable Economic UCT Potential | 0 | 0 | 0 | 0 | 0 | 0 | 0 | 0 | 0 | 0 | 0 | 0 | 0 | 0 | 0 | 0 | 0 | 0 | 0 | 0 | 0 | 0 | 0 | 0 | 0 | 0 | 0
F1_Industrial_Industrial - ID_Existing_Process_Natural Gas_Strategic Energy Management_A_Achievable Economic UCT Potential | F1 | Industrial | Industrial - ID | Existing | Process | Natural Gas | Strategic Energy Management | A | Original Unit Energy Savings (kWh or therms) | Achievable Economic UCT Potential | 0 | 0 | 0.11673 | 0.11673 | 0.11673 | 0.11673 | 0.11673 | 0.11673 | 0.11673 | 0.11673 | 0.11673 | 0.11673 | 0.11673 | 0.11673 | 0.11673 | 0.11673 | 0.11673 | 0.11673 | 0.11673 | 0.11673 | 0.11673 | 0.11673 | 0.11673 | 0.11673 | 0.11673 | 0.11673 | 0.11673
F2_Industrial_Industrial - ID_Existing_Process_Natural Gas_Strategic Energy Management_A_Achievable Economic UCT Potential | F2 | Industrial | Industrial - ID | Existing | Process | Natural Gas | Strategic Energy Management | A | Original Unit Summer Peak Savings (kW) | Achievable Economic UCT Potential | 0 | 0 | 0 | 0 | 0 | 0 | 0 | 0 | 0 | 0 | 0 | 0 | 0 | 0 | 0 | 0 | 0 | 0 | 0 | 0 | 0 | 0 | 0 | 0 | 0 | 0 | 0
F3_Industrial_Industrial - ID_Existing_Process_Natural Gas_Strategic Energy Management_A_Achievable Economic UCT Potential | F3 | Industrial | Industrial - ID | Existing | Process | Natural Gas | Strategic Energy Management | A | Original Unit Winter Peak Savings (kW) | Achievable Economic UCT Potential | 0 | 0 | 0 | 0 | 0 | 0 | 0 | 0 | 0 | 0 | 0 | 0 | 0 | 0 | 0 | 0 | 0 | 0 | 0 | 0 | 0 | 0 | 0 | 0 | 0 | 0 | 0
F4_Industrial_Industrial - ID_Existing_Process_Natural Gas_Strategic Energy Management_A_Achievable Economic UCT Potential | F4 | Industrial | Industrial - ID | Existing | Process | Natural Gas | Strategic Energy Management | A | Standalone Impact on Baseline Energy (%) | Achievable Economic UCT Potential | 0 | 0 | 0 | 0 | 0 | 0 | 0 | 0 | 0 | 0 | 0 | 0 | 0 | 0 | 0 | 0 | 0 | 0 | 0 | 0 | 0 | 0 | 0 | 0 | 0 | 0 | 0
F5_Industrial_Industrial - ID_Existing_Process_Natural Gas_Strategic Energy Management_A_Achievable Economic UCT Potential | F5 | Industrial | Industrial - ID | Existing | Process | Natural Gas | Strategic Energy Management | A | Standalone Impact on Baseline Summer Peak (%) | Achievable Economic UCT Potential | 0 | 0 | 0 | 0 | 0 | 0 | 0 | 0 | 0 | 0 | 0 | 0 | 0 | 0 | 0 | 0 | 0 | 0 | 0 | 0 | 0 | 0 | 0 | 0 | 0 | 0 | 0
F6_Industrial_Industrial - ID_Existing_Process_Natural Gas_Strategic Energy Management_A_Achievable Economic UCT Potential | F6 | Industrial | Industrial - ID | Existing | Process | Natural Gas | Strategic Energy Management | A | Standalone Impact on Baseline Winter Peak (%) | Achievable Economic UCT Potential | 0 | 0 | 0 | 0 | 0 | 0 | 0 | 0 | 0 | 0 | 0 | 0 | 0 | 0 | 0 | 0 | 0 | 0 | 0 | 0 | 0 | 0 | 0 | 0 | 0 | 0 | 0
F7_Industrial_Industrial - ID_Existing_Process_Natural Gas_Strategic Energy Management_A_Achievable Economic UCT Potential | F7 | Industrial | Industrial - ID | Existing | Process | Natural Gas | Strategic Energy Management | A | Incremental Energy Savings (MWh or mTherms) | Achievable Economic UCT Potential | 0 | 0 | 0 | 0 | 0 | 0 | 0 | 0 | 0 | 0 | 0 | 0 | 0 | 0 | 0 | 0 | 0 | 0 | 0 | 0 | 0 | 0 | 0 | 0 | 0 | 0 | 0
F8_Industrial_Industrial - ID_Existing_Process_Natural Gas_Strategic Energy Management_A_Achievable Economic UCT Potential | F8 | Industrial | Industrial - ID | Existing | Process | Natural Gas | Strategic Energy Management | A | Incremental Summer Peak Savings (MW) | Achievable Economic UCT Potential | 0 | 0 | 0 | 0 | 0 | 0 | 0 | 0 | 0 | 0 | 0 | 0 | 0 | 0 | 0 | 0 | 0 | 0 | 0 | 0 | 0 | 0 | 0 | 0 | 0 | 0 | 0
F9_Industrial_Industrial - ID_Existing_Process_Natural Gas_Strategic Energy Management_A_Achievable Economic UCT Potential | F9 | Industrial | Industrial - ID | Existing | Process | Natural Gas | Strategic Energy Management | A | Incremental Winter Peak Savings (MW) | Achievable Economic UCT Potential | 0 | 0 | 0 | 0 | 0 | 0 | 0 | 0 | 0 | 0 | 0 | 0 | 0 | 0 | 0 | 0 | 0 | 0 | 0 | 0 | 0 | 0 | 0 | 0 | 0 | 0 | 0
F10_Industrial_Industrial - ID_Existing_Process_Natural Gas_Strategic Energy Management_A_Achievable Economic UCT Potential | F10 | Industrial | Industrial - ID | Existing | Process | Natural Gas | Strategic Energy Management | A | Cumulative Energy Savings (MWh or mTherms) | Achievable Economic UCT Potential | 0 | 0 | 0 | 0 | 0 | 0 | 0 | 0 | 0 | 0 | 0 | 0 | 0 | 0 | 0 | 0 | 0 | 0 | 0 | 0 | 0 | 0 | 0 | 0 | 0 | 0 | 0
F11_Industrial_Industrial - ID_Existing_Process_Natural Gas_Strategic Energy Management_A_Achievable Economic UCT Potential | F11 | Industrial | Industrial - ID | Existing | Process | Natural Gas | Strategic Energy Management | A | Cumulative Summer Peak Savings (MW) | Achievable Economic UCT Potential | 0 | 0 | 0 | 0 | 0 | 0 | 0 | 0 | 0 | 0 | 0 | 0 | 0 | 0 | 0 | 0 | 0 | 0 | 0 | 0 | 0 | 0 | 0 | 0 | 0 | 0 | 0
F12_Industrial_Industrial - ID_Existing_Process_Natural Gas_Strategic Energy Management_A_Achievable Economic UCT Potential | F12 | Industrial | Industrial - ID | Existing | Process | Natural Gas | Strategic Energy Management | A | Cumulative Winter Peak Savings (MW) | Achievable Economic UCT Potential | 0 | 0 | 0 | 0 | 0 | 0 | 0 | 0 | 0 | 0 | 0 | 0 | 0 | 0 | 0 | 0 | 0 | 0 | 0 | 0 | 0 | 0 | 0 | 0 | 0 | 0 | 0
F13_Industrial_Industrial - ID_Existing_Process_Natural Gas_Strategic Energy Management_A_Achievable Economic UCT Potential | F13 | Industrial | Industrial - ID | Existing | Process | Natural Gas | Strategic Energy Management | A | Purchases (Incremental) | Achievable Economic UCT Potential | 0 | 0 | 0 | 0 | 0 | 0 | 0 | 0 | 0 | 0 | 0 | 0 | 0 | 0 | 0 | 0 | 0 | 0 | 0 | 0 | 0 | 0 | 0 | 0 | 0 | 0 | 0
F14_Industrial_Industrial - ID_Existing_Process_Natural Gas_Strategic Energy Management_A_Achievable Economic UCT Potential | F14 | Industrial | Industrial - ID | Existing | Process | Natural Gas | Strategic Energy Management | A | Purchases (Cumulative) | Achievable Economic UCT Potential | 0 | 0 | 0 | 0 | 0 | 0 | 0 | 0 | 0 | 0 | 0 | 0 | 0 | 0 | 0 | 0 | 0 | 0 | 0 | 0 | 0 | 0 | 0 | 0 | 0 | 0 | 0
F1_Industrial_Industrial - ID_Existing_Miscellaneous_Natural Gas_Strategic Energy Management_A_Achievable Economic UCT Potential | F1 | Industrial | Industrial - ID | Existing | Miscellaneous | Natural Gas | Strategic Energy Management | A | Original Unit Energy Savings (kWh or therms) | Achievable Economic UCT Potential | 0 | 0 | 0.025488 | 0.025488 | 0.025488 | 0.025488 | 0.025488 | 0.025488 | 0.025488 | 0.025488 | 0.025488 | 0.025488 | 0.025488 | 0.025488 | 0.025488 | 0.025488 | 0.025488 | 0.025488 | 0.025488 | 0.025488 | 0.025488 | 0.025488 | 0.025488 | 0.025488 | 0.025488 | 0.025488 | 0.025488
F2_Industrial_Industrial - ID_Existing_Miscellaneous_Natural Gas_Strategic Energy Management_A_Achievable Economic UCT Potential | F2 | Industrial | Industrial - ID | Existing | Miscellaneous | Natural Gas | Strategic Energy Management | A | Original Unit Summer Peak Savings (kW) | Achievable Economic UCT Potential | 0 | 0 | 0 | 0 | 0 | 0 | 0 | 0 | 0 | 0 | 0 | 0 | 0 | 0 | 0 | 0 | 0 | 0 | 0 | 0 | 0 | 0 | 0 | 0 | 0 | 0 | 0
F3_Industrial_Industrial - ID_Existing_Miscellaneous_Natural Gas_Strategic Energy Management_A_Achievable Economic UCT Potential | F3 | Industrial | Industrial - ID | Existing | Miscellaneous | Natural Gas | Strategic Energy Management | A | Original Unit Winter Peak Savings (kW) | Achievable Economic UCT Potential | 0 | 0 | 0 | 0 | 0 | 0 | 0 | 0 | 0 | 0 | 0 | 0 | 0 | 0 | 0 | 0 | 0 | 0 | 0 | 0 | 0 | 0 | 0 | 0 | 0 | 0 | 0
F4_Industrial_Industrial - ID_Existing_Miscellaneous_Natural Gas_Strategic Energy Management_A_Achievable Economic UCT Potential | F4 | Industrial | Industrial - ID | Existing | Miscellaneous | Natural Gas | Strategic Energy Management | A | Standalone Impact on Baseline Energy (%) | Achievable Economic UCT Potential | 0 | 0 | 0 | 0 | 0 | 0 | 0 | 0 | 0 | 0 | 0 | 0 | 0 | 0 | 0 | 0 | 0 | 0 | 0 | 0 | 0 | 0 | 0 | 0 | 0 | 0 | 0
F5_Industrial_Industrial - ID_Existing_Miscellaneous_Natural Gas_Strategic Energy Management_A_Achievable Economic UCT Potential | F5 | Industrial | Industrial - ID | Existing | Miscellaneous | Natural Gas | Strategic Energy Management | A | Standalone Impact on Baseline Summer Peak (%) | Achievable Economic UCT Potential | 0 | 0 | 0 | 0 | 0 | 0 | 0 | 0 | 0 | 0 | 0 | 0 | 0 | 0 | 0 | 0 | 0 | 0 | 0 | 0 | 0 | 0 | 0 | 0 | 0 | 0 | 0
F6_Industrial_Industrial - ID_Existing_Miscellaneous_Natural Gas_Strategic Energy Management_A_Achievable Economic UCT Potential | F6 | Industrial | Industrial - ID | Existing | Miscellaneous | Natural Gas | Strategic Energy Management | A | Standalone Impact on Baseline Winter Peak (%) | Achievable Economic UCT Potential | 0 | 0 | 0 | 0 | 0 | 0 | 0 | 0 | 0 | 0 | 0 | 0 | 0 | 0 | 0 | 0 | 0 | 0 | 0 | 0 | 0 | 0 | 0 | 0 | 0 | 0 | 0
F7_Industrial_Industrial - ID_Existing_Miscellaneous_Natural Gas_Strategic Energy Management_A_Achievable Economic UCT Potential | F7 | Industrial | Industrial - ID | Existing | Miscellaneous | Natural Gas | Strategic Energy Management | A | Incremental Energy Savings (MWh or mTherms) | Achievable Economic UCT Potential | 0 | 0 | 0 | 0 | 0 | 0 | 0 | 0 | 0 | 0 | 0 | 0 | 0 | 0 | 0 | 0 | 0 | 0 | 0 | 0 | 0 | 0 | 0 | 0 | 0 | 0 | 0
F8_Industrial_Industrial - ID_Existing_Miscellaneous_Natural Gas_Strategic Energy Management_A_Achievable Economic UCT Potential | F8 | Industrial | Industrial - ID | Existing | Miscellaneous | Natural Gas | Strategic Energy Management | A | Incremental Summer Peak Savings (MW) | Achievable Economic UCT Potential | 0 | 0 | 0 | 0 | 0 | 0 | 0 | 0 | 0 | 0 | 0 | 0 | 0 | 0 | 0 | 0 | 0 | 0 | 0 | 0 | 0 | 0 | 0 | 0 | 0 | 0 | 0
F9_Industrial_Industrial - ID_Existing_Miscellaneous_Natural Gas_Strategic Energy Management_A_Achievable Economic UCT Potential | F9 | Industrial | Industrial - ID | Existing | Miscellaneous | Natural Gas | Strategic Energy Management | A | Incremental Winter Peak Savings (MW) | Achievable Economic UCT Potential | 0 | 0 | 0 | 0 | 0 | 0 | 0 | 0 | 0 | 0 | 0 | 0 | 0 | 0 | 0 | 0 | 0 | 0 | 0 | 0 | 0 | 0 | 0 | 0 | 0 | 0 | 0
F10_Industrial_Industrial - ID_Existing_Miscellaneous_Natural Gas_Strategic Energy Management_A_Achievable Economic UCT Potential | F10 | Industrial | Industrial - ID | Existing | Miscellaneous | Natural Gas | Strategic Energy Management | A | Cumulative Energy Savings (MWh or mTherms) | Achievable Economic UCT Potential | 0 | 0 | 0 | 0 | 0 | 0 | 0 | 0 | 0 | 0 | 0 | 0 | 0 | 0 | 0 | 0 | 0 | 0 | 0 | 0 | 0 | 0 | 0 | 0 | 0 | 0 | 0
F11_Industrial_Industrial - ID_Existing_Miscellaneous_Natural Gas_Strategic Energy Management_A_Achievable Economic UCT Potential | F11 | Industrial | Industrial - ID | Existing | Miscellaneous | Natural Gas | Strategic Energy Management | A | Cumulative Summer Peak Savings (MW) | Achievable Economic UCT Potential | 0 | 0 | 0 | 0 | 0 | 0 | 0 | 0 | 0 | 0 | 0 | 0 | 0 | 0 | 0 | 0 | 0 | 0 | 0 | 0 | 0 | 0 | 0 | 0 | 0 | 0 | 0
F12_Industrial_Industrial - ID_Existing_Miscellaneous_Natural Gas_Strategic Energy Management_A_Achievable Economic UCT Potential | F12 | Industrial | Industrial - ID | Existing | Miscellaneous | Natural Gas | Strategic Energy Management | A | Cumulative Winter Peak Savings (MW) | Achievable Economic UCT Potential | 0 | 0 | 0 | 0 | 0 | 0 | 0 | 0 | 0 | 0 | 0 | 0 | 0 | 0 | 0 | 0 | 0 | 0 | 0 | 0 | 0 | 0 | 0 | 0 | 0 | 0 | 0
F13_Industrial_Industrial - ID_Existing_Miscellaneous_Natural Gas_Strategic Energy Management_A_Achievable Economic UCT Potential | F13 | Industrial | Industrial - ID | Existing | Miscellaneous | Natural Gas | Strategic Energy Management | A | Purchases (Incremental) | Achievable Economic UCT Potential | 0 | 0 | 0 | 0 | 0 | 0 | 0 | 0 | 0 | 0 | 0 | 0 | 0 | 0 | 0 | 0 | 0 | 0 | 0 | 0 | 0 | 0 | 0 | 0 | 0 | 0 | 0
F14_Industrial_Industrial - ID_Existing_Miscellaneous_Natural Gas_Strategic Energy Management_A_Achievable Economic UCT Potential | F14 | Industrial | Industrial - ID | Existing | Miscellaneous | Natural Gas | Strategic Energy Management | A | Purchases (Cumulative) | Achievable Economic UCT Potential | 0 | 0 | 0 | 0 | 0 | 0 | 0 | 0 | 0 | 0 | 0 | 0 | 0 | 0 | 0 | 0 | 0 | 0 | 0 | 0 | 0 | 0 | 0 | 0 | 0 | 0 | 0
F1_Industrial_Industrial - ID_Existing_Space Heating_Natural Gas_Retrocommissioning_A_Achievable Economic UCT Potential | F1 | Industrial | Industrial - ID | Existing | Space Heating | Natural Gas | Retrocommissioning | A | Original Unit Energy Savings (kWh or therms) | Achievable Economic UCT Potential | 0 | 0 | 0.04175 | 0.041671 | 0.041587 | 0.041498 | 0.041405 | 0.041308 | 0.041208 | 0.041107 | 0.041004 | 0.040899 | 0.040794 | 0.040689 | 0.040583 | 0.040479 | 0.040375 | 0.040272 | 0.040171 | 0.040077 | 0.039989 | 0.039908 | 0.039834 | 0.039766 | 0.039704 | 0.039646 | 0.039593
F2_Industrial_Industrial - ID_Existing_Space Heating_Natural Gas_Retrocommissioning_A_Achievable Economic UCT Potential | F2 | Industrial | Industrial - ID | Existing | Space Heating | Natural Gas | Retrocommissioning | A | Original Unit Summer Peak Savings (kW) | Achievable Economic UCT Potential | 0 | 0 | 0 | 0 | 0 | 0 | 0 | 0 | 0 | 0 | 0 | 0 | 0 | 0 | 0 | 0 | 0 | 0 | 0 | 0 | 0 | 0 | 0 | 0 | 0 | 0 | 0
F3_Industrial_Industrial - ID_Existing_Space Heating_Natural Gas_Retrocommissioning_A_Achievable Economic UCT Potential | F3 | Industrial | Industrial - ID | Existing | Space Heating | Natural Gas | Retrocommissioning | A | Original Unit Winter Peak Savings (kW) | Achievable Economic UCT Potential | 0 | 0 | 0 | 0 | 0 | 0 | 0 | 0 | 0 | 0 | 0 | 0 | 0 | 0 | 0 | 0 | 0 | 0 | 0 | 0 | 0 | 0 | 0 | 0 | 0 | 0 | 0
F4_Industrial_Industrial - ID_Existing_Space Heating_Natural Gas_Retrocommissioning_A_Achievable Economic UCT Potential | F4 | Industrial | Industrial - ID | Existing | Space Heating | Natural Gas | Retrocommissioning | A | Standalone Impact on Baseline Energy (%) | Achievable Economic UCT Potential | 0 | 0 | 0.0004386 | 0.00098483 | 0.0016611 | 0.0019932 | 0.0023333 | 0.0027001 | 0.0030606 | 0.0033383 | 0.0033994 | 0.0034591 | 0.0035198 | 0.0035815 | 0.0036443 | 0.0037083 | 0.0037733 | 0.0038395 | 0.0039069 | 0.0039754 | 0.0040452 | 0.0041162 | 0.0041884 | 0.0042618 | 0.0043366 | 0.0044127 | 0.0044901
F5_Industrial_Industrial - ID_Existing_Space Heating_Natural Gas_Retrocommissioning_A_Achievable Economic UCT Potential | F5 | Industrial | Industrial - ID | Existing | Space Heating | Natural Gas | Retrocommissioning | A | Standalone Impact on Baseline Summer Peak (%) | Achievable Economic UCT Potential | 0 | 0 | 0 | 0 | 0 | 0 | 0 | 0 | 0 | 0 | 0 | 0 | 0 | 0 | 0 | 0 | 0 | 0 | 0 | 0 | 0 | 0 | 0 | 0 | 0 | 0 | 0
F6_Industrial_Industrial - ID_Existing_Space Heating_Natural Gas_Retrocommissioning_A_Achievable Economic UCT Potential | F6 | Industrial | Industrial - ID | Existing | Space Heating | Natural Gas | Retrocommissioning | A | Standalone Impact on Baseline Winter Peak (%) | Achievable Economic UCT Potential | 0 | 0 | 0 | 0 | 0 | 0 | 0 | 0 | 0 | 0 | 0 | 0 | 0 | 0 | 0 | 0 | 0 | 0 | 0 | 0 | 0 | 0 | 0 | 0 | 0 | 0 | 0
F7_Industrial_Industrial - ID_Existing_Space Heating_Natural Gas_Retrocommissioning_A_Achievable Economic UCT Potential | F7 | Industrial | Industrial - ID | Existing | Space Heating | Natural Gas | Retrocommissioning | A | Incremental Energy Savings (MWh or mTherms) | Achievable Economic UCT Potential | 0 | 0 | 0.063249 | 0.076177 | 0.091426 | 0.04121 | 0.040715 | 0.04262 | 0.040156 | 0.028152 | 0.00031995 | 0 | 0 | 0 | 0 | 0 | 0 | 0 | 0 | 0 | 0 | 0 | 0 | 0 | 0 | 0 | 0
F8_Industrial_Industrial - ID_Existing_Space Heating_Natural Gas_Retrocommissioning_A_Achievable Economic UCT Potential | F8 | Industrial | Industrial - ID | Existing | Space Heating | Natural Gas | Retrocommissioning | A | Incremental Summer Peak Savings (MW) | Achievable Economic UCT Potential | 0 | 0 | 0 | 0 | 0 | 0 | 0 | 0 | 0 | 0 | 0 | 0 | 0 | 0 | 0 | 0 | 0 | 0 | 0 | 0 | 0 | 0 | 0 | 0 | 0 | 0 | 0
F9_Industrial_Industrial - ID_Existing_Space Heating_Natural Gas_Retrocommissioning_A_Achievable Economic UCT Potential | F9 | Industrial | Industrial - ID | Existing | Space Heating | Natural Gas | Retrocommissioning | A | Incremental Winter Peak Savings (MW) | Achievable Economic UCT Potential | 0 | 0 | 0 | 0 | 0 | 0 | 0 | 0 | 0 | 0 | 0 | 0 | 0 | 0 | 0 | 0 | 0 | 0 | 0 | 0 | 0 | 0 | 0 | 0 | 0 | 0 | 0
F10_Industrial_Industrial - ID_Existing_Space Heating_Natural Gas_Retrocommissioning_A_Achievable Economic UCT Potential | F10 | Industrial | Industrial - ID | Existing | Space Heating | Natural Gas | Retrocommissioning | A | Cumulative Energy Savings (MWh or mTherms) | Achievable Economic UCT Potential | 0 | 0 | 0.063249 | 0.13931 | 0.23045 | 0.27117 | 0.31127 | 0.35317 | 0.39247 | 0.41966 | 0.41892 | 0.41785 | 0.41678 | 0.4157 | 0.41463 | 0.41356 | 0.4125 | 0.41145 | 0.41041 | 0.40945 | 0.40856 | 0.40773 | 0.40698 | 0.40628 | 0.40564 | 0.40506 | 0.40451
F11_Industrial_Industrial - ID_Existing_Space Heating_Natural Gas_Retrocommissioning_A_Achievable Economic UCT Potential | F11 | Industrial | Industrial - ID | Existing | Space Heating | Natural Gas | Retrocommissioning | A | Cumulative Summer Peak Savings (MW) | Achievable Economic UCT Potential | 0 | 0 | 0 | 0 | 0 | 0 | 0 | 0 | 0 | 0 | 0 | 0 | 0 | 0 | 0 | 0 | 0 | 0 | 0 | 0 | 0 | 0 | 0 | 0 | 0 | 0 | 0
F12_Industrial_Industrial - ID_Existing_Space Heating_Natural Gas_Retrocommissioning_A_Achievable Economic UCT Potential | F12 | Industrial | Industrial - ID | Existing | Space Heating | Natural Gas | Retrocommissioning | A | Cumulative Winter Peak Savings (MW) | Achievable Economic UCT Potential | 0 | 0 | 0 | 0 | 0 | 0 | 0 | 0 | 0 | 0 | 0 | 0 | 0 | 0 | 0 | 0 | 0 | 0 | 0 | 0 | 0 | 0 | 0 | 0 | 0 | 0 | 0
F13_Industrial_Industrial - ID_Existing_Space Heating_Natural Gas_Retrocommissioning_A_Achievable Economic UCT Potential | F13 | Industrial | Industrial - ID | Existing | Space Heating | Natural Gas | Retrocommissioning | A | Purchases (Incremental) | Achievable Economic UCT Potential | 0 | 0 | 1514.9515 | 1828.0478 | 2198.4267 | 993.075 | 983.3512 | 1031.7667 | 974.4497 | 684.8585 | 7.8029 | 0 | 0 | 0 | 0 | 0 | 0 | 0 | 0 | 0 | 0 | 0 | 0 | 0 | 0 | 0 | 0
F14_Industrial_Industrial - ID_Existing_Space Heating_Natural Gas_Retrocommissioning_A_Achievable Economic UCT Potential | F14 | Industrial | Industrial - ID | Existing | Space Heating | Natural Gas | Retrocommissioning | A | Purchases (Cumulative) | Achievable Economic UCT Potential | 0 | 0 | 1514.9515 | 3342.9993 | 5541.426 | 6534.501 | 7517.8522 | 8549.6189 | 9524.0686 | 10208.9271 | 10216.73 | 10216.73 | 10216.73 | 10216.73 | 10216.73 | 10216.73 | 10216.73 | 10216.73 | 10216.73 | 10216.73 | 10216.73 | 10216.73 | 10216.73 | 10216.73 | 10216.73 | 10216.73 | 10216.73
F1_Industrial_Industrial - ID_Existing_Process_Natural Gas_Retrocommissioning_A_Achievable Economic UCT Potential | F1 | Industrial | Industrial - ID | Existing | Process | Natural Gas | Retrocommissioning | A | Original Unit Energy Savings (kWh or therms) | Achievable Economic UCT Potential | 0 | 0 | 0 | 0 | 0 | 0 | 0 | 0 | 0 | 0 | 0 | 0 | 0 | 0 | 0 | 0 | 0 | 0 | 0 | 0 | 0 | 0 | 0 | 0 | 0 | 0 | 0
F2_Industrial_Industrial - ID_Existing_Process_Natural Gas_Retrocommissioning_A_Achievable Economic UCT Potential | F2 | Industrial | Industrial - ID | Existing | Process | Natural Gas | Retrocommissioning | A | Original Unit Summer Peak Savings (kW) | Achievable Economic UCT Potential | 0 | 0 | 0 | 0 | 0 | 0 | 0 | 0 | 0 | 0 | 0 | 0 | 0 | 0 | 0 | 0 | 0 | 0 | 0 | 0 | 0 | 0 | 0 | 0 | 0 | 0 | 0
F3_Industrial_Industrial - ID_Existing_Process_Natural Gas_Retrocommissioning_A_Achievable Economic UCT Potential | F3 | Industrial | Industrial - ID | Existing | Process | Natural Gas | Retrocommissioning | A | Original Unit Winter Peak Savings (kW) | Achievable Economic UCT Potential | 0 | 0 | 0 | 0 | 0 | 0 | 0 | 0 | 0 | 0 | 0 | 0 | 0 | 0 | 0 | 0 | 0 | 0 | 0 | 0 | 0 | 0 | 0 | 0 | 0 | 0 | 0
F4_Industrial_Industrial - ID_Existing_Process_Natural Gas_Retrocommissioning_A_Achievable Economic UCT Potential | F4 | Industrial | Industrial - ID | Existing | Process | Natural Gas | Retrocommissioning | A | Standalone Impact on Baseline Energy (%) | Achievable Economic UCT Potential | 0 | 0 | 0 | 0 | 0 | 0 | 0 | 0 | 0 | 0 | 0 | 0 | 0 | 0 | 0 | 0 | 0 | 0 | 0 | 0 | 0 | 0 | 0 | 0 | 0 | 0 | 0
F5_Industrial_Industrial - ID_Existing_Process_Natural Gas_Retrocommissioning_A_Achievable Economic UCT Potential | F5 | Industrial | Industrial - ID | Existing | Process | Natural Gas | Retrocommissioning | A | Standalone Impact on Baseline Summer Peak (%) | Achievable Economic UCT Potential | 0 | 0 | 0 | 0 | 0 | 0 | 0 | 0 | 0 | 0 | 0 | 0 | 0 | 0 | 0 | 0 | 0 | 0 | 0 | 0 | 0 | 0 | 0 | 0 | 0 | 0 | 0
F6_Industrial_Industrial - ID_Existing_Process_Natural Gas_Retrocommissioning_A_Achievable Economic UCT Potential | F6 | Industrial | Industrial - ID | Existing | Process | Natural Gas | Retrocommissioning | A | Standalone Impact on Baseline Winter Peak (%) | Achievable Economic UCT Potential | 0 | 0 | 0 | 0 | 0 | 0 | 0 | 0 | 0 | 0 | 0 | 0 | 0 | 0 | 0 | 0 | 0 | 0 | 0 | 0 | 0 | 0 | 0 | 0 | 0 | 0 | 0
F7_Industrial_Industrial - ID_Existing_Process_Natural Gas_Retrocommissioning_A_Achievable Economic UCT Potential | F7 | Industrial | Industrial - ID | Existing | Process | Natural Gas | Retrocommissioning | A | Incremental Energy Savings (MWh or mTherms) | Achievable Economic UCT Potential | 0 | 0 | 0 | 0 | 0 | 0 | 0 | 0 | 0 | 0 | 0 | 0 | 0 | 0 | 0 | 0 | 0 | 0 | 0 | 0 | 0 | 0 | 0 | 0 | 0 | 0 | 0
F8_Industrial_Industrial - ID_Existing_Process_Natural Gas_Retrocommissioning_A_Achievable Economic UCT Potential | F8 | Industrial | Industrial - ID | Existing | Process | Natural Gas | Retrocommissioning | A | Incremental Summer Peak Savings (MW) | Achievable Economic UCT Potential | 0 | 0 | 0 | 0 | 0 | 0 | 0 | 0 | 0 | 0 | 0 | 0 | 0 | 0 | 0 | 0 | 0 | 0 | 0 | 0 | 0 | 0 | 0 | 0 | 0 | 0 | 0
F9_Industrial_Industrial - ID_Existing_Process_Natural Gas_Retrocommissioning_A_Achievable Economic UCT Potential | F9 | Industrial | Industrial - ID | Existing | Process | Natural Gas | Retrocommissioning | A | Incremental Winter Peak Savings (MW) | Achievable Economic UCT Potential | 0 | 0 | 0 | 0 | 0 | 0 | 0 | 0 | 0 | 0 | 0 | 0 | 0 | 0 | 0 | 0 | 0 | 0 | 0 | 0 | 0 | 0 | 0 | 0 | 0 | 0 | 0
F10_Industrial_Industrial - ID_Existing_Process_Natural Gas_Retrocommissioning_A_Achievable Economic UCT Potential | F10 | Industrial | Industrial - ID | Existing | Process | Natural Gas | Retrocommissioning | A | Cumulative Energy Savings (MWh or mTherms) | Achievable Economic UCT Potential | 0 | 0 | 0 | 0 | 0 | 0 | 0 | 0 | 0 | 0 | 0 | 0 | 0 | 0 | 0 | 0 | 0 | 0 | 0 | 0 | 0 | 0 | 0 | 0 | 0 | 0 | 0
F11_Industrial_Industrial - ID_Existing_Process_Natural Gas_Retrocommissioning_A_Achievable Economic UCT Potential | F11 | Industrial | Industrial - ID | Existing | Process | Natural Gas | Retrocommissioning | A | Cumulative Summer Peak Savings (MW) | Achievable Economic UCT Potential | 0 | 0 | 0 | 0 | 0 | 0 | 0 | 0 | 0 | 0 | 0 | 0 | 0 | 0 | 0 | 0 | 0 | 0 | 0 | 0 | 0 | 0 | 0 | 0 | 0 | 0 | 0
F12_Industrial_Industrial - ID_Existing_Process_Natural Gas_Retrocommissioning_A_Achievable Economic UCT Potential | F12 | Industrial | Industrial - ID | Existing | Process | Natural Gas | Retrocommissioning | A | Cumulative Winter Peak Savings (MW) | Achievable Economic UCT Potential | 0 | 0 | 0 | 0 | 0 | 0 | 0 | 0 | 0 | 0 | 0 | 0 | 0 | 0 | 0 | 0 | 0 | 0 | 0 | 0 | 0 | 0 | 0 | 0 | 0 | 0 | 0
F13_Industrial_Industrial - ID_Existing_Process_Natural Gas_Retrocommissioning_A_Achievable Economic UCT Potential | F13 | Industrial | Industrial - ID | Existing | Process | Natural Gas | Retrocommissioning | A | Purchases (Incremental) | Achievable Economic UCT Potential | 0 | 0 | 6059.806 | 7312.1912 | 8793.7067 | 3972.3 | 3933.4049 | 4127.0667 | 3897.7988 | 2739.4342 | 31.2115 | 0 | 0 | 0 | 0 | 0 | 0 | 0 | 0 | 0 | 0 | 0 | 0 | 0 | 0 | 0 | 0
F14_Industrial_Industrial - ID_Existing_Process_Natural Gas_Retrocommissioning_A_Achievable Economic UCT Potential | F14 | Industrial | Industrial - ID | Existing | Process | Natural Gas | Retrocommissioning | A | Purchases (Cumulative) | Achievable Economic UCT Potential | 0 | 0 | 6059.806 | 13371.9972 | 22165.7039 | 26138.0039 | 30071.4088 | 34198.4756 | 38096.2743 | 40835.7085 | 40866.92 | 40866.92 | 40866.92 | 40866.92 | 40866.92 | 40866.92 | 40866.92 | 40866.92 | 40866.92 | 40866.92 | 40866.92 | 40866.92 | 40866.92 | 40866.92 | 40866.92 | 40866.92 | 40866.92
F1_Industrial_Industrial - ID_New_Space Heating_Natural Gas_Insulation - Ceiling_A_Achievable Economic UCT Potential | F1 | Industrial | Industrial - ID | New | Space Heating | Natural Gas | Insulation - Ceiling | A | Original Unit Energy Savings (kWh or therms) | Achievable Economic UCT Potential | 0 | 0 | 0.07575 | 0.073705 | 0.07354 | 0.073477 | 0.073444 | 0.073424 | 0.07341 | 0.073401 | 0.073393 | 0.073387 | 0.073383 | 0.073379 | 0.073375 | 0.073373 | 0.07337 | 0.073368 | 0.073367 | 0.073364 | 0.073361 | 0.073358 | 0.073355 | 0.073353 | 0.073351 | 0.073349 | 0.073348
F2_Industrial_Industrial - ID_New_Space Heating_Natural Gas_Insulation - Ceiling_A_Achievable Economic UCT Potential | F2 | Industrial | Industrial - ID | New | Space Heating | Natural Gas | Insulation - Ceiling | A | Original Unit Summer Peak Savings (kW) | Achievable Economic UCT Potential | 0 | 0 | 0 | 0 | 0 | 0 | 0 | 0 | 0 | 0 | 0 | 0 | 0 | 0 | 0 | 0 | 0 | 0 | 0 | 0 | 0 | 0 | 0 | 0 | 0 | 0 | 0
F3_Industrial_Industrial - ID_New_Space Heating_Natural Gas_Insulation - Ceiling_A_Achievable Economic UCT Potential | F3 | Industrial | Industrial - ID | New | Space Heating | Natural Gas | Insulation - Ceiling | A | Original Unit Winter Peak Savings (kW) | Achievable Economic UCT Potential | 0 | 0 | 0 | 0 | 0 | 0 | 0 | 0 | 0 | 0 | 0 | 0 | 0 | 0 | 0 | 0 | 0 | 0 | 0 | 0 | 0 | 0 | 0 | 0 | 0 | 0 | 0
F4_Industrial_Industrial - ID_New_Space Heating_Natural Gas_Insulation - Ceiling_A_Achievable Economic UCT Potential | F4 | Industrial | Industrial - ID | New | Space Heating | Natural Gas | Insulation - Ceiling | A | Standalone Impact on Baseline Energy (%) | Achievable Economic UCT Potential | 0 | 0 | 0 | 0 | 0 | 0 | 0 | 0 | 0 | 0 | 0 | 0 | 0 | 0 | 0 | 0 | 0 | 0 | 0 | 0 | 0 | 0 | 0 | 0 | 0 | 0 | 0
F5_Industrial_Industrial - ID_New_Space Heating_Natural Gas_Insulation - Ceiling_A_Achievable Economic UCT Potential | F5 | Industrial | Industrial - ID | New | Space Heating | Natural Gas | Insulation - Ceiling | A | Standalone Impact on Baseline Summer Peak (%) | Achievable Economic UCT Potential | 0 | 0 | 0 | 0 | 0 | 0 | 0 | 0 | 0 | 0 | 0 | 0 | 0 | 0 | 0 | 0 | 0 | 0 | 0 | 0 | 0 | 0 | 0 | 0 | 0 | 0 | 0
F6_Industrial_Industrial - ID_New_Space Heating_Natural Gas_Insulation - Ceiling_A_Achievable Economic UCT Potential | F6 | Industrial | Industrial - ID | New | Space Heating | Natural Gas | Insulation - Ceiling | A | Standalone Impact on Baseline Winter Peak (%) | Achievable Economic UCT Potential | 0 | 0 | 0 | 0 | 0 | 0 | 0 | 0 | 0 | 0 | 0 | 0 | 0 | 0 | 0 | 0 | 0 | 0 | 0 | 0 | 0 | 0 | 0 | 0 | 0 | 0 | 0
F7_Industrial_Industrial - ID_New_Space Heating_Natural Gas_Insulation - Ceiling_A_Achievable Economic UCT Potential | F7 | Industrial | Industrial - ID | New | Space Heating | Natural Gas | Insulation - Ceiling | A | Incremental Energy Savings (MWh or mTherms) | Achievable Economic UCT Potential | 0 | 0 | 0 | 0 | 0 | 0 | 0 | 0 | 0 | 0 | 0 | 0 | 0 | 0 | 0 | 0 | 0 | 0 | 0 | 0 | 0 | 0 | 0 | 0 | 0 | 0 | 0
F8_Industrial_Industrial - ID_New_Space Heating_Natural Gas_Insulation - Ceiling_A_Achievable Economic UCT Potential | F8 | Industrial | Industrial - ID | New | Space Heating | Natural Gas | Insulation - Ceiling | A | Incremental Summer Peak Savings (MW) | Achievable Economic UCT Potential | 0 | 0 | 0 | 0 | 0 | 0 | 0 | 0 | 0 | 0 | 0 | 0 | 0 | 0 | 0 | 0 | 0 | 0 | 0 | 0 | 0 | 0 | 0 | 0 | 0 | 0 | 0
F9_Industrial_Industrial - ID_New_Space Heating_Natural Gas_Insulation - Ceiling_A_Achievable Economic UCT Potential | F9 | Industrial | Industrial - ID | New | Space Heating | Natural Gas | Insulation - Ceiling | A | Incremental Winter Peak Savings (MW) | Achievable Economic UCT Potential | 0 | 0 | 0 | 0 | 0 | 0 | 0 | 0 | 0 | 0 | 0 | 0 | 0 | 0 | 0 | 0 | 0 | 0 | 0 | 0 | 0 | 0 | 0 | 0 | 0 | 0 | 0
F10_Industrial_Industrial - ID_New_Space Heating_Natural Gas_Insulation - Ceiling_A_Achievable Economic UCT Potential | F10 | Industrial | Industrial - ID | New | Space Heating | Natural Gas | Insulation - Ceiling | A | Cumulative Energy Savings (MWh or mTherms) | Achievable Economic UCT Potential | 0 | 0 | 0 | 0 | 0 | 0 | 0 | 0 | 0 | 0 | 0 | 0 | 0 | 0 | 0 | 0 | 0 | 0 | 0 | 0 | 0 | 0 | 0 | 0 | 0 | 0 | 0
F11_Industrial_Industrial - ID_New_Space Heating_Natural Gas_Insulation - Ceiling_A_Achievable Economic UCT Potential | F11 | Industrial | Industrial - ID | New | Space Heating | Natural Gas | Insulation - Ceiling | A | Cumulative Summer Peak Savings (MW) | Achievable Economic UCT Potential | 0 | 0 | 0 | 0 | 0 | 0 | 0 | 0 | 0 | 0 | 0 | 0 | 0 | 0 | 0 | 0 | 0 | 0 | 0 | 0 | 0 | 0 | 0 | 0 | 0 | 0 | 0
F12_Industrial_Industrial - ID_New_Space Heating_Natural Gas_Insulation - Ceiling_A_Achievable Economic UCT Potential | F12 | Industrial | Industrial - ID | New | Space Heating | Natural Gas | Insulation - Ceiling | A | Cumulative Winter Peak Savings (MW) | Achievable Economic UCT Potential | 0 | 0 | 0 | 0 | 0 | 0 | 0 | 0 | 0 | 0 | 0 | 0 | 0 | 0 | 0 | 0 | 0 | 0 | 0 | 0 | 0 | 0 | 0 | 0 | 0 | 0 | 0
F13_Industrial_Industrial - ID_New_Space Heating_Natural Gas_Insulation - Ceiling_A_Achievable Economic UCT Potential | F13 | Industrial | Industrial - ID | New | Space Heating | Natural Gas | Insulation - Ceiling | A | Purchases (Incremental) | Achievable Economic UCT Potential | 0 | 0 | 0 | 0 | 0 | 0 | 0 | 0 | 0 | 0 | 0 | 0 | 0 | 0 | 0 | 0 | 0 | 0 | 0 | 0 | 0 | 0 | 0 | 0 | 0 | 0 | 0
F14_Industrial_Industrial - ID_New_Space Heating_Natural Gas_Insulation - Ceiling_A_Achievable Economic UCT Potential | F14 | Industrial | Industrial - ID | New | Space Heating | Natural Gas | Insulation - Ceiling | A | Purchases (Cumulative) | Achievable Economic UCT Potential | 0 | 0 | 0 | 0 | 0 | 0 | 0 | 0 | 0 | 0 | 0 | 0 | 0 | 0 | 0 | 0 | 0 | 0 | 0 | 0 | 0 | 0 | 0 | 0 | 0 | 0 | 0
F1_Industrial_Industrial - ID_New_Space Heating_Natural Gas_Insulation - Wall Cavity_A_Achievable Economic UCT Potential | F1 | Industrial | Industrial - ID | New | Space Heating | Natural Gas | Insulation - Wall Cavity | A | Original Unit Energy Savings (kWh or therms) | Achievable Economic UCT Potential | 0 | 0 | 0.20161 | 0.19616 | 0.19573 | 0.19556 | 0.19547 | 0.19542 | 0.19538 | 0.19536 | 0.19534 | 0.19532 | 0.19531 | 0.1953 | 0.19529 | 0.19528 | 0.19527 | 0.19527 | 0.19526 | 0.19526 | 0.19525 | 0.19524 | 0.19523 | 0.19523 | 0.19522 | 0.19522 | 0.19521
F2_Industrial_Industrial - ID_New_Space Heating_Natural Gas_Insulation - Wall Cavity_A_Achievable Economic UCT Potential | F2 | Industrial | Industrial - ID | New | Space Heating | Natural Gas | Insulation - Wall Cavity | A | Original Unit Summer Peak Savings (kW) | Achievable Economic UCT Potential | 0 | 0 | 0 | 0 | 0 | 0 | 0 | 0 | 0 | 0 | 0 | 0 | 0 | 0 | 0 | 0 | 0 | 0 | 0 | 0 | 0 | 0 | 0 | 0 | 0 | 0 | 0
F3_Industrial_Industrial - ID_New_Space Heating_Natural Gas_Insulation - Wall Cavity_A_Achievable Economic UCT Potential | F3 | Industrial | Industrial - ID | New | Space Heating | Natural Gas | Insulation - Wall Cavity | A | Original Unit Winter Peak Savings (kW) | Achievable Economic UCT Potential | 0 | 0 | 0 | 0 | 0 | 0 | 0 | 0 | 0 | 0 | 0 | 0 | 0 | 0 | 0 | 0 | 0 | 0 | 0 | 0 | 0 | 0 | 0 | 0 | 0 | 0 | 0
F4_Industrial_Industrial - ID_New_Space Heating_Natural Gas_Insulation - Wall Cavity_A_Achievable Economic UCT Potential | F4 | Industrial | Industrial - ID | New | Space Heating | Natural Gas | Insulation - Wall Cavity | A | Standalone Impact on Baseline Energy (%) | Achievable Economic UCT Potential | 0 | 0 | 0 | 0 | 0 | 0 | 0 | 0 | 0 | 0 | 0 | 0 | 0 | 0 | 0 | 0 | 0 | 0 | 0 | 0 | 0 | 0 | 0 | 0 | 0 | 0 | 0
F5_Industrial_Industrial - ID_New_Space Heating_Natural Gas_Insulation - Wall Cavity_A_Achievable Economic UCT Potential | F5 | Industrial | Industrial - ID | New | Space Heating | Natural Gas | Insulation - Wall Cavity | A | Standalone Impact on Baseline Summer Peak (%) | Achievable Economic UCT Potential | 0 | 0 | 0 | 0 | 0 | 0 | 0 | 0 | 0 | 0 | 0 | 0 | 0 | 0 | 0 | 0 | 0 | 0 | 0 | 0 | 0 | 0 | 0 | 0 | 0 | 0 | 0
F6_Industrial_Industrial - ID_New_Space Heating_Natural Gas_Insulation - Wall Cavity_A_Achievable Economic UCT Potential | F6 | Industrial | Industrial - ID | New | Space Heating | Natural Gas | Insulation - Wall Cavity | A | Standalone Impact on Baseline Winter Peak (%) | Achievable Economic UCT Potential | 0 | 0 | 0 | 0 | 0 | 0 | 0 | 0 | 0 | 0 | 0 | 0 | 0 | 0 | 0 | 0 | 0 | 0 | 0 | 0 | 0 | 0 | 0 | 0 | 0 | 0 | 0
F7_Industrial_Industrial - ID_New_Space Heating_Natural Gas_Insulation - Wall Cavity_A_Achievable Economic UCT Potential | F7 | Industrial | Industrial - ID | New | Space Heating | Natural Gas | Insulation - Wall Cavity | A | Incremental Energy Savings (MWh or mTherms) | Achievable Economic UCT Potential | 0 | 0 | 0 | 0 | 0 | 0 | 0 | 0 | 0 | 0 | 0 | 0 | 0 | 0 | 0 | 0 | 0 | 0 | 0 | 0 | 0 | 0 | 0 | 0 | 0 | 0 | 0
F8_Industrial_Industrial - ID_New_Space Heating_Natural Gas_Insulation - Wall Cavity_A_Achievable Economic UCT Potential | F8 | Industrial | Industrial - ID | New | Space Heating | Natural Gas | Insulation - Wall Cavity | A | Incremental Summer Peak Savings (MW) | Achievable Economic UCT Potential | 0 | 0 | 0 | 0 | 0 | 0 | 0 | 0 | 0 | 0 | 0 | 0 | 0 | 0 | 0 | 0 | 0 | 0 | 0 | 0 | 0 | 0 | 0 | 0 | 0 | 0 | 0
F9_Industrial_Industrial - ID_New_Space Heating_Natural Gas_Insulation - Wall Cavity_A_Achievable Economic UCT Potential | F9 | Industrial | Industrial - ID | New | Space Heating | Natural Gas | Insulation - Wall Cavity | A | Incremental Winter Peak Savings (MW) | Achievable Economic UCT Potential | 0 | 0 | 0 | 0 | 0 | 0 | 0 | 0 | 0 | 0 | 0 | 0 | 0 | 0 | 0 | 0 | 0 | 0 | 0 | 0 | 0 | 0 | 0 | 0 | 0 | 0 | 0
F10_Industrial_Industrial - ID_New_Space Heating_Natural Gas_Insulation - Wall Cavity_A_Achievable Economic UCT Potential | F10 | Industrial | Industrial - ID | New | Space Heating | Natural Gas | Insulation - Wall Cavity | A | Cumulative Energy Savings (MWh or mTherms) | Achievable Economic UCT Potential | 0 | 0 | 0 | 0 | 0 | 0 | 0 | 0 | 0 | 0 | 0 | 0 | 0 | 0 | 0 | 0 | 0 | 0 | 0 | 0 | 0 | 0 | 0 | 0 | 0 | 0 | 0
F11_Industrial_Industrial - ID_New_Space Heating_Natural Gas_Insulation - Wall Cavity_A_Achievable Economic UCT Potential | F11 | Industrial | Industrial - ID | New | Space Heating | Natural Gas | Insulation - Wall Cavity | A | Cumulative Summer Peak Savings (MW) | Achievable Economic UCT Potential | 0 | 0 | 0 | 0 | 0 | 0 | 0 | 0 | 0 | 0 | 0 | 0 | 0 | 0 | 0 | 0 | 0 | 0 | 0 | 0 | 0 | 0 | 0 | 0 | 0 | 0 | 0
F12_Industrial_Industrial - ID_New_Space Heating_Natural Gas_Insulation - Wall Cavity_A_Achievable Economic UCT Potential | F12 | Industrial | Industrial - ID | New | Space Heating | Natural Gas | Insulation - Wall Cavity | A | Cumulative Winter Peak Savings (MW) | Achievable Economic UCT Potential | 0 | 0 | 0 | 0 | 0 | 0 | 0 | 0 | 0 | 0 | 0 | 0 | 0 | 0 | 0 | 0 | 0 | 0 | 0 | 0 | 0 | 0 | 0 | 0 | 0 | 0 | 0
F13_Industrial_Industrial - ID_New_Space Heating_Natural Gas_Insulation - Wall Cavity_A_Achievable Economic UCT Potential | F13 | Industrial | Industrial - ID | New | Space Heating | Natural Gas | Insulation - Wall Cavity | A | Purchases (Incremental) | Achievable Economic UCT Potential | 0 | 0 | 0 | 0 | 0 | 0 | 0 | 0 | 0 | 0 | 0 | 0 | 0 | 0 | 0 | 0 | 0 | 0 | 0 | 0 | 0 | 0 | 0 | 0 | 0 | 0 | 0
F14_Industrial_Industrial - ID_New_Space Heating_Natural Gas_Insulation - Wall Cavity_A_Achievable Economic UCT Potential | F14 | Industrial | Industrial - ID | New | Space Heating | Natural Gas | Insulation - Wall Cavity | A | Purchases (Cumulative) | Achievable Economic UCT Potential | 0 | 0 | 0 | 0 | 0 | 0 | 0 | 0 | 0 | 0 | 0 | 0 | 0 | 0 | 0 | 0 | 0 | 0 | 0 | 0 | 0 | 0 | 0 | 0 | 0 | 0 | 0
F1_Industrial_Industrial - ID_New_Space Heating_Natural Gas_Insulation - Ducting_A_Achievable Economic UCT Potential | F1 | Industrial | Industrial - ID | New | Space Heating | Natural Gas | Insulation - Ducting | A | Original Unit Energy Savings (kWh or therms) | Achievable Economic UCT Potential | 0 | 0 | 0.048839 | 0.044241 | 0.043871 | 0.043729 | 0.043656 | 0.043611 | 0.04358 | 0.043558 | 0.043541 | 0.043528 | 0.043517 | 0.043508 | 0.043501 | 0.043495 | 0.04349 | 0.043485 | 0.043481 | 0.043476 | 0.043468 | 0.043461 | 0.043456 | 0.04345 | 0.043446 | 0.043442 | 0.043439
F2_Industrial_Industrial - ID_New_Space Heating_Natural Gas_Insulation - Ducting_A_Achievable Economic UCT Potential | F2 | Industrial | Industrial - ID | New | Space Heating | Natural Gas | Insulation - Ducting | A | Original Unit Summer Peak Savings (kW) | Achievable Economic UCT Potential | 0 | 0 | 0 | 0 | 0 | 0 | 0 | 0 | 0 | 0 | 0 | 0 | 0 | 0 | 0 | 0 | 0 | 0 | 0 | 0 | 0 | 0 | 0 | 0 | 0 | 0 | 0
F3_Industrial_Industrial - ID_New_Space Heating_Natural Gas_Insulation - Ducting_A_Achievable Economic UCT Potential | F3 | Industrial | Industrial - ID | New | Space Heating | Natural Gas | Insulation - Ducting | A | Original Unit Winter Peak Savings (kW) | Achievable Economic UCT Potential | 0 | 0 | 0 | 0 | 0 | 0 | 0 | 0 | 0 | 0 | 0 | 0 | 0 | 0 | 0 | 0 | 0 | 0 | 0 | 0 | 0 | 0 | 0 | 0 | 0 | 0 | 0
F4_Industrial_Industrial - ID_New_Space Heating_Natural Gas_Insulation - Ducting_A_Achievable Economic UCT Potential | F4 | Industrial | Industrial - ID | New | Space Heating | Natural Gas | Insulation - Ducting | A | Standalone Impact on Baseline Energy (%) | Achievable Economic UCT Potential | 0 | 0 | 0 | 0 | 0 | 0 | 0 | 0 | 0 | 0 | 0 | 0 | 0 | 0 | 0 | 0 | 0 | 0 | 0 | 0 | 0 | 0 | 0 | 0 | 0 | 0 | 0
F5_Industrial_Industrial - ID_New_Space Heating_Natural Gas_Insulation - Ducting_A_Achievable Economic UCT Potential | F5 | Industrial | Industrial - ID | New | Space Heating | Natural Gas | Insulation - Ducting | A | Standalone Impact on Baseline Summer Peak (%) | Achievable Economic UCT Potential | 0 | 0 | 0 | 0 | 0 | 0 | 0 | 0 | 0 | 0 | 0 | 0 | 0 | 0 | 0 | 0 | 0 | 0 | 0 | 0 | 0 | 0 | 0 | 0 | 0 | 0 | 0
F6_Industrial_Industrial - ID_New_Space Heating_Natural Gas_Insulation - Ducting_A_Achievable Economic UCT Potential | F6 | Industrial | Industrial - ID | New | Space Heating | Natural Gas | Insulation - Ducting | A | Standalone Impact on Baseline Winter Peak (%) | Achievable Economic UCT Potential | 0 | 0 | 0 | 0 | 0 | 0 | 0 | 0 | 0 | 0 | 0 | 0 | 0 | 0 | 0 | 0 | 0 | 0 | 0 | 0 | 0 | 0 | 0 | 0 | 0 | 0 | 0
F7_Industrial_Industrial - ID_New_Space Heating_Natural Gas_Insulation - Ducting_A_Achievable Economic UCT Potential | F7 | Industrial | Industrial - ID | New | Space Heating | Natural Gas | Insulation - Ducting | A | Incremental Energy Savings (MWh or mTherms) | Achievable Economic UCT Potential | 0 | 0 | 0 | 0 | 0 | 0 | 0 | 0 | 0 | 0 | 0 | 0 | 0 | 0 | 0 | 0 | 0 | 0 | 0 | 0 | 0 | 0 | 0 | 0 | 0 | 0 | 0
F8_Industrial_Industrial - ID_New_Space Heating_Natural Gas_Insulation - Ducting_A_Achievable Economic UCT Potential | F8 | Industrial | Industrial - ID | New | Space Heating | Natural Gas | Insulation - Ducting | A | Incremental Summer Peak Savings (MW) | Achievable Economic UCT Potential | 0 | 0 | 0 | 0 | 0 | 0 | 0 | 0 | 0 | 0 | 0 | 0 | 0 | 0 | 0 | 0 | 0 | 0 | 0 | 0 | 0 | 0 | 0 | 0 | 0 | 0 | 0
F9_Industrial_Industrial - ID_New_Space Heating_Natural Gas_Insulation - Ducting_A_Achievable Economic UCT Potential | F9 | Industrial | Industrial - ID | New | Space Heating | Natural Gas | Insulation - Ducting | A | Incremental Winter Peak Savings (MW) | Achievable Economic UCT Potential | 0 | 0 | 0 | 0 | 0 | 0 | 0 | 0 | 0 | 0 | 0 | 0 | 0 | 0 | 0 | 0 | 0 | 0 | 0 | 0 | 0 | 0 | 0 | 0 | 0 | 0 | 0
F10_Industrial_Industrial - ID_New_Space Heating_Natural Gas_Insulation - Ducting_A_Achievable Economic UCT Potential | F10 | Industrial | Industrial - ID | New | Space Heating | Natural Gas | Insulation - Ducting | A | Cumulative Energy Savings (MWh or mTherms) | Achievable Economic UCT Potential | 0 | 0 | 0 | 0 | 0 | 0 | 0 | 0 | 0 | 0 | 0 | 0 | 0 | 0 | 0 | 0 | 0 | 0 | 0 | 0 | 0 | 0 | 0 | 0 | 0 | 0 | 0
F11_Industrial_Industrial - ID_New_Space Heating_Natural Gas_Insulation - Ducting_A_Achievable Economic UCT Potential | F11 | Industrial | Industrial - ID | New | Space Heating | Natural Gas | Insulation - Ducting | A | Cumulative Summer Peak Savings (MW) | Achievable Economic UCT Potential | 0 | 0 | 0 | 0 | 0 | 0 | 0 | 0 | 0 | 0 | 0 | 0 | 0 | 0 | 0 | 0 | 0 | 0 | 0 | 0 | 0 | 0 | 0 | 0 | 0 | 0 | 0
F12_Industrial_Industrial - ID_New_Space Heating_Natural Gas_Insulation - Ducting_A_Achievable Economic UCT Potential | F12 | Industrial | Industrial - ID | New | Space Heating | Natural Gas | Insulation - Ducting | A | Cumulative Winter Peak Savings (MW) | Achievable Economic UCT Potential | 0 | 0 | 0 | 0 | 0 | 0 | 0 | 0 | 0 | 0 | 0 | 0 | 0 | 0 | 0 | 0 | 0 | 0 | 0 | 0 | 0 | 0 | 0 | 0 | 0 | 0 | 0
F13_Industrial_Industrial - ID_New_Space Heating_Natural Gas_Insulation - Ducting_A_Achievable Economic UCT Potential | F13 | Industrial | Industrial - ID | New | Space Heating | Natural Gas | Insulation - Ducting | A | Purchases (Incremental) | Achievable Economic UCT Potential | 0 | 0 | 0 | 0 | 0 | 0 | 0 | 0 | 0 | 0 | 0 | 0 | 0 | 0 | 0 | 0 | 0 | 0 | 0 | 0 | 0 | 0 | 0 | 0 | 0 | 0 | 0
F14_Industrial_Industrial - ID_New_Space Heating_Natural Gas_Insulation - Ducting_A_Achievable Economic UCT Potential | F14 | Industrial | Industrial - ID | New | Space Heating | Natural Gas | Insulation - Ducting | A | Purchases (Cumulative) | Achievable Economic UCT Potential | 0 | 0 | 0 | 0 | 0 | 0 | 0 | 0 | 0 | 0 | 0 | 0 | 0 | 0 | 0 | 0 | 0 | 0 | 0 | 0 | 0 | 0 | 0 | 0 | 0 | 0 | 0
F1_Industrial_Industrial - ID_New_Space Heating_Natural Gas_Ducting - Repair and Sealing_A_Achievable Economic UCT Potential | F1 | Industrial | Industrial - ID | New | Space Heating | Natural Gas | Ducting - Repair and Sealing | A | Original Unit Energy Savings (kWh or therms) | Achievable Economic UCT Potential | 0 | 0 | 0.19395 | 0.17569 | 0.17422 | 0.17366 | 0.17337 | 0.17319 | 0.17306 | 0.17298 | 0.17291 | 0.17286 | 0.17282 | 0.17278 | 0.17275 | 0.17273 | 0.17271 | 0.17269 | 0.17267 | 0.17265 | 0.17262 | 0.17259 | 0.17257 | 0.17255 | 0.17253 | 0.17252 | 0.1725
F2_Industrial_Industrial - ID_New_Space Heating_Natural Gas_Ducting - Repair and Sealing_A_Achievable Economic UCT Potential | F2 | Industrial | Industrial - ID | New | Space Heating | Natural Gas | Ducting - Repair and Sealing | A | Original Unit Summer Peak Savings (kW) | Achievable Economic UCT Potential | 0 | 0 | 0 | 0 | 0 | 0 | 0 | 0 | 0 | 0 | 0 | 0 | 0 | 0 | 0 | 0 | 0 | 0 | 0 | 0 | 0 | 0 | 0 | 0 | 0 | 0 | 0
F3_Industrial_Industrial - ID_New_Space Heating_Natural Gas_Ducting - Repair and Sealing_A_Achievable Economic UCT Potential | F3 | Industrial | Industrial - ID | New | Space Heating | Natural Gas | Ducting - Repair and Sealing | A | Original Unit Winter Peak Savings (kW) | Achievable Economic UCT Potential | 0 | 0 | 0 | 0 | 0 | 0 | 0 | 0 | 0 | 0 | 0 | 0 | 0 | 0 | 0 | 0 | 0 | 0 | 0 | 0 | 0 | 0 | 0 | 0 | 0 | 0 | 0
F4_Industrial_Industrial - ID_New_Space Heating_Natural Gas_Ducting - Repair and Sealing_A_Achievable Economic UCT Potential | F4 | Industrial | Industrial - ID | New | Space Heating | Natural Gas | Ducting - Repair and Sealing | A | Standalone Impact on Baseline Energy (%) | Achievable Economic UCT Potential | 0 | 0 | 0 | 0 | 0 | 0 | 0 | 0 | 0 | 0 | 0 | 0 | 0 | 0 | 0 | 0 | 0 | 0 | 0 | 0 | 0 | 0 | 0 | 0 | 0 | 0 | 0
F5_Industrial_Industrial - ID_New_Space Heating_Natural Gas_Ducting - Repair and Sealing_A_Achievable Economic UCT Potential | F5 | Industrial | Industrial - ID | New | Space Heating | Natural Gas | Ducting - Repair and Sealing | A | Standalone Impact on Baseline Summer Peak (%) | Achievable Economic UCT Potential | 0 | 0 | 0 | 0 | 0 | 0 | 0 | 0 | 0 | 0 | 0 | 0 | 0 | 0 | 0 | 0 | 0 | 0 | 0 | 0 | 0 | 0 | 0 | 0 | 0 | 0 | 0
F6_Industrial_Industrial - ID_New_Space Heating_Natural Gas_Ducting - Repair and Sealing_A_Achievable Economic UCT Potential | F6 | Industrial | Industrial - ID | New | Space Heating | Natural Gas | Ducting - Repair and Sealing | A | Standalone Impact on Baseline Winter Peak (%) | Achievable Economic UCT Potential | 0 | 0 | 0 | 0 | 0 | 0 | 0 | 0 | 0 | 0 | 0 | 0 | 0 | 0 | 0 | 0 | 0 | 0 | 0 | 0 | 0 | 0 | 0 | 0 | 0 | 0 | 0
F7_Industrial_Industrial - ID_New_Space Heating_Natural Gas_Ducting - Repair and Sealing_A_Achievable Economic UCT Potential | F7 | Industrial | Industrial - ID | New | Space Heating | Natural Gas | Ducting - Repair and Sealing | A | Incremental Energy Savings (MWh or mTherms) | Achievable Economic UCT Potential | 0 | 0 | 0 | 0 | 0 | 0 | 0 | 0 | 0 | 0 | 0 | 0 | 0 | 0 | 0 | 0 | 0 | 0 | 0 | 0 | 0 | 0 | 0 | 0 | 0 | 0 | 0
F8_Industrial_Industrial - ID_New_Space Heating_Natural Gas_Ducting - Repair and Sealing_A_Achievable Economic UCT Potential | F8 | Industrial | Industrial - ID | New | Space Heating | Natural Gas | Ducting - Repair and Sealing | A | Incremental Summer Peak Savings (MW) | Achievable Economic UCT Potential | 0 | 0 | 0 | 0 | 0 | 0 | 0 | 0 | 0 | 0 | 0 | 0 | 0 | 0 | 0 | 0 | 0 | 0 | 0 | 0 | 0 | 0 | 0 | 0 | 0 | 0 | 0
F9_Industrial_Industrial - ID_New_Space Heating_Natural Gas_Ducting - Repair and Sealing_A_Achievable Economic UCT Potential | F9 | Industrial | Industrial - ID | New | Space Heating | Natural Gas | Ducting - Repair and Sealing | A | Incremental Winter Peak Savings (MW) | Achievable Economic UCT Potential | 0 | 0 | 0 | 0 | 0 | 0 | 0 | 0 | 0 | 0 | 0 | 0 | 0 | 0 | 0 | 0 | 0 | 0 | 0 | 0 | 0 | 0 | 0 | 0 | 0 | 0 | 0
F10_Industrial_Industrial - ID_New_Space Heating_Natural Gas_Ducting - Repair and Sealing_A_Achievable Economic UCT Potential | F10 | Industrial | Industrial - ID | New | Space Heating | Natural Gas | Ducting - Repair and Sealing | A | Cumulative Energy Savings (MWh or mTherms) | Achievable Economic UCT Potential | 0 | 0 | 0 | 0 | 0 | 0 | 0 | 0 | 0 | 0 | 0 | 0 | 0 | 0 | 0 | 0 | 0 | 0 | 0 | 0 | 0 | 0 | 0 | 0 | 0 | 0 | 0
F11_Industrial_Industrial - ID_New_Space Heating_Natural Gas_Ducting - Repair and Sealing_A_Achievable Economic UCT Potential | F11 | Industrial | Industrial - ID | New | Space Heating | Natural Gas | Ducting - Repair and Sealing | A | Cumulative Summer Peak Savings (MW) | Achievable Economic UCT Potential | 0 | 0 | 0 | 0 | 0 | 0 | 0 | 0 | 0 | 0 | 0 | 0 | 0 | 0 | 0 | 0 | 0 | 0 | 0 | 0 | 0 | 0 | 0 | 0 | 0 | 0 | 0
F12_Industrial_Industrial - ID_New_Space Heating_Natural Gas_Ducting - Repair and Sealing_A_Achievable Economic UCT Potential | F12 | Industrial | Industrial - ID | New | Space Heating | Natural Gas | Ducting - Repair and Sealing | A | Cumulative Winter Peak Savings (MW) | Achievable Economic UCT Potential | 0 | 0 | 0 | 0 | 0 | 0 | 0 | 0 | 0 | 0 | 0 | 0 | 0 | 0 | 0 | 0 | 0 | 0 | 0 | 0 | 0 | 0 | 0 | 0 | 0 | 0 | 0
F13_Industrial_Industrial - ID_New_Space Heating_Natural Gas_Ducting - Repair and Sealing_A_Achievable Economic UCT Potential | F13 | Industrial | Industrial - ID | New | Space Heating | Natural Gas | Ducting - Repair and Sealing | A | Purchases (Incremental) | Achievable Economic UCT Potential | 0 | 0 | 0 | 0 | 0 | 0 | 0 | 0 | 0 | 0 | 0 | 0 | 0 | 0 | 0 | 0 | 0 | 0 | 0 | 0 | 0 | 0 | 0 | 0 | 0 | 0 | 0
F14_Industrial_Industrial - ID_New_Space Heating_Natural Gas_Ducting - Repair and Sealing_A_Achievable Economic UCT Potential | F14 | Industrial | Industrial - ID | New | Space Heating | Natural Gas | Ducting - Repair and Sealing | A | Purchases (Cumulative) | Achievable Economic UCT Potential | 0 | 0 | 0 | 0 | 0 | 0 | 0 | 0 | 0 | 0 | 0 | 0 | 0 | 0 | 0 | 0 | 0 | 0 | 0 | 0 | 0 | 0 | 0 | 0 | 0 | 0 | 0
F1_Industrial_Industrial - ID_New_Space Heating_Natural Gas_Building Shell - Air Sealing (Infiltration Control)_A_Achievable Economic UCT Potential | F1 | Industrial | Industrial - ID | New | Space Heating | Natural Gas | Building Shell - Air Sealing (Infiltration Control) | A | Original Unit Energy Savings (kWh or therms) | Achievable Economic UCT Potential | 0 | 0 | 54.2341 | 52.7695 | 52.6515 | 52.6064 | 52.583 | 52.5686 | 52.5588 | 52.5517 | 52.5464 | 52.5422 | 52.5388 | 52.5361 | 52.5338 | 52.5318 | 52.5301 | 52.5287 | 52.5274 | 52.5258 | 52.5233 | 52.5211 | 52.5192 | 52.5176 | 52.5162 | 52.5149 | 52.5139
F2_Industrial_Industrial - ID_New_Space Heating_Natural Gas_Building Shell - Air Sealing (Infiltration Control)_A_Achievable Economic UCT Potential | F2 | Industrial | Industrial - ID | New | Space Heating | Natural Gas | Building Shell - Air Sealing (Infiltration Control) | A | Original Unit Summer Peak Savings (kW) | Achievable Economic UCT Potential | 0 | 0 | 0 | 0 | 0 | 0 | 0 | 0 | 0 | 0 | 0 | 0 | 0 | 0 | 0 | 0 | 0 | 0 | 0 | 0 | 0 | 0 | 0 | 0 | 0 | 0 | 0
F3_Industrial_Industrial - ID_New_Space Heating_Natural Gas_Building Shell - Air Sealing (Infiltration Control)_A_Achievable Economic UCT Potential | F3 | Industrial | Industrial - ID | New | Space Heating | Natural Gas | Building Shell - Air Sealing (Infiltration Control) | A | Original Unit Winter Peak Savings (kW) | Achievable Economic UCT Potential | 0 | 0 | 0 | 0 | 0 | 0 | 0 | 0 | 0 | 0 | 0 | 0 | 0 | 0 | 0 | 0 | 0 | 0 | 0 | 0 | 0 | 0 | 0 | 0 | 0 | 0 | 0
F4_Industrial_Industrial - ID_New_Space Heating_Natural Gas_Building Shell - Air Sealing (Infiltration Control)_A_Achievable Economic UCT Potential | F4 | Industrial | Industrial - ID | New | Space Heating | Natural Gas | Building Shell - Air Sealing (Infiltration Control) | A | Standalone Impact on Baseline Energy (%) | Achievable Economic UCT Potential | 0 | 0 | 4.2266e-06 | 9.0956e-06 | 2.0041e-05 | 3.8281e-05 | 6.6506e-05 | 0.00010728 | 0.00016298 | 0.00023517 | 0.00032404 | 0.00042781 | 0.00054225 | 0.00065998 | 0.0007717 | 0.00086705 | 0.00093645 | 0.00097458 | 0.00097777 | 0.00094536 | 0.00090095 | 0.0008612 | 0.00082542 | 0.00079304 | 0.00076361 | 0.00073675 | 0.00071213
F5_Industrial_Industrial - ID_New_Space Heating_Natural Gas_Building Shell - Air Sealing (Infiltration Control)_A_Achievable Economic UCT Potential | F5 | Industrial | Industrial - ID | New | Space Heating | Natural Gas | Building Shell - Air Sealing (Infiltration Control) | A | Standalone Impact on Baseline Summer Peak (%) | Achievable Economic UCT Potential | 0 | 0 | 0 | 0 | 0 | 0 | 0 | 0 | 0 | 0 | 0 | 0 | 0 | 0 | 0 | 0 | 0 | 0 | 0 | 0 | 0 | 0 | 0 | 0 | 0 | 0 | 0
F6_Industrial_Industrial - ID_New_Space Heating_Natural Gas_Building Shell - Air Sealing (Infiltration Control)_A_Achievable Economic UCT Potential | F6 | Industrial | Industrial - ID | New | Space Heating | Natural Gas | Building Shell - Air Sealing (Infiltration Control) | A | Standalone Impact on Baseline Winter Peak (%) | Achievable Economic UCT Potential | 0 | 0 | 0 | 0 | 0 | 0 | 0 | 0 | 0 | 0 | 0 | 0 | 0 | 0 | 0 | 0 | 0 | 0 | 0 | 0 | 0 | 0 | 0 | 0 | 0 | 0 | 0
F7_Industrial_Industrial - ID_New_Space Heating_Natural Gas_Building Shell - Air Sealing (Infiltration Control)_A_Achievable Economic UCT Potential | F7 | Industrial | Industrial - ID | New | Space Heating | Natural Gas | Building Shell - Air Sealing (Infiltration Control) | A | Incremental Energy Savings (MWh or mTherms) | Achievable Economic UCT Potential | 0 | 0 | 1.6397e-06 | 2.0837e-05 | 6.6621e-05 | 0.00015634 | 0.00030813 | 0.00054097 | 0.00086909 | 0.0012964 | 0.0018096 | 0.0023729 | 0.0029241 | 0.0033671 | 0.0036072 | 0.0035586 | 0.0031757 | 0.0025169 | 0.0016023 | 0.00050516 | 0 | 0 | 0 | 0 | 0 | 0 | 0
F8_Industrial_Industrial - ID_New_Space Heating_Natural Gas_Building Shell - Air Sealing (Infiltration Control)_A_Achievable Economic UCT Potential | F8 | Industrial | Industrial - ID | New | Space Heating | Natural Gas | Building Shell - Air Sealing (Infiltration Control) | A | Incremental Summer Peak Savings (MW) | Achievable Economic UCT Potential | 0 | 0 | 0 | 0 | 0 | 0 | 0 | 0 | 0 | 0 | 0 | 0 | 0 | 0 | 0 | 0 | 0 | 0 | 0 | 0 | 0 | 0 | 0 | 0 | 0 | 0 | 0
F9_Industrial_Industrial - ID_New_Space Heating_Natural Gas_Building Shell - Air Sealing (Infiltration Control)_A_Achievable Economic UCT Potential | F9 | Industrial | Industrial - ID | New | Space Heating | Natural Gas | Building Shell - Air Sealing (Infiltration Control) | A | Incremental Winter Peak Savings (MW) | Achievable Economic UCT Potential | 0 | 0 | 0 | 0 | 0 | 0 | 0 | 0 | 0 | 0 | 0 | 0 | 0 | 0 | 0 | 0 | 0 | 0 | 0 | 0 | 0 | 0 | 0 | 0 | 0 | 0 | 0
F10_Industrial_Industrial - ID_New_Space Heating_Natural Gas_Building Shell - Air Sealing (Infiltration Control)_A_Achievable Economic UCT Potential | F10 | Industrial | Industrial - ID | New | Space Heating | Natural Gas | Building Shell - Air Sealing (Infiltration Control) | A | Cumulative Energy Savings (MWh or mTherms) | Achievable Economic UCT Potential | 0 | 0 | 1.6397e-06 | 2.2433e-05 | 8.9003e-05 | 0.00024527 | 0.00055328 | 0.0010941 | 0.001963 | 0.0032591 | 0.0050684 | 0.0074409 | 0.010365 | 0.013731 | 0.017338 | 0.020896 | 0.024071 | 0.026587 | 0.028189 | 0.028693 | 0.028692 | 0.02869 | 0.028689 | 0.028688 | 0.028688 | 0.028687 | 0.028686
F11_Industrial_Industrial - ID_New_Space Heating_Natural Gas_Building Shell - Air Sealing (Infiltration Control)_A_Achievable Economic UCT Potential | F11 | Industrial | Industrial - ID | New | Space Heating | Natural Gas | Building Shell - Air Sealing (Infiltration Control) | A | Cumulative Summer Peak Savings (MW) | Achievable Economic UCT Potential | 0 | 0 | 0 | 0 | 0 | 0 | 0 | 0 | 0 | 0 | 0 | 0 | 0 | 0 | 0 | 0 | 0 | 0 | 0 | 0 | 0 | 0 | 0 | 0 | 0 | 0 | 0
F12_Industrial_Industrial - ID_New_Space Heating_Natural Gas_Building Shell - Air Sealing (Infiltration Control)_A_Achievable Economic UCT Potential | F12 | Industrial | Industrial - ID | New | Space Heating | Natural Gas | Building Shell - Air Sealing (Infiltration Control) | A | Cumulative Winter Peak Savings (MW) | Achievable Economic UCT Potential | 0 | 0 | 0 | 0 | 0 | 0 | 0 | 0 | 0 | 0 | 0 | 0 | 0 | 0 | 0 | 0 | 0 | 0 | 0 | 0 | 0 | 0 | 0 | 0 | 0 | 0 | 0
F13_Industrial_Industrial - ID_New_Space Heating_Natural Gas_Building Shell - Air Sealing (Infiltration Control)_A_Achievable Economic UCT Potential | F13 | Industrial | Industrial - ID | New | Space Heating | Natural Gas | Building Shell - Air Sealing (Infiltration Control) | A | Purchases (Incremental) | Achievable Economic UCT Potential | 0 | 0 | 3.0234e-05 | 0.00039487 | 0.0012653 | 0.0029719 | 0.0058598 | 0.010291 | 0.016536 | 0.024668 | 0.034438 | 0.045163 | 0.055657 | 0.06409 | 0.068664 | 0.067742 | 0.060455 | 0.047916 | 0.030504 | 0.0096173 | 0 | 0 | 0 | 0 | 0 | 0 | 0
F14_Industrial_Industrial - ID_New_Space Heating_Natural Gas_Building Shell - Air Sealing (Infiltration Control)_A_Achievable Economic UCT Potential | F14 | Industrial | Industrial - ID | New | Space Heating | Natural Gas | Building Shell - Air Sealing (Infiltration Control) | A | Purchases (Cumulative) | Achievable Economic UCT Potential | 0 | 0 | 3.0234e-05 | 0.00042511 | 0.0016904 | 0.0046623 | 0.010522 | 0.020813 | 0.037349 | 0.062017 | 0.096455 | 0.14162 | 0.19727 | 0.26137 | 0.33003 | 0.39777 | 0.45823 | 0.50614 | 0.53665 | 0.54626 | 0.54626 | 0.54626 | 0.54626 | 0.54626 | 0.54626 | 0.54626 | 0.54626
F1_Industrial_Industrial - ID_New_Space Heating_Natural Gas_Ventilation - Demand Controlled_A_Achievable Economic UCT Potential | F1 | Industrial | Industrial - ID | New | Space Heating | Natural Gas | Ventilation - Demand Controlled | A | Original Unit Energy Savings (kWh or therms) | Achievable Economic UCT Potential | 0 | 0 | 0.035785 | 0.032416 | 0.032144 | 0.032041 | 0.031987 | 0.031954 | 0.031931 | 0.031915 | 0.031903 | 0.031893 | 0.031885 | 0.031879 | 0.031873 | 0.031869 | 0.031865 | 0.031862 | 0.031859 | 0.031855 | 0.031849 | 0.031844 | 0.03184 | 0.031836 | 0.031833 | 0.03183 | 0.031828
F2_Industrial_Industrial - ID_New_Space Heating_Natural Gas_Ventilation - Demand Controlled_A_Achievable Economic UCT Potential | F2 | Industrial | Industrial - ID | New | Space Heating | Natural Gas | Ventilation - Demand Controlled | A | Original Unit Summer Peak Savings (kW) | Achievable Economic UCT Potential | 0 | 0 | 0 | 0 | 0 | 0 | 0 | 0 | 0 | 0 | 0 | 0 | 0 | 0 | 0 | 0 | 0 | 0 | 0 | 0 | 0 | 0 | 0 | 0 | 0 | 0 | 0
F3_Industrial_Industrial - ID_New_Space Heating_Natural Gas_Ventilation - Demand Controlled_A_Achievable Economic UCT Potential | F3 | Industrial | Industrial - ID | New | Space Heating | Natural Gas | Ventilation - Demand Controlled | A | Original Unit Winter Peak Savings (kW) | Achievable Economic UCT Potential | 0 | 0 | 0 | 0 | 0 | 0 | 0 | 0 | 0 | 0 | 0 | 0 | 0 | 0 | 0 | 0 | 0 | 0 | 0 | 0 | 0 | 0 | 0 | 0 | 0 | 0 | 0
F4_Industrial_Industrial - ID_New_Space Heating_Natural Gas_Ventilation - Demand Controlled_A_Achievable Economic UCT Potential | F4 | Industrial | Industrial - ID | New | Space Heating | Natural Gas | Ventilation - Demand Controlled | A | Standalone Impact on Baseline Energy (%) | Achievable Economic UCT Potential | 0 | 0 | 0 | 0 | 0 | 0 | 0 | 0 | 0 | 0 | 0 | 0 | 0 | 0 | 0 | 0 | 0 | 0 | 0 | 0 | 0 | 0 | 0 | 0 | 0 | 0 | 0
F5_Industrial_Industrial - ID_New_Space Heating_Natural Gas_Ventilation - Demand Controlled_A_Achievable Economic UCT Potential | F5 | Industrial | Industrial - ID | New | Space Heating | Natural Gas | Ventilation - Demand Controlled | A | Standalone Impact on Baseline Summer Peak (%) | Achievable Economic UCT Potential | 0 | 0 | 0 | 0 | 0 | 0 | 0 | 0 | 0 | 0 | 0 | 0 | 0 | 0 | 0 | 0 | 0 | 0 | 0 | 0 | 0 | 0 | 0 | 0 | 0 | 0 | 0
F6_Industrial_Industrial - ID_New_Space Heating_Natural Gas_Ventilation - Demand Controlled_A_Achievable Economic UCT Potential | F6 | Industrial | Industrial - ID | New | Space Heating | Natural Gas | Ventilation - Demand Controlled | A | Standalone Impact on Baseline Winter Peak (%) | Achievable Economic UCT Potential | 0 | 0 | 0 | 0 | 0 | 0 | 0 | 0 | 0 | 0 | 0 | 0 | 0 | 0 | 0 | 0 | 0 | 0 | 0 | 0 | 0 | 0 | 0 | 0 | 0 | 0 | 0
F7_Industrial_Industrial - ID_New_Space Heating_Natural Gas_Ventilation - Demand Controlled_A_Achievable Economic UCT Potential | F7 | Industrial | Industrial - ID | New | Space Heating | Natural Gas | Ventilation - Demand Controlled | A | Incremental Energy Savings (MWh or mTherms) | Achievable Economic UCT Potential | 0 | 0 | 0 | 0 | 0 | 0 | 0 | 0 | 0 | 0 | 0 | 0 | 0 | 0 | 0 | 0 | 0 | 0 | 0 | 0 | 0 | 0 | 0 | 0 | 0 | 0 | 0
F8_Industrial_Industrial - ID_New_Space Heating_Natural Gas_Ventilation - Demand Controlled_A_Achievable Economic UCT Potential | F8 | Industrial | Industrial - ID | New | Space Heating | Natural Gas | Ventilation - Demand Controlled | A | Incremental Summer Peak Savings (MW) | Achievable Economic UCT Potential | 0 | 0 | 0 | 0 | 0 | 0 | 0 | 0 | 0 | 0 | 0 | 0 | 0 | 0 | 0 | 0 | 0 | 0 | 0 | 0 | 0 | 0 | 0 | 0 | 0 | 0 | 0
F9_Industrial_Industrial - ID_New_Space Heating_Natural Gas_Ventilation - Demand Controlled_A_Achievable Economic UCT Potential | F9 | Industrial | Industrial - ID | New | Space Heating | Natural Gas | Ventilation - Demand Controlled | A | Incremental Winter Peak Savings (MW) | Achievable Economic UCT Potential | 0 | 0 | 0 | 0 | 0 | 0 | 0 | 0 | 0 | 0 | 0 | 0 | 0 | 0 | 0 | 0 | 0 | 0 | 0 | 0 | 0 | 0 | 0 | 0 | 0 | 0 | 0
F10_Industrial_Industrial - ID_New_Space Heating_Natural Gas_Ventilation - Demand Controlled_A_Achievable Economic UCT Potential | F10 | Industrial | Industrial - ID | New | Space Heating | Natural Gas | Ventilation - Demand Controlled | A | Cumulative Energy Savings (MWh or mTherms) | Achievable Economic UCT Potential | 0 | 0 | 0 | 0 | 0 | 0 | 0 | 0 | 0 | 0 | 0 | 0 | 0 | 0 | 0 | 0 | 0 | 0 | 0 | 0 | 0 | 0 | 0 | 0 | 0 | 0 | 0
F11_Industrial_Industrial - ID_New_Space Heating_Natural Gas_Ventilation - Demand Controlled_A_Achievable Economic UCT Potential | F11 | Industrial | Industrial - ID | New | Space Heating | Natural Gas | Ventilation - Demand Controlled | A | Cumulative Summer Peak Savings (MW) | Achievable Economic UCT Potential | 0 | 0 | 0 | 0 | 0 | 0 | 0 | 0 | 0 | 0 | 0 | 0 | 0 | 0 | 0 | 0 | 0 | 0 | 0 | 0 | 0 | 0 | 0 | 0 | 0 | 0 | 0
F12_Industrial_Industrial - ID_New_Space Heating_Natural Gas_Ventilation - Demand Controlled_A_Achievable Economic UCT Potential | F12 | Industrial | Industrial - ID | New | Space Heating | Natural Gas | Ventilation - Demand Controlled | A | Cumulative Winter Peak Savings (MW) | Achievable Economic UCT Potential | 0 | 0 | 0 | 0 | 0 | 0 | 0 | 0 | 0 | 0 | 0 | 0 | 0 | 0 | 0 | 0 | 0 | 0 | 0 | 0 | 0 | 0 | 0 | 0 | 0 | 0 | 0
F13_Industrial_Industrial - ID_New_Space Heating_Natural Gas_Ventilation - Demand Controlled_A_Achievable Economic UCT Potential | F13 | Industrial | Industrial - ID | New | Space Heating | Natural Gas | Ventilation - Demand Controlled | A | Purchases (Incremental) | Achievable Economic UCT Potential | 0 | 0 | 0 | 0 | 0 | 0 | 0 | 0 | 0 | 0 | 0 | 0 | 0 | 0 | 0 | 0 | 0 | 0 | 0 | 0 | 0 | 0 | 0 | 0 | 0 | 0 | 0
F14_Industrial_Industrial - ID_New_Space Heating_Natural Gas_Ventilation - Demand Controlled_A_Achievable Economic UCT Potential | F14 | Industrial | Industrial - ID | New | Space Heating | Natural Gas | Ventilation - Demand Controlled | A | Purchases (Cumulative) | Achievable Economic UCT Potential | 0 | 0 | 0 | 0 | 0 | 0 | 0 | 0 | 0 | 0 | 0 | 0 | 0 | 0 | 0 | 0 | 0 | 0 | 0 | 0 | 0 | 0 | 0 | 0 | 0 | 0 | 0
F1_Industrial_Industrial - ID_New_Space Heating_Natural Gas_Destratification Fans (HVLS)_A_Achievable Economic UCT Potential | F1 | Industrial | Industrial - ID | New | Space Heating | Natural Gas | Destratification Fans (HVLS) | A | Original Unit Energy Savings (kWh or therms) | Achievable Economic UCT Potential | 0 | 0 | 133830.5571 | 130216.3697 | 129925.1444 | 129813.8831 | 129756.1877 | 129720.5963 | 129696.4516 | 129678.9988 | 129665.7962 | 129655.4613 | 129647.1524 | 129640.328 | 129634.6237 | 129629.7852 | 129625.6301 | 129622.0236 | 129618.8642 | 129614.987 | 129608.7634 | 129603.4083 | 129598.7786 | 129594.7588 | 129591.2553 | 129588.1912 | 129585.5031
F2_Industrial_Industrial - ID_New_Space Heating_Natural Gas_Destratification Fans (HVLS)_A_Achievable Economic UCT Potential | F2 | Industrial | Industrial - ID | New | Space Heating | Natural Gas | Destratification Fans (HVLS) | A | Original Unit Summer Peak Savings (kW) | Achievable Economic UCT Potential | 0 | 0 | 0 | 0 | 0 | 0 | 0 | 0 | 0 | 0 | 0 | 0 | 0 | 0 | 0 | 0 | 0 | 0 | 0 | 0 | 0 | 0 | 0 | 0 | 0 | 0 | 0
F3_Industrial_Industrial - ID_New_Space Heating_Natural Gas_Destratification Fans (HVLS)_A_Achievable Economic UCT Potential | F3 | Industrial | Industrial - ID | New | Space Heating | Natural Gas | Destratification Fans (HVLS) | A | Original Unit Winter Peak Savings (kW) | Achievable Economic UCT Potential | 0 | 0 | 0 | 0 | 0 | 0 | 0 | 0 | 0 | 0 | 0 | 0 | 0 | 0 | 0 | 0 | 0 | 0 | 0 | 0 | 0 | 0 | 0 | 0 | 0 | 0 | 0
F4_Industrial_Industrial - ID_New_Space Heating_Natural Gas_Destratification Fans (HVLS)_A_Achievable Economic UCT Potential | F4 | Industrial | Industrial - ID | New | Space Heating | Natural Gas | Destratification Fans (HVLS) | A | Standalone Impact on Baseline Energy (%) | Achievable Economic UCT Potential | 0 | 0 | 0.0015394 | 0.0017751 | 0.002523 | 0.0032868 | 0.0040696 | 0.0048584 | 0.0056523 | 0.0064512 | 0.0072548 | 0.0080631 | 0.0088761 | 0.0096936 | 0.010516 | 0.011342 | 0.012173 | 0.012988 | 0.013698 | 0.014326 | 0.014883 | 0.015382 | 0.014743 | 0.014164 | 0.013639 | 0.013159 | 0.012719
F5_Industrial_Industrial - ID_New_Space Heating_Natural Gas_Destratification Fans (HVLS)_A_Achievable Economic UCT Potential | F5 | Industrial | Industrial - ID | New | Space Heating | Natural Gas | Destratification Fans (HVLS) | A | Standalone Impact on Baseline Summer Peak (%) | Achievable Economic UCT Potential | 0 | 0 | 0 | 0 | 0 | 0 | 0 | 0 | 0 | 0 | 0 | 0 | 0 | 0 | 0 | 0 | 0 | 0 | 0 | 0 | 0 | 0 | 0 | 0 | 0 | 0 | 0
F6_Industrial_Industrial - ID_New_Space Heating_Natural Gas_Destratification Fans (HVLS)_A_Achievable Economic UCT Potential | F6 | Industrial | Industrial - ID | New | Space Heating | Natural Gas | Destratification Fans (HVLS) | A | Standalone Impact on Baseline Winter Peak (%) | Achievable Economic UCT Potential | 0 | 0 | 0 | 0 | 0 | 0 | 0 | 0 | 0 | 0 | 0 | 0 | 0 | 0 | 0 | 0 | 0 | 0 | 0 | 0 | 0 | 0 | 0 | 0 | 0 | 0 | 0
F7_Industrial_Industrial - ID_New_Space Heating_Natural Gas_Destratification Fans (HVLS)_A_Achievable Economic UCT Potential | F7 | Industrial | Industrial - ID | New | Space Heating | Natural Gas | Destratification Fans (HVLS) | A | Incremental Energy Savings (MWh or mTherms) | Achievable Economic UCT Potential | 0 | 0 | 0.00059724 | 0.0037968 | 0.0068368 | 0.0098633 | 0.012807 | 0.0157 | 0.018542 | 0.021335 | 0.024079 | 0.026776 | 0.029425 | 0.032029 | 0.034587 | 0.0371 | 0.03957 | 0.041419 | 0.040602 | 0.039904 | 0.039177 | 0.038494 | 0 | 0 | 0 | 0 | 0
F8_Industrial_Industrial - ID_New_Space Heating_Natural Gas_Destratification Fans (HVLS)_A_Achievable Economic UCT Potential | F8 | Industrial | Industrial - ID | New | Space Heating | Natural Gas | Destratification Fans (HVLS) | A | Incremental Summer Peak Savings (MW) | Achievable Economic UCT Potential | 0 | 0 | 0 | 0 | 0 | 0 | 0 | 0 | 0 | 0 | 0 | 0 | 0 | 0 | 0 | 0 | 0 | 0 | 0 | 0 | 0 | 0 | 0 | 0 | 0 | 0 | 0
F9_Industrial_Industrial - ID_New_Space Heating_Natural Gas_Destratification Fans (HVLS)_A_Achievable Economic UCT Potential | F9 | Industrial | Industrial - ID | New | Space Heating | Natural Gas | Destratification Fans (HVLS) | A | Incremental Winter Peak Savings (MW) | Achievable Economic UCT Potential | 0 | 0 | 0 | 0 | 0 | 0 | 0 | 0 | 0 | 0 | 0 | 0 | 0 | 0 | 0 | 0 | 0 | 0 | 0 | 0 | 0 | 0 | 0 | 0 | 0 | 0 | 0
F10_Industrial_Industrial - ID_New_Space Heating_Natural Gas_Destratification Fans (HVLS)_A_Achievable Economic UCT Potential | F10 | Industrial | Industrial - ID | New | Space Heating | Natural Gas | Destratification Fans (HVLS) | A | Cumulative Energy Savings (MWh or mTherms) | Achievable Economic UCT Potential | 0 | 0 | 0.00059724 | 0.0043779 | 0.011205 | 0.021059 | 0.033856 | 0.049547 | 0.068079 | 0.089405 | 0.11347 | 0.14024 | 0.16966 | 0.20168 | 0.23625 | 0.27335 | 0.31291 | 0.35432 | 0.39491 | 0.4348 | 0.47396 | 0.51243 | 0.51242 | 0.5124 | 0.51239 | 0.51237 | 0.51236
F11_Industrial_Industrial - ID_New_Space Heating_Natural Gas_Destratification Fans (HVLS)_A_Achievable Economic UCT Potential | F11 | Industrial | Industrial - ID | New | Space Heating | Natural Gas | Destratification Fans (HVLS) | A | Cumulative Summer Peak Savings (MW) | Achievable Economic UCT Potential | 0 | 0 | 0 | 0 | 0 | 0 | 0 | 0 | 0 | 0 | 0 | 0 | 0 | 0 | 0 | 0 | 0 | 0 | 0 | 0 | 0 | 0 | 0 | 0 | 0 | 0 | 0
F12_Industrial_Industrial - ID_New_Space Heating_Natural Gas_Destratification Fans (HVLS)_A_Achievable Economic UCT Potential | F12 | Industrial | Industrial - ID | New | Space Heating | Natural Gas | Destratification Fans (HVLS) | A | Cumulative Winter Peak Savings (MW) | Achievable Economic UCT Potential | 0 | 0 | 0 | 0 | 0 | 0 | 0 | 0 | 0 | 0 | 0 | 0 | 0 | 0 | 0 | 0 | 0 | 0 | 0 | 0 | 0 | 0 | 0 | 0 | 0 | 0 | 0
F13_Industrial_Industrial - ID_New_Space Heating_Natural Gas_Destratification Fans (HVLS)_A_Achievable Economic UCT Potential | F13 | Industrial | Industrial - ID | New | Space Heating | Natural Gas | Destratification Fans (HVLS) | A | Purchases (Incremental) | Achievable Economic UCT Potential | 0 | 0 | 4.4627e-06 | 2.9158e-05 | 5.2621e-05 | 7.5981e-05 | 9.8701e-05 | 0.00012103 | 0.00014296 | 0.00016452 | 0.0001857 | 0.00020651 | 0.00022696 | 0.00024706 | 0.0002668 | 0.0002862 | 0.00030527 | 0.00031953 | 0.00031324 | 0.00030786 | 0.00030227 | 0.00029701 | 0 | 0 | 0 | 0 | 0
F14_Industrial_Industrial - ID_New_Space Heating_Natural Gas_Destratification Fans (HVLS)_A_Achievable Economic UCT Potential | F14 | Industrial | Industrial - ID | New | Space Heating | Natural Gas | Destratification Fans (HVLS) | A | Purchases (Cumulative) | Achievable Economic UCT Potential | 0 | 0 | 4.4627e-06 | 3.362e-05 | 8.6242e-05 | 0.00016222 | 0.00026092 | 0.00038195 | 0.00052491 | 0.00068943 | 0.00087513 | 0.0010816 | 0.0013086 | 0.0015557 | 0.0018225 | 0.0021087 | 0.0024139 | 0.0027335 | 0.0030467 | 0.0033546 | 0.0036568 | 0.0039539 | 0.0039539 | 0.0039539 | 0.0039539 | 0.0039539 | 0.0039539
F1_Industrial_Industrial - ID_New_Space Heating_Natural Gas_Condensing RTU_A_Achievable Economic UCT Potential | F1 | Industrial | Industrial - ID | New | Space Heating | Natural Gas | Condensing RTU | A | Original Unit Energy Savings (kWh or therms) | Achievable Economic UCT Potential | 0 | 0 | 0.057618 | 0.052194 | 0.051757 | 0.05159 | 0.051504 | 0.05145 | 0.051414 | 0.051388 | 0.051368 | 0.051352 | 0.05134 | 0.05133 | 0.051321 | 0.051314 | 0.051308 | 0.051302 | 0.051297 | 0.051292 | 0.051282 | 0.051274 | 0.051267 | 0.051261 | 0.051256 | 0.051251 | 0.051247
F2_Industrial_Industrial - ID_New_Space Heating_Natural Gas_Condensing RTU_A_Achievable Economic UCT Potential | F2 | Industrial | Industrial - ID | New | Space Heating | Natural Gas | Condensing RTU | A | Original Unit Summer Peak Savings (kW) | Achievable Economic UCT Potential | 0 | 0 | 0 | 0 | 0 | 0 | 0 | 0 | 0 | 0 | 0 | 0 | 0 | 0 | 0 | 0 | 0 | 0 | 0 | 0 | 0 | 0 | 0 | 0 | 0 | 0 | 0
F3_Industrial_Industrial - ID_New_Space Heating_Natural Gas_Condensing RTU_A_Achievable Economic UCT Potential | F3 | Industrial | Industrial - ID | New | Space Heating | Natural Gas | Condensing RTU | A | Original Unit Winter Peak Savings (kW) | Achievable Economic UCT Potential | 0 | 0 | 0 | 0 | 0 | 0 | 0 | 0 | 0 | 0 | 0 | 0 | 0 | 0 | 0 | 0 | 0 | 0 | 0 | 0 | 0 | 0 | 0 | 0 | 0 | 0 | 0
F4_Industrial_Industrial - ID_New_Space Heating_Natural Gas_Condensing RTU_A_Achievable Economic UCT Potential | F4 | Industrial | Industrial - ID | New | Space Heating | Natural Gas | Condensing RTU | A | Standalone Impact on Baseline Energy (%) | Achievable Economic UCT Potential | 0 | 0 | 0 | 0 | 0 | 0 | 0 | 0 | 0 | 0 | 0 | 0 | 0 | 0 | 0 | 0 | 0 | 0 | 0 | 0 | 0 | 0 | 0 | 0 | 0 | 0 | 0
F5_Industrial_Industrial - ID_New_Space Heating_Natural Gas_Condensing RTU_A_Achievable Economic UCT Potential | F5 | Industrial | Industrial - ID | New | Space Heating | Natural Gas | Condensing RTU | A | Standalone Impact on Baseline Summer Peak (%) | Achievable Economic UCT Potential | 0 | 0 | 0 | 0 | 0 | 0 | 0 | 0 | 0 | 0 | 0 | 0 | 0 | 0 | 0 | 0 | 0 | 0 | 0 | 0 | 0 | 0 | 0 | 0 | 0 | 0 | 0
F6_Industrial_Industrial - ID_New_Space Heating_Natural Gas_Condensing RTU_A_Achievable Economic UCT Potential | F6 | Industrial | Industrial - ID | New | Space Heating | Natural Gas | Condensing RTU | A | Standalone Impact on Baseline Winter Peak (%) | Achievable Economic UCT Potential | 0 | 0 | 0 | 0 | 0 | 0 | 0 | 0 | 0 | 0 | 0 | 0 | 0 | 0 | 0 | 0 | 0 | 0 | 0 | 0 | 0 | 0 | 0 | 0 | 0 | 0 | 0
F7_Industrial_Industrial - ID_New_Space Heating_Natural Gas_Condensing RTU_A_Achievable Economic UCT Potential | F7 | Industrial | Industrial - ID | New | Space Heating | Natural Gas | Condensing RTU | A | Incremental Energy Savings (MWh or mTherms) | Achievable Economic UCT Potential | 0 | 0 | 0 | 0 | 0 | 0 | 0 | 0 | 0 | 0 | 0 | 0 | 0 | 0 | 0 | 0 | 0 | 0 | 0 | 0 | 0 | 0 | 0 | 0 | 0 | 0 | 0
F8_Industrial_Industrial - ID_New_Space Heating_Natural Gas_Condensing RTU_A_Achievable Economic UCT Potential | F8 | Industrial | Industrial - ID | New | Space Heating | Natural Gas | Condensing RTU | A | Incremental Summer Peak Savings (MW) | Achievable Economic UCT Potential | 0 | 0 | 0 | 0 | 0 | 0 | 0 | 0 | 0 | 0 | 0 | 0 | 0 | 0 | 0 | 0 | 0 | 0 | 0 | 0 | 0 | 0 | 0 | 0 | 0 | 0 | 0
F9_Industrial_Industrial - ID_New_Space Heating_Natural Gas_Condensing RTU_A_Achievable Economic UCT Potential | F9 | Industrial | Industrial - ID | New | Space Heating | Natural Gas | Condensing RTU | A | Incremental Winter Peak Savings (MW) | Achievable Economic UCT Potential | 0 | 0 | 0 | 0 | 0 | 0 | 0 | 0 | 0 | 0 | 0 | 0 | 0 | 0 | 0 | 0 | 0 | 0 | 0 | 0 | 0 | 0 | 0 | 0 | 0 | 0 | 0
F10_Industrial_Industrial - ID_New_Space Heating_Natural Gas_Condensing RTU_A_Achievable Economic UCT Potential | F10 | Industrial | Industrial - ID | New | Space Heating | Natural Gas | Condensing RTU | A | Cumulative Energy Savings (MWh or mTherms) | Achievable Economic UCT Potential | 0 | 0 | 0 | 0 | 0 | 0 | 0 | 0 | 0 | 0 | 0 | 0 | 0 | 0 | 0 | 0 | 0 | 0 | 0 | 0 | 0 | 0 | 0 | 0 | 0 | 0 | 0
F11_Industrial_Industrial - ID_New_Space Heating_Natural Gas_Condensing RTU_A_Achievable Economic UCT Potential | F11 | Industrial | Industrial - ID | New | Space Heating | Natural Gas | Condensing RTU | A | Cumulative Summer Peak Savings (MW) | Achievable Economic UCT Potential | 0 | 0 | 0 | 0 | 0 | 0 | 0 | 0 | 0 | 0 | 0 | 0 | 0 | 0 | 0 | 0 | 0 | 0 | 0 | 0 | 0 | 0 | 0 | 0 | 0 | 0 | 0
F12_Industrial_Industrial - ID_New_Space Heating_Natural Gas_Condensing RTU_A_Achievable Economic UCT Potential | F12 | Industrial | Industrial - ID | New | Space Heating | Natural Gas | Condensing RTU | A | Cumulative Winter Peak Savings (MW) | Achievable Economic UCT Potential | 0 | 0 | 0 | 0 | 0 | 0 | 0 | 0 | 0 | 0 | 0 | 0 | 0 | 0 | 0 | 0 | 0 | 0 | 0 | 0 | 0 | 0 | 0 | 0 | 0 | 0 | 0
F13_Industrial_Industrial - ID_New_Space Heating_Natural Gas_Condensing RTU_A_Achievable Economic UCT Potential | F13 | Industrial | Industrial - ID | New | Space Heating | Natural Gas | Condensing RTU | A | Purchases (Incremental) | Achievable Economic UCT Potential | 0 | 0 | 0 | 0 | 0 | 0 | 0 | 0 | 0 | 0 | 0 | 0 | 0 | 0 | 0 | 0 | 0 | 0 | 0 | 0 | 0 | 0 | 0 | 0 | 0 | 0 | 0
F14_Industrial_Industrial - ID_New_Space Heating_Natural Gas_Condensing RTU_A_Achievable Economic UCT Potential | F14 | Industrial | Industrial - ID | New | Space Heating | Natural Gas | Condensing RTU | A | Purchases (Cumulative) | Achievable Economic UCT Potential | 0 | 0 | 0 | 0 | 0 | 0 | 0 | 0 | 0 | 0 | 0 | 0 | 0 | 0 | 0 | 0 | 0 | 0 | 0 | 0 | 0 | 0 | 0 | 0 | 0 | 0 | 0
F1_Industrial_Industrial - ID_New_Space Heating_Natural Gas_Industrial Air Curtains_A_Achievable Economic UCT Potential | F1 | Industrial | Industrial - ID | New | Space Heating | Natural Gas | Industrial Air Curtains | A | Original Unit Energy Savings (kWh or therms) | Achievable Economic UCT Potential | 0 | 0 | -0.016936 | -0.016479 | -0.016442 | -0.016428 | -0.01642 | -0.016416 | -0.016413 | -0.016411 | -0.016409 | -0.016408 | -0.016407 | -0.016406 | -0.016405 | -0.016404 | -0.016404 | -0.016403 | -0.016403 | -0.016403 | -0.016402 | -0.016401 | -0.016401 | -0.0164 | -0.0164 | -0.016399 | -0.016399
F2_Industrial_Industrial - ID_New_Space Heating_Natural Gas_Industrial Air Curtains_A_Achievable Economic UCT Potential | F2 | Industrial | Industrial - ID | New | Space Heating | Natural Gas | Industrial Air Curtains | A | Original Unit Summer Peak Savings (kW) | Achievable Economic UCT Potential | 0 | 0 | 0 | 0 | 0 | 0 | 0 | 0 | 0 | 0 | 0 | 0 | 0 | 0 | 0 | 0 | 0 | 0 | 0 | 0 | 0 | 0 | 0 | 0 | 0 | 0 | 0
F3_Industrial_Industrial - ID_New_Space Heating_Natural Gas_Industrial Air Curtains_A_Achievable Economic UCT Potential | F3 | Industrial | Industrial - ID | New | Space Heating | Natural Gas | Industrial Air Curtains | A | Original Unit Winter Peak Savings (kW) | Achievable Economic UCT Potential | 0 | 0 | 0 | 0 | 0 | 0 | 0 | 0 | 0 | 0 | 0 | 0 | 0 | 0 | 0 | 0 | 0 | 0 | 0 | 0 | 0 | 0 | 0 | 0 | 0 | 0 | 0
F4_Industrial_Industrial - ID_New_Space Heating_Natural Gas_Industrial Air Curtains_A_Achievable Economic UCT Potential | F4 | Industrial | Industrial - ID | New | Space Heating | Natural Gas | Industrial Air Curtains | A | Standalone Impact on Baseline Energy (%) | Achievable Economic UCT Potential | 0 | 0 | 0 | 0 | 0 | 0 | 0 | 0 | 0 | 0 | 0 | 0 | 0 | 0 | 0 | 0 | 0 | 0 | 0 | 0 | 0 | 0 | 0 | 0 | 0 | 0 | 0
F5_Industrial_Industrial - ID_New_Space Heating_Natural Gas_Industrial Air Curtains_A_Achievable Economic UCT Potential | F5 | Industrial | Industrial - ID | New | Space Heating | Natural Gas | Industrial Air Curtains | A | Standalone Impact on Baseline Summer Peak (%) | Achievable Economic UCT Potential | 0 | 0 | 0 | 0 | 0 | 0 | 0 | 0 | 0 | 0 | 0 | 0 | 0 | 0 | 0 | 0 | 0 | 0 | 0 | 0 | 0 | 0 | 0 | 0 | 0 | 0 | 0
F6_Industrial_Industrial - ID_New_Space Heating_Natural Gas_Industrial Air Curtains_A_Achievable Economic UCT Potential | F6 | Industrial | Industrial - ID | New | Space Heating | Natural Gas | Industrial Air Curtains | A | Standalone Impact on Baseline Winter Peak (%) | Achievable Economic UCT Potential | 0 | 0 | 0 | 0 | 0 | 0 | 0 | 0 | 0 | 0 | 0 | 0 | 0 | 0 | 0 | 0 | 0 | 0 | 0 | 0 | 0 | 0 | 0 | 0 | 0 | 0 | 0
F7_Industrial_Industrial - ID_New_Space Heating_Natural Gas_Industrial Air Curtains_A_Achievable Economic UCT Potential | F7 | Industrial | Industrial - ID | New | Space Heating | Natural Gas | Industrial Air Curtains | A | Incremental Energy Savings (MWh or mTherms) | Achievable Economic UCT Potential | 0 | 0 | 0 | 0 | 0 | 0 | 0 | 0 | 0 | 0 | 0 | 0 | 0 | 0 | 0 | 0 | 0 | 0 | 0 | 0 | 0 | 0 | 0 | 0 | 0 | 0 | 0
F8_Industrial_Industrial - ID_New_Space Heating_Natural Gas_Industrial Air Curtains_A_Achievable Economic UCT Potential | F8 | Industrial | Industrial - ID | New | Space Heating | Natural Gas | Industrial Air Curtains | A | Incremental Summer Peak Savings (MW) | Achievable Economic UCT Potential | 0 | 0 | 0 | 0 | 0 | 0 | 0 | 0 | 0 | 0 | 0 | 0 | 0 | 0 | 0 | 0 | 0 | 0 | 0 | 0 | 0 | 0 | 0 | 0 | 0 | 0 | 0
F9_Industrial_Industrial - ID_New_Space Heating_Natural Gas_Industrial Air Curtains_A_Achievable Economic UCT Potential | F9 | Industrial | Industrial - ID | New | Space Heating | Natural Gas | Industrial Air Curtains | A | Incremental Winter Peak Savings (MW) | Achievable Economic UCT Potential | 0 | 0 | 0 | 0 | 0 | 0 | 0 | 0 | 0 | 0 | 0 | 0 | 0 | 0 | 0 | 0 | 0 | 0 | 0 | 0 | 0 | 0 | 0 | 0 | 0 | 0 | 0
F10_Industrial_Industrial - ID_New_Space Heating_Natural Gas_Industrial Air Curtains_A_Achievable Economic UCT Potential | F10 | Industrial | Industrial - ID | New | Space Heating | Natural Gas | Industrial Air Curtains | A | Cumulative Energy Savings (MWh or mTherms) | Achievable Economic UCT Potential | 0 | 0 | 0 | 0 | 0 | 0 | 0 | 0 | 0 | 0 | 0 | 0 | 0 | 0 | 0 | 0 | 0 | 0 | 0 | 0 | 0 | 0 | 0 | 0 | 0 | 0 | 0
F11_Industrial_Industrial - ID_New_Space Heating_Natural Gas_Industrial Air Curtains_A_Achievable Economic UCT Potential | F11 | Industrial | Industrial - ID | New | Space Heating | Natural Gas | Industrial Air Curtains | A | Cumulative Summer Peak Savings (MW) | Achievable Economic UCT Potential | 0 | 0 | 0 | 0 | 0 | 0 | 0 | 0 | 0 | 0 | 0 | 0 | 0 | 0 | 0 | 0 | 0 | 0 | 0 | 0 | 0 | 0 | 0 | 0 | 0 | 0 | 0
F12_Industrial_Industrial - ID_New_Space Heating_Natural Gas_Industrial Air Curtains_A_Achievable Economic UCT Potential | F12 | Industrial | Industrial - ID | New | Space Heating | Natural Gas | Industrial Air Curtains | A | Cumulative Winter Peak Savings (MW) | Achievable Economic UCT Potential | 0 | 0 | 0 | 0 | 0 | 0 | 0 | 0 | 0 | 0 | 0 | 0 | 0 | 0 | 0 | 0 | 0 | 0 | 0 | 0 | 0 | 0 | 0 | 0 | 0 | 0 | 0
F13_Industrial_Industrial - ID_New_Space Heating_Natural Gas_Industrial Air Curtains_A_Achievable Economic UCT Potential | F13 | Industrial | Industrial - ID | New | Space Heating | Natural Gas | Industrial Air Curtains | A | Purchases (Incremental) | Achievable Economic UCT Potential | 0 | 0 | 0 | 0 | 0 | 0 | 0 | 0 | 0 | 0 | 0 | 0 | 0 | 0 | 0 | 0 | 0 | 0 | 0 | 0 | 0 | 0 | 0 | 0 | 0 | 0 | 0
F14_Industrial_Industrial - ID_New_Space Heating_Natural Gas_Industrial Air Curtains_A_Achievable Economic UCT Potential | F14 | Industrial | Industrial - ID | New | Space Heating | Natural Gas | Industrial Air Curtains | A | Purchases (Cumulative) | Achievable Economic UCT Potential | 0 | 0 | 0 | 0 | 0 | 0 | 0 | 0 | 0 | 0 | 0 | 0 | 0 | 0 | 0 | 0 | 0 | 0 | 0 | 0 | 0 | 0 | 0 | 0 | 0 | 0 | 0
F1_Industrial_Industrial - ID_New_Space Heating_Natural Gas_HVAC - Energy Recovery Ventilator_A_Achievable Economic UCT Potential | F1 | Industrial | Industrial - ID | New | Space Heating | Natural Gas | HVAC - Energy Recovery Ventilator | A | Original Unit Energy Savings (kWh or therms) | Achievable Economic UCT Potential | 0 | 0 | 0.17621 | 0.17145 | 0.17107 | 0.17092 | 0.17084 | 0.1708 | 0.17077 | 0.17074 | 0.17072 | 0.17071 | 0.1707 | 0.17069 | 0.17068 | 0.17068 | 0.17067 | 0.17067 | 0.17066 | 0.17066 | 0.17065 | 0.17064 | 0.17064 | 0.17063 | 0.17063 | 0.17062 | 0.17062
F2_Industrial_Industrial - ID_New_Space Heating_Natural Gas_HVAC - Energy Recovery Ventilator_A_Achievable Economic UCT Potential | F2 | Industrial | Industrial - ID | New | Space Heating | Natural Gas | HVAC - Energy Recovery Ventilator | A | Original Unit Summer Peak Savings (kW) | Achievable Economic UCT Potential | 0 | 0 | 0 | 0 | 0 | 0 | 0 | 0 | 0 | 0 | 0 | 0 | 0 | 0 | 0 | 0 | 0 | 0 | 0 | 0 | 0 | 0 | 0 | 0 | 0 | 0 | 0
F3_Industrial_Industrial - ID_New_Space Heating_Natural Gas_HVAC - Energy Recovery Ventilator_A_Achievable Economic UCT Potential | F3 | Industrial | Industrial - ID | New | Space Heating | Natural Gas | HVAC - Energy Recovery Ventilator | A | Original Unit Winter Peak Savings (kW) | Achievable Economic UCT Potential | 0 | 0 | 0 | 0 | 0 | 0 | 0 | 0 | 0 | 0 | 0 | 0 | 0 | 0 | 0 | 0 | 0 | 0 | 0 | 0 | 0 | 0 | 0 | 0 | 0 | 0 | 0
F4_Industrial_Industrial - ID_New_Space Heating_Natural Gas_HVAC - Energy Recovery Ventilator_A_Achievable Economic UCT Potential | F4 | Industrial | Industrial - ID | New | Space Heating | Natural Gas | HVAC - Energy Recovery Ventilator | A | Standalone Impact on Baseline Energy (%) | Achievable Economic UCT Potential | 0 | 0 | 0 | 0 | 0 | 0 | 0 | 0 | 0 | 0 | 0 | 0 | 0 | 0 | 0 | 0 | 0 | 0 | 0 | 0 | 0 | 0 | 0 | 0 | 0 | 0 | 0
F5_Industrial_Industrial - ID_New_Space Heating_Natural Gas_HVAC - Energy Recovery Ventilator_A_Achievable Economic UCT Potential | F5 | Industrial | Industrial - ID | New | Space Heating | Natural Gas | HVAC - Energy Recovery Ventilator | A | Standalone Impact on Baseline Summer Peak (%) | Achievable Economic UCT Potential | 0 | 0 | 0 | 0 | 0 | 0 | 0 | 0 | 0 | 0 | 0 | 0 | 0 | 0 | 0 | 0 | 0 | 0 | 0 | 0 | 0 | 0 | 0 | 0 | 0 | 0 | 0
F6_Industrial_Industrial - ID_New_Space Heating_Natural Gas_HVAC - Energy Recovery Ventilator_A_Achievable Economic UCT Potential | F6 | Industrial | Industrial - ID | New | Space Heating | Natural Gas | HVAC - Energy Recovery Ventilator | A | Standalone Impact on Baseline Winter Peak (%) | Achievable Economic UCT Potential | 0 | 0 | 0 | 0 | 0 | 0 | 0 | 0 | 0 | 0 | 0 | 0 | 0 | 0 | 0 | 0 | 0 | 0 | 0 | 0 | 0 | 0 | 0 | 0 | 0 | 0 | 0
F7_Industrial_Industrial - ID_New_Space Heating_Natural Gas_HVAC - Energy Recovery Ventilator_A_Achievable Economic UCT Potential | F7 | Industrial | Industrial - ID | New | Space Heating | Natural Gas | HVAC - Energy Recovery Ventilator | A | Incremental Energy Savings (MWh or mTherms) | Achievable Economic UCT Potential | 0 | 0 | 0 | 0 | 0 | 0 | 0 | 0 | 0 | 0 | 0 | 0 | 0 | 0 | 0 | 0 | 0 | 0 | 0 | 0 | 0 | 0 | 0 | 0 | 0 | 0 | 0
F8_Industrial_Industrial - ID_New_Space Heating_Natural Gas_HVAC - Energy Recovery Ventilator_A_Achievable Economic UCT Potential | F8 | Industrial | Industrial - ID | New | Space Heating | Natural Gas | HVAC - Energy Recovery Ventilator | A | Incremental Summer Peak Savings (MW) | Achievable Economic UCT Potential | 0 | 0 | 0 | 0 | 0 | 0 | 0 | 0 | 0 | 0 | 0 | 0 | 0 | 0 | 0 | 0 | 0 | 0 | 0 | 0 | 0 | 0 | 0 | 0 | 0 | 0 | 0
F9_Industrial_Industrial - ID_New_Space Heating_Natural Gas_HVAC - Energy Recovery Ventilator_A_Achievable Economic UCT Potential | F9 | Industrial | Industrial - ID | New | Space Heating | Natural Gas | HVAC - Energy Recovery Ventilator | A | Incremental Winter Peak Savings (MW) | Achievable Economic UCT Potential | 0 | 0 | 0 | 0 | 0 | 0 | 0 | 0 | 0 | 0 | 0 | 0 | 0 | 0 | 0 | 0 | 0 | 0 | 0 | 0 | 0 | 0 | 0 | 0 | 0 | 0 | 0
F10_Industrial_Industrial - ID_New_Space Heating_Natural Gas_HVAC - Energy Recovery Ventilator_A_Achievable Economic UCT Potential | F10 | Industrial | Industrial - ID | New | Space Heating | Natural Gas | HVAC - Energy Recovery Ventilator | A | Cumulative Energy Savings (MWh or mTherms) | Achievable Economic UCT Potential | 0 | 0 | 0 | 0 | 0 | 0 | 0 | 0 | 0 | 0 | 0 | 0 | 0 | 0 | 0 | 0 | 0 | 0 | 0 | 0 | 0 | 0 | 0 | 0 | 0 | 0 | 0
F11_Industrial_Industrial - ID_New_Space Heating_Natural Gas_HVAC - Energy Recovery Ventilator_A_Achievable Economic UCT Potential | F11 | Industrial | Industrial - ID | New | Space Heating | Natural Gas | HVAC - Energy Recovery Ventilator | A | Cumulative Summer Peak Savings (MW) | Achievable Economic UCT Potential | 0 | 0 | 0 | 0 | 0 | 0 | 0 | 0 | 0 | 0 | 0 | 0 | 0 | 0 | 0 | 0 | 0 | 0 | 0 | 0 | 0 | 0 | 0 | 0 | 0 | 0 | 0
F12_Industrial_Industrial - ID_New_Space Heating_Natural Gas_HVAC - Energy Recovery Ventilator_A_Achievable Economic UCT Potential | F12 | Industrial | Industrial - ID | New | Space Heating | Natural Gas | HVAC - Energy Recovery Ventilator | A | Cumulative Winter Peak Savings (MW) | Achievable Economic UCT Potential | 0 | 0 | 0 | 0 | 0 | 0 | 0 | 0 | 0 | 0 | 0 | 0 | 0 | 0 | 0 | 0 | 0 | 0 | 0 | 0 | 0 | 0 | 0 | 0 | 0 | 0 | 0
F13_Industrial_Industrial - ID_New_Space Heating_Natural Gas_HVAC - Energy Recovery Ventilator_A_Achievable Economic UCT Potential | F13 | Industrial | Industrial - ID | New | Space Heating | Natural Gas | HVAC - Energy Recovery Ventilator | A | Purchases (Incremental) | Achievable Economic UCT Potential | 0 | 0 | 0 | 0 | 0 | 0 | 0 | 0 | 0 | 0 | 0 | 0 | 0 | 0 | 0 | 0 | 0 | 0 | 0 | 0 | 0 | 0 | 0 | 0 | 0 | 0 | 0
F14_Industrial_Industrial - ID_New_Space Heating_Natural Gas_HVAC - Energy Recovery Ventilator_A_Achievable Economic UCT Potential | F14 | Industrial | Industrial - ID | New | Space Heating | Natural Gas | HVAC - Energy Recovery Ventilator | A | Purchases (Cumulative) | Achievable Economic UCT Potential | 0 | 0 | 0 | 0 | 0 | 0 | 0 | 0 | 0 | 0 | 0 | 0 | 0 | 0 | 0 | 0 | 0 | 0 | 0 | 0 | 0 | 0 | 0 | 0 | 0 | 0 | 0
F1_Industrial_Industrial - ID_New_Space Heating_Natural Gas_Thermostat - Connected_A_Achievable Economic UCT Potential | F1 | Industrial | Industrial - ID | New | Space Heating | Natural Gas | Thermostat - Connected | A | Original Unit Energy Savings (kWh or therms) | Achievable Economic UCT Potential | 0 | 0 | 8493.9799 | 8264.5941 | 8246.1105 | 8239.049 | 8235.3872 | 8233.1282 | 8231.5958 | 8230.4881 | 8229.6502 | 8228.9942 | 8228.4669 | 8228.0337 | 8227.6717 | 8227.3646 | 8227.1009 | 8226.872 | 8226.6715 | 8226.4254 | 8226.0304 | 8225.6905 | 8225.3967 | 8225.1416 | 8224.9192 | 8224.7247 | 8224.5541
F2_Industrial_Industrial - ID_New_Space Heating_Natural Gas_Thermostat - Connected_A_Achievable Economic UCT Potential | F2 | Industrial | Industrial - ID | New | Space Heating | Natural Gas | Thermostat - Connected | A | Original Unit Summer Peak Savings (kW) | Achievable Economic UCT Potential | 0 | 0 | 0 | 0 | 0 | 0 | 0 | 0 | 0 | 0 | 0 | 0 | 0 | 0 | 0 | 0 | 0 | 0 | 0 | 0 | 0 | 0 | 0 | 0 | 0 | 0 | 0
F3_Industrial_Industrial - ID_New_Space Heating_Natural Gas_Thermostat - Connected_A_Achievable Economic UCT Potential | F3 | Industrial | Industrial - ID | New | Space Heating | Natural Gas | Thermostat - Connected | A | Original Unit Winter Peak Savings (kW) | Achievable Economic UCT Potential | 0 | 0 | 0 | 0 | 0 | 0 | 0 | 0 | 0 | 0 | 0 | 0 | 0 | 0 | 0 | 0 | 0 | 0 | 0 | 0 | 0 | 0 | 0 | 0 | 0 | 0 | 0
F4_Industrial_Industrial - ID_New_Space Heating_Natural Gas_Thermostat - Connected_A_Achievable Economic UCT Potential | F4 | Industrial | Industrial - ID | New | Space Heating | Natural Gas | Thermostat - Connected | A | Standalone Impact on Baseline Energy (%) | Achievable Economic UCT Potential | 0 | 0 | 0.0018595 | 0.0021441 | 0.0030475 | 0.00397 | 0.0049156 | 0.0056138 | 0.005712 | 0.0054399 | 0.0049154 | 0.0044201 | 0.0040218 | 0.0036947 | 0.0034213 | 0.0031893 | 0.0029902 | 0.0028173 | 0.0026659 | 0.0025321 | 0.0024132 | 0.0023067 | 0.0022109 | 0.0021241 | 0.0020453 | 0.0019734 | 0.0019074
F5_Industrial_Industrial - ID_New_Space Heating_Natural Gas_Thermostat - Connected_A_Achievable Economic UCT Potential | F5 | Industrial | Industrial - ID | New | Space Heating | Natural Gas | Thermostat - Connected | A | Standalone Impact on Baseline Summer Peak (%) | Achievable Economic UCT Potential | 0 | 0 | 0 | 0 | 0 | 0 | 0 | 0 | 0 | 0 | 0 | 0 | 0 | 0 | 0 | 0 | 0 | 0 | 0 | 0 | 0 | 0 | 0 | 0 | 0 | 0 | 0
F6_Industrial_Industrial - ID_New_Space Heating_Natural Gas_Thermostat - Connected_A_Achievable Economic UCT Potential | F6 | Industrial | Industrial - ID | New | Space Heating | Natural Gas | Thermostat - Connected | A | Standalone Impact on Baseline Winter Peak (%) | Achievable Economic UCT Potential | 0 | 0 | 0 | 0 | 0 | 0 | 0 | 0 | 0 | 0 | 0 | 0 | 0 | 0 | 0 | 0 | 0 | 0 | 0 | 0 | 0 | 0 | 0 | 0 | 0 | 0 | 0
F7_Industrial_Industrial - ID_New_Space Heating_Natural Gas_Thermostat - Connected_A_Achievable Economic UCT Potential | F7 | Industrial | Industrial - ID | New | Space Heating | Natural Gas | Thermostat - Connected | A | Incremental Energy Savings (MWh or mTherms) | Achievable Economic UCT Potential | 0 | 0 | 0.00072139 | 0.0045861 | 0.008258 | 0.011914 | 0.015469 | 0.016368 | 0.011558 | 0.006601 | 0.001502 | 0 | 0 | 0 | 0 | 0 | 0 | 0 | 0 | 0 | 0 | 0 | 0 | 0 | 0 | 0 | 0
F8_Industrial_Industrial - ID_New_Space Heating_Natural Gas_Thermostat - Connected_A_Achievable Economic UCT Potential | F8 | Industrial | Industrial - ID | New | Space Heating | Natural Gas | Thermostat - Connected | A | Incremental Summer Peak Savings (MW) | Achievable Economic UCT Potential | 0 | 0 | 0 | 0 | 0 | 0 | 0 | 0 | 0 | 0 | 0 | 0 | 0 | 0 | 0 | 0 | 0 | 0 | 0 | 0 | 0 | 0 | 0 | 0 | 0 | 0 | 0
F9_Industrial_Industrial - ID_New_Space Heating_Natural Gas_Thermostat - Connected_A_Achievable Economic UCT Potential | F9 | Industrial | Industrial - ID | New | Space Heating | Natural Gas | Thermostat - Connected | A | Incremental Winter Peak Savings (MW) | Achievable Economic UCT Potential | 0 | 0 | 0 | 0 | 0 | 0 | 0 | 0 | 0 | 0 | 0 | 0 | 0 | 0 | 0 | 0 | 0 | 0 | 0 | 0 | 0 | 0 | 0 | 0 | 0 | 0 | 0
F10_Industrial_Industrial - ID_New_Space Heating_Natural Gas_Thermostat - Connected_A_Achievable Economic UCT Potential | F10 | Industrial | Industrial - ID | New | Space Heating | Natural Gas | Thermostat - Connected | A | Cumulative Energy Savings (MWh or mTherms) | Achievable Economic UCT Potential | 0 | 0 | 0.00072139 | 0.005288 | 0.013534 | 0.025436 | 0.040894 | 0.057251 | 0.068798 | 0.075389 | 0.076884 | 0.076878 | 0.076873 | 0.076869 | 0.076865 | 0.076862 | 0.07686 | 0.076858 | 0.076856 | 0.076854 | 0.07685 | 0.076847 | 0.076844 | 0.076842 | 0.07684 | 0.076838 | 0.076836
F11_Industrial_Industrial - ID_New_Space Heating_Natural Gas_Thermostat - Connected_A_Achievable Economic UCT Potential | F11 | Industrial | Industrial - ID | New | Space Heating | Natural Gas | Thermostat - Connected | A | Cumulative Summer Peak Savings (MW) | Achievable Economic UCT Potential | 0 | 0 | 0 | 0 | 0 | 0 | 0 | 0 | 0 | 0 | 0 | 0 | 0 | 0 | 0 | 0 | 0 | 0 | 0 | 0 | 0 | 0 | 0 | 0 | 0 | 0 | 0
F12_Industrial_Industrial - ID_New_Space Heating_Natural Gas_Thermostat - Connected_A_Achievable Economic UCT Potential | F12 | Industrial | Industrial - ID | New | Space Heating | Natural Gas | Thermostat - Connected | A | Cumulative Winter Peak Savings (MW) | Achievable Economic UCT Potential | 0 | 0 | 0 | 0 | 0 | 0 | 0 | 0 | 0 | 0 | 0 | 0 | 0 | 0 | 0 | 0 | 0 | 0 | 0 | 0 | 0 | 0 | 0 | 0 | 0 | 0 | 0
F13_Industrial_Industrial - ID_New_Space Heating_Natural Gas_Thermostat - Connected_A_Achievable Economic UCT Potential | F13 | Industrial | Industrial - ID | New | Space Heating | Natural Gas | Thermostat - Connected | A | Purchases (Incremental) | Achievable Economic UCT Potential | 0 | 0 | 8.493e-05 | 0.0005549 | 0.0010014 | 0.001446 | 0.0018784 | 0.001988 | 0.0014041 | 0.00080201 | 0.00018251 | 0 | 0 | 0 | 0 | 0 | 0 | 0 | 0 | 0 | 0 | 0 | 0 | 0 | 0 | 0 | 0
F14_Industrial_Industrial - ID_New_Space Heating_Natural Gas_Thermostat - Connected_A_Achievable Economic UCT Potential | F14 | Industrial | Industrial - ID | New | Space Heating | Natural Gas | Thermostat - Connected | A | Purchases (Cumulative) | Achievable Economic UCT Potential | 0 | 0 | 8.493e-05 | 0.00063983 | 0.0016413 | 0.0030873 | 0.0049657 | 0.0069537 | 0.0083578 | 0.0091598 | 0.0093423 | 0.0093423 | 0.0093423 | 0.0093423 | 0.0093423 | 0.0093423 | 0.0093423 | 0.0093423 | 0.0093423 | 0.0093423 | 0.0093423 | 0.0093423 | 0.0093423 | 0.0093423 | 0.0093423 | 0.0093423 | 0.0093423
F1_Industrial_Industrial - ID_New_Space Heating_Natural Gas_Gas Boiler - Maintenance_A_Achievable Economic UCT Potential | F1 | Industrial | Industrial - ID | New | Space Heating | Natural Gas | Gas Boiler - Maintenance | A | Original Unit Energy Savings (kWh or therms) | Achievable Economic UCT Potential | 0 | 0 | 0.559 | 0.559 | 0.559 | 0.559 | 0.559 | 0.559 | 0.559 | 0.559 | 0.559 | 0.559 | 0.559 | 0.559 | 0.559 | 0.559 | 0.559 | 0.559 | 0.559 | 0.559 | 0.559 | 0.559 | 0.559 | 0.559 | 0.559 | 0.559 | 0.559
F2_Industrial_Industrial - ID_New_Space Heating_Natural Gas_Gas Boiler - Maintenance_A_Achievable Economic UCT Potential | F2 | Industrial | Industrial - ID | New | Space Heating | Natural Gas | Gas Boiler - Maintenance | A | Original Unit Summer Peak Savings (kW) | Achievable Economic UCT Potential | 0 | 0 | 0 | 0 | 0 | 0 | 0 | 0 | 0 | 0 | 0 | 0 | 0 | 0 | 0 | 0 | 0 | 0 | 0 | 0 | 0 | 0 | 0 | 0 | 0 | 0 | 0
F3_Industrial_Industrial - ID_New_Space Heating_Natural Gas_Gas Boiler - Maintenance_A_Achievable Economic UCT Potential | F3 | Industrial | Industrial - ID | New | Space Heating | Natural Gas | Gas Boiler - Maintenance | A | Original Unit Winter Peak Savings (kW) | Achievable Economic UCT Potential | 0 | 0 | 0 | 0 | 0 | 0 | 0 | 0 | 0 | 0 | 0 | 0 | 0 | 0 | 0 | 0 | 0 | 0 | 0 | 0 | 0 | 0 | 0 | 0 | 0 | 0 | 0
F4_Industrial_Industrial - ID_New_Space Heating_Natural Gas_Gas Boiler - Maintenance_A_Achievable Economic UCT Potential | F4 | Industrial | Industrial - ID | New | Space Heating | Natural Gas | Gas Boiler - Maintenance | A | Standalone Impact on Baseline Energy (%) | Achievable Economic UCT Potential | 0 | 0 | 8.1992e-05 | 7.1962e-05 | 8.0944e-05 | 8.3085e-05 | 7.4477e-05 | 6.7144e-05 | 6.0626e-05 | 5.3527e-05 | 4.7426e-05 | 4.265e-05 | 3.881e-05 | 3.5655e-05 | 3.3018e-05 | 3.0781e-05 | 2.886e-05 | 2.7192e-05 | 2.5731e-05 | 2.4441e-05 | 2.3294e-05 | 2.2267e-05 | 2.1343e-05 | 2.0506e-05 | 1.9746e-05 | 1.9051e-05 | 1.8415e-05
F5_Industrial_Industrial - ID_New_Space Heating_Natural Gas_Gas Boiler - Maintenance_A_Achievable Economic UCT Potential | F5 | Industrial | Industrial - ID | New | Space Heating | Natural Gas | Gas Boiler - Maintenance | A | Standalone Impact on Baseline Summer Peak (%) | Achievable Economic UCT Potential | 0 | 0 | 0 | 0 | 0 | 0 | 0 | 0 | 0 | 0 | 0 | 0 | 0 | 0 | 0 | 0 | 0 | 0 | 0 | 0 | 0 | 0 | 0 | 0 | 0 | 0 | 0
F6_Industrial_Industrial - ID_New_Space Heating_Natural Gas_Gas Boiler - Maintenance_A_Achievable Economic UCT Potential | F6 | Industrial | Industrial - ID | New | Space Heating | Natural Gas | Gas Boiler - Maintenance | A | Standalone Impact on Baseline Winter Peak (%) | Achievable Economic UCT Potential | 0 | 0 | 0 | 0 | 0 | 0 | 0 | 0 | 0 | 0 | 0 | 0 | 0 | 0 | 0 | 0 | 0 | 0 | 0 | 0 | 0 | 0 | 0 | 0 | 0 | 0 | 0
F7_Industrial_Industrial - ID_New_Space Heating_Natural Gas_Gas Boiler - Maintenance_A_Achievable Economic UCT Potential | F7 | Industrial | Industrial - ID | New | Space Heating | Natural Gas | Gas Boiler - Maintenance | A | Incremental Energy Savings (MWh or mTherms) | Achievable Economic UCT Potential | 0 | 0 | 3.1809e-05 | 0.00014567 | 0.000182 | 0.00017285 | 8.7259e-05 | 6.516e-05 | 4.5454e-05 | 1.1604e-05 | 0 | 0 | 0 | 0 | 0 | 0 | 0 | 0 | 0 | 0 | 0 | 0 | 0 | 0 | 0 | 0 | 0
F8_Industrial_Industrial - ID_New_Space Heating_Natural Gas_Gas Boiler - Maintenance_A_Achievable Economic UCT Potential | F8 | Industrial | Industrial - ID | New | Space Heating | Natural Gas | Gas Boiler - Maintenance | A | Incremental Summer Peak Savings (MW) | Achievable Economic UCT Potential | 0 | 0 | 0 | 0 | 0 | 0 | 0 | 0 | 0 | 0 | 0 | 0 | 0 | 0 | 0 | 0 | 0 | 0 | 0 | 0 | 0 | 0 | 0 | 0 | 0 | 0 | 0
F9_Industrial_Industrial - ID_New_Space Heating_Natural Gas_Gas Boiler - Maintenance_A_Achievable Economic UCT Potential | F9 | Industrial | Industrial - ID | New | Space Heating | Natural Gas | Gas Boiler - Maintenance | A | Incremental Winter Peak Savings (MW) | Achievable Economic UCT Potential | 0 | 0 | 0 | 0 | 0 | 0 | 0 | 0 | 0 | 0 | 0 | 0 | 0 | 0 | 0 | 0 | 0 | 0 | 0 | 0 | 0 | 0 | 0 | 0 | 0 | 0 | 0
F10_Industrial_Industrial - ID_New_Space Heating_Natural Gas_Gas Boiler - Maintenance_A_Achievable Economic UCT Potential | F10 | Industrial | Industrial - ID | New | Space Heating | Natural Gas | Gas Boiler - Maintenance | A | Cumulative Energy Savings (MWh or mTherms) | Achievable Economic UCT Potential | 0 | 0 | 3.1809e-05 | 0.00017748 | 0.00035948 | 0.00053233 | 0.00061959 | 0.00068475 | 0.00073021 | 0.00074181 | 0.00074181 | 0.00074181 | 0.00074181 | 0.00074181 | 0.00074181 | 0.00074181 | 0.00074181 | 0.00074181 | 0.00074181 | 0.00074181 | 0.00074181 | 0.00074181 | 0.00074181 | 0.00074181 | 0.00074181 | 0.00074181 | 0.00074181
F11_Industrial_Industrial - ID_New_Space Heating_Natural Gas_Gas Boiler - Maintenance_A_Achievable Economic UCT Potential | F11 | Industrial | Industrial - ID | New | Space Heating | Natural Gas | Gas Boiler - Maintenance | A | Cumulative Summer Peak Savings (MW) | Achievable Economic UCT Potential | 0 | 0 | 0 | 0 | 0 | 0 | 0 | 0 | 0 | 0 | 0 | 0 | 0 | 0 | 0 | 0 | 0 | 0 | 0 | 0 | 0 | 0 | 0 | 0 | 0 | 0 | 0
F12_Industrial_Industrial - ID_New_Space Heating_Natural Gas_Gas Boiler - Maintenance_A_Achievable Economic UCT Potential | F12 | Industrial | Industrial - ID | New | Space Heating | Natural Gas | Gas Boiler - Maintenance | A | Cumulative Winter Peak Savings (MW) | Achievable Economic UCT Potential | 0 | 0 | 0 | 0 | 0 | 0 | 0 | 0 | 0 | 0 | 0 | 0 | 0 | 0 | 0 | 0 | 0 | 0 | 0 | 0 | 0 | 0 | 0 | 0 | 0 | 0 | 0
F13_Industrial_Industrial - ID_New_Space Heating_Natural Gas_Gas Boiler - Maintenance_A_Achievable Economic UCT Potential | F13 | Industrial | Industrial - ID | New | Space Heating | Natural Gas | Gas Boiler - Maintenance | A | Purchases (Incremental) | Achievable Economic UCT Potential | 0 | 0 | 0.056904 | 0.2606 | 0.32558 | 0.30922 | 0.1561 | 0.11657 | 0.081314 | 0.020758 | 0 | 0 | 0 | 0 | 0 | 0 | 0 | 0 | 0 | 0 | 0 | 0 | 0 | 0 | 0 | 0 | 0
F14_Industrial_Industrial - ID_New_Space Heating_Natural Gas_Gas Boiler - Maintenance_A_Achievable Economic UCT Potential | F14 | Industrial | Industrial - ID | New | Space Heating | Natural Gas | Gas Boiler - Maintenance | A | Purchases (Cumulative) | Achievable Economic UCT Potential | 0 | 0 | 0.056904 | 0.3175 | 0.64308 | 0.9523 | 1.1084 | 1.225 | 1.3063 | 1.327 | 1.327 | 1.327 | 1.327 | 1.327 | 1.327 | 1.327 | 1.327 | 1.327 | 1.327 | 1.327 | 1.327 | 1.327 | 1.327 | 1.327 | 1.327 | 1.327 | 1.327
F1_Industrial_Industrial - ID_New_Space Heating_Natural Gas_Gas Furnace - Maintenance_A_Achievable Economic UCT Potential | F1 | Industrial | Industrial - ID | New | Space Heating | Natural Gas | Gas Furnace - Maintenance | A | Original Unit Energy Savings (kWh or therms) | Achievable Economic UCT Potential | 0 | 0 | 0.49094 | 0.44472 | 0.44099 | 0.43957 | 0.43883 | 0.43838 | 0.43807 | 0.43785 | 0.43768 | 0.43754 | 0.43744 | 0.43735 | 0.43728 | 0.43722 | 0.43716 | 0.43712 | 0.43708 | 0.43703 | 0.43695 | 0.43688 | 0.43682 | 0.43677 | 0.43672 | 0.43668 | 0.43665
F2_Industrial_Industrial - ID_New_Space Heating_Natural Gas_Gas Furnace - Maintenance_A_Achievable Economic UCT Potential | F2 | Industrial | Industrial - ID | New | Space Heating | Natural Gas | Gas Furnace - Maintenance | A | Original Unit Summer Peak Savings (kW) | Achievable Economic UCT Potential | 0 | 0 | 0 | 0 | 0 | 0 | 0 | 0 | 0 | 0 | 0 | 0 | 0 | 0 | 0 | 0 | 0 | 0 | 0 | 0 | 0 | 0 | 0 | 0 | 0 | 0 | 0
F3_Industrial_Industrial - ID_New_Space Heating_Natural Gas_Gas Furnace - Maintenance_A_Achievable Economic UCT Potential | F3 | Industrial | Industrial - ID | New | Space Heating | Natural Gas | Gas Furnace - Maintenance | A | Original Unit Winter Peak Savings (kW) | Achievable Economic UCT Potential | 0 | 0 | 0 | 0 | 0 | 0 | 0 | 0 | 0 | 0 | 0 | 0 | 0 | 0 | 0 | 0 | 0 | 0 | 0 | 0 | 0 | 0 | 0 | 0 | 0 | 0 | 0
F4_Industrial_Industrial - ID_New_Space Heating_Natural Gas_Gas Furnace - Maintenance_A_Achievable Economic UCT Potential | F4 | Industrial | Industrial - ID | New | Space Heating | Natural Gas | Gas Furnace - Maintenance | A | Standalone Impact on Baseline Energy (%) | Achievable Economic UCT Potential | 0 | 0 | 4.5122e-05 | 3.5874e-05 | 4.0014e-05 | 4.0939e-05 | 3.6636e-05 | 3.2995e-05 | 2.9771e-05 | 2.6271e-05 | 2.3268e-05 | 2.0919e-05 | 1.903e-05 | 1.748e-05 | 1.6184e-05 | 1.5086e-05 | 1.4142e-05 | 1.3324e-05 | 1.2607e-05 | 1.1973e-05 | 1.1409e-05 | 1.0905e-05 | 1.045e-05 | 1.004e-05 | 9.6664e-06 | 9.3257e-06 | 9.0136e-06
F5_Industrial_Industrial - ID_New_Space Heating_Natural Gas_Gas Furnace - Maintenance_A_Achievable Economic UCT Potential | F5 | Industrial | Industrial - ID | New | Space Heating | Natural Gas | Gas Furnace - Maintenance | A | Standalone Impact on Baseline Summer Peak (%) | Achievable Economic UCT Potential | 0 | 0 | 0 | 0 | 0 | 0 | 0 | 0 | 0 | 0 | 0 | 0 | 0 | 0 | 0 | 0 | 0 | 0 | 0 | 0 | 0 | 0 | 0 | 0 | 0 | 0 | 0
F6_Industrial_Industrial - ID_New_Space Heating_Natural Gas_Gas Furnace - Maintenance_A_Achievable Economic UCT Potential | F6 | Industrial | Industrial - ID | New | Space Heating | Natural Gas | Gas Furnace - Maintenance | A | Standalone Impact on Baseline Winter Peak (%) | Achievable Economic UCT Potential | 0 | 0 | 0 | 0 | 0 | 0 | 0 | 0 | 0 | 0 | 0 | 0 | 0 | 0 | 0 | 0 | 0 | 0 | 0 | 0 | 0 | 0 | 0 | 0 | 0 | 0 | 0
F7_Industrial_Industrial - ID_New_Space Heating_Natural Gas_Gas Furnace - Maintenance_A_Achievable Economic UCT Potential | F7 | Industrial | Industrial - ID | New | Space Heating | Natural Gas | Gas Furnace - Maintenance | A | Incremental Energy Savings (MWh or mTherms) | Achievable Economic UCT Potential | 0 | 0 | 1.7505e-05 | 7.262e-05 | 8.9968e-05 | 8.517e-05 | 4.2924e-05 | 3.202e-05 | 2.2321e-05 | 5.6953e-06 | 0 | 0 | 0 | 0 | 0 | 0 | 0 | 0 | 0 | 0 | 0 | 0 | 0 | 0 | 0 | 0 | 0
F8_Industrial_Industrial - ID_New_Space Heating_Natural Gas_Gas Furnace - Maintenance_A_Achievable Economic UCT Potential | F8 | Industrial | Industrial - ID | New | Space Heating | Natural Gas | Gas Furnace - Maintenance | A | Incremental Summer Peak Savings (MW) | Achievable Economic UCT Potential | 0 | 0 | 0 | 0 | 0 | 0 | 0 | 0 | 0 | 0 | 0 | 0 | 0 | 0 | 0 | 0 | 0 | 0 | 0 | 0 | 0 | 0 | 0 | 0 | 0 | 0 | 0
F9_Industrial_Industrial - ID_New_Space Heating_Natural Gas_Gas Furnace - Maintenance_A_Achievable Economic UCT Potential | F9 | Industrial | Industrial - ID | New | Space Heating | Natural Gas | Gas Furnace - Maintenance | A | Incremental Winter Peak Savings (MW) | Achievable Economic UCT Potential | 0 | 0 | 0 | 0 | 0 | 0 | 0 | 0 | 0 | 0 | 0 | 0 | 0 | 0 | 0 | 0 | 0 | 0 | 0 | 0 | 0 | 0 | 0 | 0 | 0 | 0 | 0
F10_Industrial_Industrial - ID_New_Space Heating_Natural Gas_Gas Furnace - Maintenance_A_Achievable Economic UCT Potential | F10 | Industrial | Industrial - ID | New | Space Heating | Natural Gas | Gas Furnace - Maintenance | A | Cumulative Energy Savings (MWh or mTherms) | Achievable Economic UCT Potential | 0 | 0 | 1.7505e-05 | 8.8477e-05 | 0.0001777 | 0.0002623 | 0.00030478 | 0.00033649 | 0.00035857 | 0.00036408 | 0.00036394 | 0.00036383 | 0.00036375 | 0.00036367 | 0.00036361 | 0.00036356 | 0.00036352 | 0.00036348 | 0.00036344 | 0.0003634 | 0.00036334 | 0.00036328 | 0.00036323 | 0.00036319 | 0.00036315 | 0.00036312 | 0.00036309
F11_Industrial_Industrial - ID_New_Space Heating_Natural Gas_Gas Furnace - Maintenance_A_Achievable Economic UCT Potential | F11 | Industrial | Industrial - ID | New | Space Heating | Natural Gas | Gas Furnace - Maintenance | A | Cumulative Summer Peak Savings (MW) | Achievable Economic UCT Potential | 0 | 0 | 0 | 0 | 0 | 0 | 0 | 0 | 0 | 0 | 0 | 0 | 0 | 0 | 0 | 0 | 0 | 0 | 0 | 0 | 0 | 0 | 0 | 0 | 0 | 0 | 0
F12_Industrial_Industrial - ID_New_Space Heating_Natural Gas_Gas Furnace - Maintenance_A_Achievable Economic UCT Potential | F12 | Industrial | Industrial - ID | New | Space Heating | Natural Gas | Gas Furnace - Maintenance | A | Cumulative Winter Peak Savings (MW) | Achievable Economic UCT Potential | 0 | 0 | 0 | 0 | 0 | 0 | 0 | 0 | 0 | 0 | 0 | 0 | 0 | 0 | 0 | 0 | 0 | 0 | 0 | 0 | 0 | 0 | 0 | 0 | 0 | 0 | 0
F13_Industrial_Industrial - ID_New_Space Heating_Natural Gas_Gas Furnace - Maintenance_A_Achievable Economic UCT Potential | F13 | Industrial | Industrial - ID | New | Space Heating | Natural Gas | Gas Furnace - Maintenance | A | Purchases (Incremental) | Achievable Economic UCT Potential | 0 | 0 | 0.035657 | 0.16329 | 0.20401 | 0.19376 | 0.097814 | 0.073042 | 0.050952 | 0.013007 | 0 | 0 | 0 | 0 | 0 | 0 | 0 | 0 | 0 | 0 | 0 | 0 | 0 | 0 | 0 | 0 | 0
F14_Industrial_Industrial - ID_New_Space Heating_Natural Gas_Gas Furnace - Maintenance_A_Achievable Economic UCT Potential | F14 | Industrial | Industrial - ID | New | Space Heating | Natural Gas | Gas Furnace - Maintenance | A | Purchases (Cumulative) | Achievable Economic UCT Potential | 0 | 0 | 0.035657 | 0.19895 | 0.40296 | 0.59672 | 0.69453 | 0.76758 | 0.81853 | 0.83154 | 0.83154 | 0.83154 | 0.83154 | 0.83154 | 0.83154 | 0.83154 | 0.83154 | 0.83154 | 0.83154 | 0.83154 | 0.83154 | 0.83154 | 0.83154 | 0.83154 | 0.83154 | 0.83154 | 0.83154
F1_Industrial_Industrial - ID_New_Space Heating_Natural Gas_Gas Furnace - Tube Inserts_A_Achievable Economic UCT Potential | F1 | Industrial | Industrial - ID | New | Space Heating | Natural Gas | Gas Furnace - Tube Inserts | A | Original Unit Energy Savings (kWh or therms) | Achievable Economic UCT Potential | 0 | 0 | 0 | 0 | 0 | 0 | 0 | 0 | 0 | 0 | 0 | 0 | 0 | 0 | 0 | 0 | 0 | 0 | 0 | 0 | 0 | 0 | 0 | 0 | 0 | 0 | 0
F2_Industrial_Industrial - ID_New_Space Heating_Natural Gas_Gas Furnace - Tube Inserts_A_Achievable Economic UCT Potential | F2 | Industrial | Industrial - ID | New | Space Heating | Natural Gas | Gas Furnace - Tube Inserts | A | Original Unit Summer Peak Savings (kW) | Achievable Economic UCT Potential | 0 | 0 | 0 | 0 | 0 | 0 | 0 | 0 | 0 | 0 | 0 | 0 | 0 | 0 | 0 | 0 | 0 | 0 | 0 | 0 | 0 | 0 | 0 | 0 | 0 | 0 | 0
F3_Industrial_Industrial - ID_New_Space Heating_Natural Gas_Gas Furnace - Tube Inserts_A_Achievable Economic UCT Potential | F3 | Industrial | Industrial - ID | New | Space Heating | Natural Gas | Gas Furnace - Tube Inserts | A | Original Unit Winter Peak Savings (kW) | Achievable Economic UCT Potential | 0 | 0 | 0 | 0 | 0 | 0 | 0 | 0 | 0 | 0 | 0 | 0 | 0 | 0 | 0 | 0 | 0 | 0 | 0 | 0 | 0 | 0 | 0 | 0 | 0 | 0 | 0
F4_Industrial_Industrial - ID_New_Space Heating_Natural Gas_Gas Furnace - Tube Inserts_A_Achievable Economic UCT Potential | F4 | Industrial | Industrial - ID | New | Space Heating | Natural Gas | Gas Furnace - Tube Inserts | A | Standalone Impact on Baseline Energy (%) | Achievable Economic UCT Potential | 0 | 0 | 0 | 0 | 0 | 0 | 0 | 0 | 0 | 0 | 0 | 0 | 0 | 0 | 0 | 0 | 0 | 0 | 0 | 0 | 0 | 0 | 0 | 0 | 0 | 0 | 0
F5_Industrial_Industrial - ID_New_Space Heating_Natural Gas_Gas Furnace - Tube Inserts_A_Achievable Economic UCT Potential | F5 | Industrial | Industrial - ID | New | Space Heating | Natural Gas | Gas Furnace - Tube Inserts | A | Standalone Impact on Baseline Summer Peak (%) | Achievable Economic UCT Potential | 0 | 0 | 0 | 0 | 0 | 0 | 0 | 0 | 0 | 0 | 0 | 0 | 0 | 0 | 0 | 0 | 0 | 0 | 0 | 0 | 0 | 0 | 0 | 0 | 0 | 0 | 0
F6_Industrial_Industrial - ID_New_Space Heating_Natural Gas_Gas Furnace - Tube Inserts_A_Achievable Economic UCT Potential | F6 | Industrial | Industrial - ID | New | Space Heating | Natural Gas | Gas Furnace - Tube Inserts | A | Standalone Impact on Baseline Winter Peak (%) | Achievable Economic UCT Potential | 0 | 0 | 0 | 0 | 0 | 0 | 0 | 0 | 0 | 0 | 0 | 0 | 0 | 0 | 0 | 0 | 0 | 0 | 0 | 0 | 0 | 0 | 0 | 0 | 0 | 0 | 0
F7_Industrial_Industrial - ID_New_Space Heating_Natural Gas_Gas Furnace - Tube Inserts_A_Achievable Economic UCT Potential | F7 | Industrial | Industrial - ID | New | Space Heating | Natural Gas | Gas Furnace - Tube Inserts | A | Incremental Energy Savings (MWh or mTherms) | Achievable Economic UCT Potential | 0 | 0 | 0 | 0 | 0 | 0 | 0 | 0 | 0 | 0 | 0 | 0 | 0 | 0 | 0 | 0 | 0 | 0 | 0 | 0 | 0 | 0 | 0 | 0 | 0 | 0 | 0
F8_Industrial_Industrial - ID_New_Space Heating_Natural Gas_Gas Furnace - Tube Inserts_A_Achievable Economic UCT Potential | F8 | Industrial | Industrial - ID | New | Space Heating | Natural Gas | Gas Furnace - Tube Inserts | A | Incremental Summer Peak Savings (MW) | Achievable Economic UCT Potential | 0 | 0 | 0 | 0 | 0 | 0 | 0 | 0 | 0 | 0 | 0 | 0 | 0 | 0 | 0 | 0 | 0 | 0 | 0 | 0 | 0 | 0 | 0 | 0 | 0 | 0 | 0
F9_Industrial_Industrial - ID_New_Space Heating_Natural Gas_Gas Furnace - Tube Inserts_A_Achievable Economic UCT Potential | F9 | Industrial | Industrial - ID | New | Space Heating | Natural Gas | Gas Furnace - Tube Inserts | A | Incremental Winter Peak Savings (MW) | Achievable Economic UCT Potential | 0 | 0 | 0 | 0 | 0 | 0 | 0 | 0 | 0 | 0 | 0 | 0 | 0 | 0 | 0 | 0 | 0 | 0 | 0 | 0 | 0 | 0 | 0 | 0 | 0 | 0 | 0
F10_Industrial_Industrial - ID_New_Space Heating_Natural Gas_Gas Furnace - Tube Inserts_A_Achievable Economic UCT Potential | F10 | Industrial | Industrial - ID | New | Space Heating | Natural Gas | Gas Furnace - Tube Inserts | A | Cumulative Energy Savings (MWh or mTherms) | Achievable Economic UCT Potential | 0 | 0 | 0 | 0 | 0 | 0 | 0 | 0 | 0 | 0 | 0 | 0 | 0 | 0 | 0 | 0 | 0 | 0 | 0 | 0 | 0 | 0 | 0 | 0 | 0 | 0 | 0
F11_Industrial_Industrial - ID_New_Space Heating_Natural Gas_Gas Furnace - Tube Inserts_A_Achievable Economic UCT Potential | F11 | Industrial | Industrial - ID | New | Space Heating | Natural Gas | Gas Furnace - Tube Inserts | A | Cumulative Summer Peak Savings (MW) | Achievable Economic UCT Potential | 0 | 0 | 0 | 0 | 0 | 0 | 0 | 0 | 0 | 0 | 0 | 0 | 0 | 0 | 0 | 0 | 0 | 0 | 0 | 0 | 0 | 0 | 0 | 0 | 0 | 0 | 0
F12_Industrial_Industrial - ID_New_Space Heating_Natural Gas_Gas Furnace - Tube Inserts_A_Achievable Economic UCT Potential | F12 | Industrial | Industrial - ID | New | Space Heating | Natural Gas | Gas Furnace - Tube Inserts | A | Cumulative Winter Peak Savings (MW) | Achievable Economic UCT Potential | 0 | 0 | 0 | 0 | 0 | 0 | 0 | 0 | 0 | 0 | 0 | 0 | 0 | 0 | 0 | 0 | 0 | 0 | 0 | 0 | 0 | 0 | 0 | 0 | 0 | 0 | 0
F13_Industrial_Industrial - ID_New_Space Heating_Natural Gas_Gas Furnace - Tube Inserts_A_Achievable Economic UCT Potential | F13 | Industrial | Industrial - ID | New | Space Heating | Natural Gas | Gas Furnace - Tube Inserts | A | Purchases (Incremental) | Achievable Economic UCT Potential | 0 | 0 | 0 | 0 | 0 | 0 | 0 | 0 | 0 | 0 | 0 | 0 | 0 | 0 | 0 | 0 | 0 | 0 | 0 | 0 | 0 | 0 | 0 | 0 | 0 | 0 | 0
F14_Industrial_Industrial - ID_New_Space Heating_Natural Gas_Gas Furnace - Tube Inserts_A_Achievable Economic UCT Potential | F14 | Industrial | Industrial - ID | New | Space Heating | Natural Gas | Gas Furnace - Tube Inserts | A | Purchases (Cumulative) | Achievable Economic UCT Potential | 0 | 0 | 0 | 0 | 0 | 0 | 0 | 0 | 0 | 0 | 0 | 0 | 0 | 0 | 0 | 0 | 0 | 0 | 0 | 0 | 0 | 0 | 0 | 0 | 0 | 0 | 0
F1_Industrial_Industrial - ID_New_Space Heating_Natural Gas_Gas Boiler - Burner Control Optimization_A_Achievable Economic UCT Potential | F1 | Industrial | Industrial - ID | New | Space Heating | Natural Gas | Gas Boiler - Burner Control Optimization | A | Original Unit Energy Savings (kWh or therms) | Achievable Economic UCT Potential | 0 | 0 | 0.27018 | 0.27018 | 0.27018 | 0.27018 | 0.27018 | 0.27018 | 0.27018 | 0.27018 | 0.27018 | 0.27018 | 0.27018 | 0.27018 | 0.27018 | 0.27018 | 0.27018 | 0.27018 | 0.27018 | 0.27018 | 0.27018 | 0.27018 | 0.27018 | 0.27018 | 0.27018 | 0.27018 | 0.27018
F2_Industrial_Industrial - ID_New_Space Heating_Natural Gas_Gas Boiler - Burner Control Optimization_A_Achievable Economic UCT Potential | F2 | Industrial | Industrial - ID | New | Space Heating | Natural Gas | Gas Boiler - Burner Control Optimization | A | Original Unit Summer Peak Savings (kW) | Achievable Economic UCT Potential | 0 | 0 | 0 | 0 | 0 | 0 | 0 | 0 | 0 | 0 | 0 | 0 | 0 | 0 | 0 | 0 | 0 | 0 | 0 | 0 | 0 | 0 | 0 | 0 | 0 | 0 | 0
F3_Industrial_Industrial - ID_New_Space Heating_Natural Gas_Gas Boiler - Burner Control Optimization_A_Achievable Economic UCT Potential | F3 | Industrial | Industrial - ID | New | Space Heating | Natural Gas | Gas Boiler - Burner Control Optimization | A | Original Unit Winter Peak Savings (kW) | Achievable Economic UCT Potential | 0 | 0 | 0 | 0 | 0 | 0 | 0 | 0 | 0 | 0 | 0 | 0 | 0 | 0 | 0 | 0 | 0 | 0 | 0 | 0 | 0 | 0 | 0 | 0 | 0 | 0 | 0
F4_Industrial_Industrial - ID_New_Space Heating_Natural Gas_Gas Boiler - Burner Control Optimization_A_Achievable Economic UCT Potential | F4 | Industrial | Industrial - ID | New | Space Heating | Natural Gas | Gas Boiler - Burner Control Optimization | A | Standalone Impact on Baseline Energy (%) | Achievable Economic UCT Potential | 0 | 0 | 1.5858e-05 | 2.8113e-05 | 6.6965e-05 | 0.00013636 | 0.00024499 | 0.00039587 | 0.00058471 | 0.00079932 | 0.0010218 | 0.0012325 | 0.0014142 | 0.0015554 | 0.0016513 | 0.0017035 | 0.0017181 | 0.0017034 | 0.0016683 | 0.0016206 | 0.0015662 | 0.0015101 | 0.0014474 | 0.0013907 | 0.0013391 | 0.001292 | 0.0012489
F5_Industrial_Industrial - ID_New_Space Heating_Natural Gas_Gas Boiler - Burner Control Optimization_A_Achievable Economic UCT Potential | F5 | Industrial | Industrial - ID | New | Space Heating | Natural Gas | Gas Boiler - Burner Control Optimization | A | Standalone Impact on Baseline Summer Peak (%) | Achievable Economic UCT Potential | 0 | 0 | 0 | 0 | 0 | 0 | 0 | 0 | 0 | 0 | 0 | 0 | 0 | 0 | 0 | 0 | 0 | 0 | 0 | 0 | 0 | 0 | 0 | 0 | 0 | 0 | 0
F6_Industrial_Industrial - ID_New_Space Heating_Natural Gas_Gas Boiler - Burner Control Optimization_A_Achievable Economic UCT Potential | F6 | Industrial | Industrial - ID | New | Space Heating | Natural Gas | Gas Boiler - Burner Control Optimization | A | Standalone Impact on Baseline Winter Peak (%) | Achievable Economic UCT Potential | 0 | 0 | 0 | 0 | 0 | 0 | 0 | 0 | 0 | 0 | 0 | 0 | 0 | 0 | 0 | 0 | 0 | 0 | 0 | 0 | 0 | 0 | 0 | 0 | 0 | 0 | 0
F7_Industrial_Industrial - ID_New_Space Heating_Natural Gas_Gas Boiler - Burner Control Optimization_A_Achievable Economic UCT Potential | F7 | Industrial | Industrial - ID | New | Space Heating | Natural Gas | Gas Boiler - Burner Control Optimization | A | Incremental Energy Savings (MWh or mTherms) | Achievable Economic UCT Potential | 0 | 0 | 6.1521e-06 | 6.3184e-05 | 0.00022806 | 0.00057627 | 0.0011645 | 0.001999 | 0.0030054 | 0.004035 | 0.0049048 | 0.0054545 | 0.005595 | 0.005329 | 0.0047393 | 0.0039542 | 0.0031077 | 0.0023089 | 0.0016267 | 0.0010898 | 0.00068992 | 0.00042987 | 0 | 0 | 0 | 0 | 0
F8_Industrial_Industrial - ID_New_Space Heating_Natural Gas_Gas Boiler - Burner Control Optimization_A_Achievable Economic UCT Potential | F8 | Industrial | Industrial - ID | New | Space Heating | Natural Gas | Gas Boiler - Burner Control Optimization | A | Incremental Summer Peak Savings (MW) | Achievable Economic UCT Potential | 0 | 0 | 0 | 0 | 0 | 0 | 0 | 0 | 0 | 0 | 0 | 0 | 0 | 0 | 0 | 0 | 0 | 0 | 0 | 0 | 0 | 0 | 0 | 0 | 0 | 0 | 0
F9_Industrial_Industrial - ID_New_Space Heating_Natural Gas_Gas Boiler - Burner Control Optimization_A_Achievable Economic UCT Potential | F9 | Industrial | Industrial - ID | New | Space Heating | Natural Gas | Gas Boiler - Burner Control Optimization | A | Incremental Winter Peak Savings (MW) | Achievable Economic UCT Potential | 0 | 0 | 0 | 0 | 0 | 0 | 0 | 0 | 0 | 0 | 0 | 0 | 0 | 0 | 0 | 0 | 0 | 0 | 0 | 0 | 0 | 0 | 0 | 0 | 0 | 0 | 0
F10_Industrial_Industrial - ID_New_Space Heating_Natural Gas_Gas Boiler - Burner Control Optimization_A_Achievable Economic UCT Potential | F10 | Industrial | Industrial - ID | New | Space Heating | Natural Gas | Gas Boiler - Burner Control Optimization | A | Cumulative Energy Savings (MWh or mTherms) | Achievable Economic UCT Potential | 0 | 0 | 6.1521e-06 | 6.9336e-05 | 0.0002974 | 0.00087367 | 0.0020382 | 0.0040372 | 0.0070426 | 0.011078 | 0.015982 | 0.021437 | 0.027032 | 0.032361 | 0.0371 | 0.041054 | 0.044162 | 0.046471 | 0.048098 | 0.049187 | 0.049877 | 0.050307 | 0.050307 | 0.050307 | 0.050307 | 0.050307 | 0.050307
F11_Industrial_Industrial - ID_New_Space Heating_Natural Gas_Gas Boiler - Burner Control Optimization_A_Achievable Economic UCT Potential | F11 | Industrial | Industrial - ID | New | Space Heating | Natural Gas | Gas Boiler - Burner Control Optimization | A | Cumulative Summer Peak Savings (MW) | Achievable Economic UCT Potential | 0 | 0 | 0 | 0 | 0 | 0 | 0 | 0 | 0 | 0 | 0 | 0 | 0 | 0 | 0 | 0 | 0 | 0 | 0 | 0 | 0 | 0 | 0 | 0 | 0 | 0 | 0
F12_Industrial_Industrial - ID_New_Space Heating_Natural Gas_Gas Boiler - Burner Control Optimization_A_Achievable Economic UCT Potential | F12 | Industrial | Industrial - ID | New | Space Heating | Natural Gas | Gas Boiler - Burner Control Optimization | A | Cumulative Winter Peak Savings (MW) | Achievable Economic UCT Potential | 0 | 0 | 0 | 0 | 0 | 0 | 0 | 0 | 0 | 0 | 0 | 0 | 0 | 0 | 0 | 0 | 0 | 0 | 0 | 0 | 0 | 0 | 0 | 0 | 0 | 0 | 0
F13_Industrial_Industrial - ID_New_Space Heating_Natural Gas_Gas Boiler - Burner Control Optimization_A_Achievable Economic UCT Potential | F13 | Industrial | Industrial - ID | New | Space Heating | Natural Gas | Gas Boiler - Burner Control Optimization | A | Purchases (Incremental) | Achievable Economic UCT Potential | 0 | 0 | 0.02277 | 0.23386 | 0.8441 | 2.1329 | 4.31 | 7.3988 | 11.1236 | 14.9342 | 18.1535 | 20.1881 | 20.7081 | 19.7238 | 17.5413 | 14.6353 | 11.5022 | 8.5456 | 6.0207 | 4.0337 | 2.5535 | 1.591 | 0 | 0 | 0 | 0 | 0
F14_Industrial_Industrial - ID_New_Space Heating_Natural Gas_Gas Boiler - Burner Control Optimization_A_Achievable Economic UCT Potential | F14 | Industrial | Industrial - ID | New | Space Heating | Natural Gas | Gas Boiler - Burner Control Optimization | A | Purchases (Cumulative) | Achievable Economic UCT Potential | 0 | 0 | 0.02277 | 0.25663 | 1.1007 | 3.2336 | 7.5436 | 14.9424 | 26.066 | 41.0002 | 59.1537 | 79.3418 | 100.0499 | 119.7737 | 137.315 | 151.9503 | 163.4524 | 171.998 | 178.0186 | 182.0523 | 184.6059 | 186.1969 | 186.1969 | 186.1969 | 186.1969 | 186.1969 | 186.1969
F1_Industrial_Industrial - ID_New_Space Heating_Natural Gas_Gas Boiler - High Turndown Burner_A_Achievable Economic UCT Potential | F1 | Industrial | Industrial - ID | New | Space Heating | Natural Gas | Gas Boiler - High Turndown Burner | A | Original Unit Energy Savings (kWh or therms) | Achievable Economic UCT Potential | 0 | 0 | 0.93166 | 0.93166 | 0.93166 | 0.93166 | 0.93166 | 0.93166 | 0.93166 | 0.93166 | 0.93166 | 0.93166 | 0.93166 | 0.93166 | 0.93166 | 0.93166 | 0.93166 | 0.93166 | 0.93166 | 0.93166 | 0.93166 | 0.93166 | 0.93166 | 0.93166 | 0.93166 | 0.93166 | 0.93166
F2_Industrial_Industrial - ID_New_Space Heating_Natural Gas_Gas Boiler - High Turndown Burner_A_Achievable Economic UCT Potential | F2 | Industrial | Industrial - ID | New | Space Heating | Natural Gas | Gas Boiler - High Turndown Burner | A | Original Unit Summer Peak Savings (kW) | Achievable Economic UCT Potential | 0 | 0 | 0 | 0 | 0 | 0 | 0 | 0 | 0 | 0 | 0 | 0 | 0 | 0 | 0 | 0 | 0 | 0 | 0 | 0 | 0 | 0 | 0 | 0 | 0 | 0 | 0
F3_Industrial_Industrial - ID_New_Space Heating_Natural Gas_Gas Boiler - High Turndown Burner_A_Achievable Economic UCT Potential | F3 | Industrial | Industrial - ID | New | Space Heating | Natural Gas | Gas Boiler - High Turndown Burner | A | Original Unit Winter Peak Savings (kW) | Achievable Economic UCT Potential | 0 | 0 | 0 | 0 | 0 | 0 | 0 | 0 | 0 | 0 | 0 | 0 | 0 | 0 | 0 | 0 | 0 | 0 | 0 | 0 | 0 | 0 | 0 | 0 | 0 | 0 | 0
F4_Industrial_Industrial - ID_New_Space Heating_Natural Gas_Gas Boiler - High Turndown Burner_A_Achievable Economic UCT Potential | F4 | Industrial | Industrial - ID | New | Space Heating | Natural Gas | Gas Boiler - High Turndown Burner | A | Standalone Impact on Baseline Energy (%) | Achievable Economic UCT Potential | 0 | 0 | 0 | 0 | 0 | 0 | 0 | 0 | 0 | 0 | 0 | 0 | 0 | 0 | 0 | 0 | 0 | 0 | 0 | 0 | 0 | 0 | 0 | 0 | 0 | 0 | 0
F5_Industrial_Industrial - ID_New_Space Heating_Natural Gas_Gas Boiler - High Turndown Burner_A_Achievable Economic UCT Potential | F5 | Industrial | Industrial - ID | New | Space Heating | Natural Gas | Gas Boiler - High Turndown Burner | A | Standalone Impact on Baseline Summer Peak (%) | Achievable Economic UCT Potential | 0 | 0 | 0 | 0 | 0 | 0 | 0 | 0 | 0 | 0 | 0 | 0 | 0 | 0 | 0 | 0 | 0 | 0 | 0 | 0 | 0 | 0 | 0 | 0 | 0 | 0 | 0
F6_Industrial_Industrial - ID_New_Space Heating_Natural Gas_Gas Boiler - High Turndown Burner_A_Achievable Economic UCT Potential | F6 | Industrial | Industrial - ID | New | Space Heating | Natural Gas | Gas Boiler - High Turndown Burner | A | Standalone Impact on Baseline Winter Peak (%) | Achievable Economic UCT Potential | 0 | 0 | 0 | 0 | 0 | 0 | 0 | 0 | 0 | 0 | 0 | 0 | 0 | 0 | 0 | 0 | 0 | 0 | 0 | 0 | 0 | 0 | 0 | 0 | 0 | 0 | 0
F7_Industrial_Industrial - ID_New_Space Heating_Natural Gas_Gas Boiler - High Turndown Burner_A_Achievable Economic UCT Potential | F7 | Industrial | Industrial - ID | New | Space Heating | Natural Gas | Gas Boiler - High Turndown Burner | A | Incremental Energy Savings (MWh or mTherms) | Achievable Economic UCT Potential | 0 | 0 | 0 | 0 | 0 | 0 | 0 | 0 | 0 | 0 | 0 | 0 | 0 | 0 | 0 | 0 | 0 | 0 | 0 | 0 | 0 | 0 | 0 | 0 | 0 | 0 | 0
F8_Industrial_Industrial - ID_New_Space Heating_Natural Gas_Gas Boiler - High Turndown Burner_A_Achievable Economic UCT Potential | F8 | Industrial | Industrial - ID | New | Space Heating | Natural Gas | Gas Boiler - High Turndown Burner | A | Incremental Summer Peak Savings (MW) | Achievable Economic UCT Potential | 0 | 0 | 0 | 0 | 0 | 0 | 0 | 0 | 0 | 0 | 0 | 0 | 0 | 0 | 0 | 0 | 0 | 0 | 0 | 0 | 0 | 0 | 0 | 0 | 0 | 0 | 0
F9_Industrial_Industrial - ID_New_Space Heating_Natural Gas_Gas Boiler - High Turndown Burner_A_Achievable Economic UCT Potential | F9 | Industrial | Industrial - ID | New | Space Heating | Natural Gas | Gas Boiler - High Turndown Burner | A | Incremental Winter Peak Savings (MW) | Achievable Economic UCT Potential | 0 | 0 | 0 | 0 | 0 | 0 | 0 | 0 | 0 | 0 | 0 | 0 | 0 | 0 | 0 | 0 | 0 | 0 | 0 | 0 | 0 | 0 | 0 | 0 | 0 | 0 | 0
F10_Industrial_Industrial - ID_New_Space Heating_Natural Gas_Gas Boiler - High Turndown Burner_A_Achievable Economic UCT Potential | F10 | Industrial | Industrial - ID | New | Space Heating | Natural Gas | Gas Boiler - High Turndown Burner | A | Cumulative Energy Savings (MWh or mTherms) | Achievable Economic UCT Potential | 0 | 0 | 0 | 0 | 0 | 0 | 0 | 0 | 0 | 0 | 0 | 0 | 0 | 0 | 0 | 0 | 0 | 0 | 0 | 0 | 0 | 0 | 0 | 0 | 0 | 0 | 0
F11_Industrial_Industrial - ID_New_Space Heating_Natural Gas_Gas Boiler - High Turndown Burner_A_Achievable Economic UCT Potential | F11 | Industrial | Industrial - ID | New | Space Heating | Natural Gas | Gas Boiler - High Turndown Burner | A | Cumulative Summer Peak Savings (MW) | Achievable Economic UCT Potential | 0 | 0 | 0 | 0 | 0 | 0 | 0 | 0 | 0 | 0 | 0 | 0 | 0 | 0 | 0 | 0 | 0 | 0 | 0 | 0 | 0 | 0 | 0 | 0 | 0 | 0 | 0
F12_Industrial_Industrial - ID_New_Space Heating_Natural Gas_Gas Boiler - High Turndown Burner_A_Achievable Economic UCT Potential | F12 | Industrial | Industrial - ID | New | Space Heating | Natural Gas | Gas Boiler - High Turndown Burner | A | Cumulative Winter Peak Savings (MW) | Achievable Economic UCT Potential | 0 | 0 | 0 | 0 | 0 | 0 | 0 | 0 | 0 | 0 | 0 | 0 | 0 | 0 | 0 | 0 | 0 | 0 | 0 | 0 | 0 | 0 | 0 | 0 | 0 | 0 | 0
F13_Industrial_Industrial - ID_New_Space Heating_Natural Gas_Gas Boiler - High Turndown Burner_A_Achievable Economic UCT Potential | F13 | Industrial | Industrial - ID | New | Space Heating | Natural Gas | Gas Boiler - High Turndown Burner | A | Purchases (Incremental) | Achievable Economic UCT Potential | 0 | 0 | 0 | 0 | 0 | 0 | 0 | 0 | 0 | 0 | 0 | 0 | 0 | 0 | 0 | 0 | 0 | 0 | 0 | 0 | 0 | 0 | 0 | 0 | 0 | 0 | 0
F14_Industrial_Industrial - ID_New_Space Heating_Natural Gas_Gas Boiler - High Turndown Burner_A_Achievable Economic UCT Potential | F14 | Industrial | Industrial - ID | New | Space Heating | Natural Gas | Gas Boiler - High Turndown Burner | A | Purchases (Cumulative) | Achievable Economic UCT Potential | 0 | 0 | 0 | 0 | 0 | 0 | 0 | 0 | 0 | 0 | 0 | 0 | 0 | 0 | 0 | 0 | 0 | 0 | 0 | 0 | 0 | 0 | 0 | 0 | 0 | 0 | 0
F1_Industrial_Industrial - ID_New_Space Heating_Natural Gas_Gas Boiler - Hot Water Reset_A_Achievable Economic UCT Potential | F1 | Industrial | Industrial - ID | New | Space Heating | Natural Gas | Gas Boiler - Hot Water Reset | A | Original Unit Energy Savings (kWh or therms) | Achievable Economic UCT Potential | 0 | 0 | 993.7749 | 993.7749 | 993.7749 | 993.7749 | 993.7749 | 993.7749 | 993.7749 | 993.7749 | 993.7749 | 993.7749 | 993.7749 | 993.7749 | 993.7749 | 993.7749 | 993.7749 | 993.7749 | 993.7749 | 993.7749 | 993.7749 | 993.7749 | 993.7749 | 993.7749 | 993.7749 | 993.7749 | 993.7749
F2_Industrial_Industrial - ID_New_Space Heating_Natural Gas_Gas Boiler - Hot Water Reset_A_Achievable Economic UCT Potential | F2 | Industrial | Industrial - ID | New | Space Heating | Natural Gas | Gas Boiler - Hot Water Reset | A | Original Unit Summer Peak Savings (kW) | Achievable Economic UCT Potential | 0 | 0 | 0 | 0 | 0 | 0 | 0 | 0 | 0 | 0 | 0 | 0 | 0 | 0 | 0 | 0 | 0 | 0 | 0 | 0 | 0 | 0 | 0 | 0 | 0 | 0 | 0
F3_Industrial_Industrial - ID_New_Space Heating_Natural Gas_Gas Boiler - Hot Water Reset_A_Achievable Economic UCT Potential | F3 | Industrial | Industrial - ID | New | Space Heating | Natural Gas | Gas Boiler - Hot Water Reset | A | Original Unit Winter Peak Savings (kW) | Achievable Economic UCT Potential | 0 | 0 | 0 | 0 | 0 | 0 | 0 | 0 | 0 | 0 | 0 | 0 | 0 | 0 | 0 | 0 | 0 | 0 | 0 | 0 | 0 | 0 | 0 | 0 | 0 | 0 | 0
F4_Industrial_Industrial - ID_New_Space Heating_Natural Gas_Gas Boiler - Hot Water Reset_A_Achievable Economic UCT Potential | F4 | Industrial | Industrial - ID | New | Space Heating | Natural Gas | Gas Boiler - Hot Water Reset | A | Standalone Impact on Baseline Energy (%) | Achievable Economic UCT Potential | 0 | 0 | 0 | 0 | 0 | 0 | 0 | 0 | 0 | 0 | 0 | 0 | 0 | 0 | 0 | 0 | 0 | 0 | 0 | 0 | 0 | 0 | 0 | 0 | 0 | 0 | 0
F5_Industrial_Industrial - ID_New_Space Heating_Natural Gas_Gas Boiler - Hot Water Reset_A_Achievable Economic UCT Potential | F5 | Industrial | Industrial - ID | New | Space Heating | Natural Gas | Gas Boiler - Hot Water Reset | A | Standalone Impact on Baseline Summer Peak (%) | Achievable Economic UCT Potential | 0 | 0 | 0 | 0 | 0 | 0 | 0 | 0 | 0 | 0 | 0 | 0 | 0 | 0 | 0 | 0 | 0 | 0 | 0 | 0 | 0 | 0 | 0 | 0 | 0 | 0 | 0
F6_Industrial_Industrial - ID_New_Space Heating_Natural Gas_Gas Boiler - Hot Water Reset_A_Achievable Economic UCT Potential | F6 | Industrial | Industrial - ID | New | Space Heating | Natural Gas | Gas Boiler - Hot Water Reset | A | Standalone Impact on Baseline Winter Peak (%) | Achievable Economic UCT Potential | 0 | 0 | 0 | 0 | 0 | 0 | 0 | 0 | 0 | 0 | 0 | 0 | 0 | 0 | 0 | 0 | 0 | 0 | 0 | 0 | 0 | 0 | 0 | 0 | 0 | 0 | 0
F7_Industrial_Industrial - ID_New_Space Heating_Natural Gas_Gas Boiler - Hot Water Reset_A_Achievable Economic UCT Potential | F7 | Industrial | Industrial - ID | New | Space Heating | Natural Gas | Gas Boiler - Hot Water Reset | A | Incremental Energy Savings (MWh or mTherms) | Achievable Economic UCT Potential | 0 | 0 | 0 | 0 | 0 | 0 | 0 | 0 | 0 | 0 | 0 | 0 | 0 | 0 | 0 | 0 | 0 | 0 | 0 | 0 | 0 | 0 | 0 | 0 | 0 | 0 | 0
F8_Industrial_Industrial - ID_New_Space Heating_Natural Gas_Gas Boiler - Hot Water Reset_A_Achievable Economic UCT Potential | F8 | Industrial | Industrial - ID | New | Space Heating | Natural Gas | Gas Boiler - Hot Water Reset | A | Incremental Summer Peak Savings (MW) | Achievable Economic UCT Potential | 0 | 0 | 0 | 0 | 0 | 0 | 0 | 0 | 0 | 0 | 0 | 0 | 0 | 0 | 0 | 0 | 0 | 0 | 0 | 0 | 0 | 0 | 0 | 0 | 0 | 0 | 0
F9_Industrial_Industrial - ID_New_Space Heating_Natural Gas_Gas Boiler - Hot Water Reset_A_Achievable Economic UCT Potential | F9 | Industrial | Industrial - ID | New | Space Heating | Natural Gas | Gas Boiler - Hot Water Reset | A | Incremental Winter Peak Savings (MW) | Achievable Economic UCT Potential | 0 | 0 | 0 | 0 | 0 | 0 | 0 | 0 | 0 | 0 | 0 | 0 | 0 | 0 | 0 | 0 | 0 | 0 | 0 | 0 | 0 | 0 | 0 | 0 | 0 | 0 | 0
F10_Industrial_Industrial - ID_New_Space Heating_Natural Gas_Gas Boiler - Hot Water Reset_A_Achievable Economic UCT Potential | F10 | Industrial | Industrial - ID | New | Space Heating | Natural Gas | Gas Boiler - Hot Water Reset | A | Cumulative Energy Savings (MWh or mTherms) | Achievable Economic UCT Potential | 0 | 0 | 0 | 0 | 0 | 0 | 0 | 0 | 0 | 0 | 0 | 0 | 0 | 0 | 0 | 0 | 0 | 0 | 0 | 0 | 0 | 0 | 0 | 0 | 0 | 0 | 0
F11_Industrial_Industrial - ID_New_Space Heating_Natural Gas_Gas Boiler - Hot Water Reset_A_Achievable Economic UCT Potential | F11 | Industrial | Industrial - ID | New | Space Heating | Natural Gas | Gas Boiler - Hot Water Reset | A | Cumulative Summer Peak Savings (MW) | Achievable Economic UCT Potential | 0 | 0 | 0 | 0 | 0 | 0 | 0 | 0 | 0 | 0 | 0 | 0 | 0 | 0 | 0 | 0 | 0 | 0 | 0 | 0 | 0 | 0 | 0 | 0 | 0 | 0 | 0
F12_Industrial_Industrial - ID_New_Space Heating_Natural Gas_Gas Boiler - Hot Water Reset_A_Achievable Economic UCT Potential | F12 | Industrial | Industrial - ID | New | Space Heating | Natural Gas | Gas Boiler - Hot Water Reset | A | Cumulative Winter Peak Savings (MW) | Achievable Economic UCT Potential | 0 | 0 | 0 | 0 | 0 | 0 | 0 | 0 | 0 | 0 | 0 | 0 | 0 | 0 | 0 | 0 | 0 | 0 | 0 | 0 | 0 | 0 | 0 | 0 | 0 | 0 | 0
F13_Industrial_Industrial - ID_New_Space Heating_Natural Gas_Gas Boiler - Hot Water Reset_A_Achievable Economic UCT Potential | F13 | Industrial | Industrial - ID | New | Space Heating | Natural Gas | Gas Boiler - Hot Water Reset | A | Purchases (Incremental) | Achievable Economic UCT Potential | 0 | 0 | 0 | 0 | 0 | 0 | 0 | 0 | 0 | 0 | 0 | 0 | 0 | 0 | 0 | 0 | 0 | 0 | 0 | 0 | 0 | 0 | 0 | 0 | 0 | 0 | 0
F14_Industrial_Industrial - ID_New_Space Heating_Natural Gas_Gas Boiler - Hot Water Reset_A_Achievable Economic UCT Potential | F14 | Industrial | Industrial - ID | New | Space Heating | Natural Gas | Gas Boiler - Hot Water Reset | A | Purchases (Cumulative) | Achievable Economic UCT Potential | 0 | 0 | 0 | 0 | 0 | 0 | 0 | 0 | 0 | 0 | 0 | 0 | 0 | 0 | 0 | 0 | 0 | 0 | 0 | 0 | 0 | 0 | 0 | 0 | 0 | 0 | 0
F1_Industrial_Industrial - ID_New_Space Heating_Natural Gas_Gas Boiler - Insulate Hot Water Lines_A_Achievable Economic UCT Potential | F1 | Industrial | Industrial - ID | New | Space Heating | Natural Gas | Gas Boiler - Insulate Hot Water Lines | A | Original Unit Energy Savings (kWh or therms) | Achievable Economic UCT Potential | 0 | 0 | 4.4284 | 4.4284 | 4.4284 | 4.4284 | 4.4284 | 4.4284 | 4.4284 | 4.4284 | 4.4284 | 4.4284 | 4.4284 | 4.4284 | 4.4284 | 4.4284 | 4.4284 | 4.4284 | 4.4284 | 4.4284 | 4.4284 | 4.4284 | 4.4284 | 4.4284 | 4.4284 | 4.4284 | 4.4284
F2_Industrial_Industrial - ID_New_Space Heating_Natural Gas_Gas Boiler - Insulate Hot Water Lines_A_Achievable Economic UCT Potential | F2 | Industrial | Industrial - ID | New | Space Heating | Natural Gas | Gas Boiler - Insulate Hot Water Lines | A | Original Unit Summer Peak Savings (kW) | Achievable Economic UCT Potential | 0 | 0 | 0 | 0 | 0 | 0 | 0 | 0 | 0 | 0 | 0 | 0 | 0 | 0 | 0 | 0 | 0 | 0 | 0 | 0 | 0 | 0 | 0 | 0 | 0 | 0 | 0
F3_Industrial_Industrial - ID_New_Space Heating_Natural Gas_Gas Boiler - Insulate Hot Water Lines_A_Achievable Economic UCT Potential | F3 | Industrial | Industrial - ID | New | Space Heating | Natural Gas | Gas Boiler - Insulate Hot Water Lines | A | Original Unit Winter Peak Savings (kW) | Achievable Economic UCT Potential | 0 | 0 | 0 | 0 | 0 | 0 | 0 | 0 | 0 | 0 | 0 | 0 | 0 | 0 | 0 | 0 | 0 | 0 | 0 | 0 | 0 | 0 | 0 | 0 | 0 | 0 | 0
F4_Industrial_Industrial - ID_New_Space Heating_Natural Gas_Gas Boiler - Insulate Hot Water Lines_A_Achievable Economic UCT Potential | F4 | Industrial | Industrial - ID | New | Space Heating | Natural Gas | Gas Boiler - Insulate Hot Water Lines | A | Standalone Impact on Baseline Energy (%) | Achievable Economic UCT Potential | 0 | 0 | 0 | 0 | 0 | 0 | 0 | 0 | 0 | 0 | 0 | 0 | 0 | 0 | 0 | 0 | 0 | 0 | 0 | 0 | 0 | 0 | 0 | 0 | 0 | 0 | 0
F5_Industrial_Industrial - ID_New_Space Heating_Natural Gas_Gas Boiler - Insulate Hot Water Lines_A_Achievable Economic UCT Potential | F5 | Industrial | Industrial - ID | New | Space Heating | Natural Gas | Gas Boiler - Insulate Hot Water Lines | A | Standalone Impact on Baseline Summer Peak (%) | Achievable Economic UCT Potential | 0 | 0 | 0 | 0 | 0 | 0 | 0 | 0 | 0 | 0 | 0 | 0 | 0 | 0 | 0 | 0 | 0 | 0 | 0 | 0 | 0 | 0 | 0 | 0 | 0 | 0 | 0
F6_Industrial_Industrial - ID_New_Space Heating_Natural Gas_Gas Boiler - Insulate Hot Water Lines_A_Achievable Economic UCT Potential | F6 | Industrial | Industrial - ID | New | Space Heating | Natural Gas | Gas Boiler - Insulate Hot Water Lines | A | Standalone Impact on Baseline Winter Peak (%) | Achievable Economic UCT Potential | 0 | 0 | 0 | 0 | 0 | 0 | 0 | 0 | 0 | 0 | 0 | 0 | 0 | 0 | 0 | 0 | 0 | 0 | 0 | 0 | 0 | 0 | 0 | 0 | 0 | 0 | 0
F7_Industrial_Industrial - ID_New_Space Heating_Natural Gas_Gas Boiler - Insulate Hot Water Lines_A_Achievable Economic UCT Potential | F7 | Industrial | Industrial - ID | New | Space Heating | Natural Gas | Gas Boiler - Insulate Hot Water Lines | A | Incremental Energy Savings (MWh or mTherms) | Achievable Economic UCT Potential | 0 | 0 | 0 | 0 | 0 | 0 | 0 | 0 | 0 | 0 | 0 | 0 | 0 | 0 | 0 | 0 | 0 | 0 | 0 | 0 | 0 | 0 | 0 | 0 | 0 | 0 | 0
F8_Industrial_Industrial - ID_New_Space Heating_Natural Gas_Gas Boiler - Insulate Hot Water Lines_A_Achievable Economic UCT Potential | F8 | Industrial | Industrial - ID | New | Space Heating | Natural Gas | Gas Boiler - Insulate Hot Water Lines | A | Incremental Summer Peak Savings (MW) | Achievable Economic UCT Potential | 0 | 0 | 0 | 0 | 0 | 0 | 0 | 0 | 0 | 0 | 0 | 0 | 0 | 0 | 0 | 0 | 0 | 0 | 0 | 0 | 0 | 0 | 0 | 0 | 0 | 0 | 0
F9_Industrial_Industrial - ID_New_Space Heating_Natural Gas_Gas Boiler - Insulate Hot Water Lines_A_Achievable Economic UCT Potential | F9 | Industrial | Industrial - ID | New | Space Heating | Natural Gas | Gas Boiler - Insulate Hot Water Lines | A | Incremental Winter Peak Savings (MW) | Achievable Economic UCT Potential | 0 | 0 | 0 | 0 | 0 | 0 | 0 | 0 | 0 | 0 | 0 | 0 | 0 | 0 | 0 | 0 | 0 | 0 | 0 | 0 | 0 | 0 | 0 | 0 | 0 | 0 | 0
F10_Industrial_Industrial - ID_New_Space Heating_Natural Gas_Gas Boiler - Insulate Hot Water Lines_A_Achievable Economic UCT Potential | F10 | Industrial | Industrial - ID | New | Space Heating | Natural Gas | Gas Boiler - Insulate Hot Water Lines | A | Cumulative Energy Savings (MWh or mTherms) | Achievable Economic UCT Potential | 0 | 0 | 0 | 0 | 0 | 0 | 0 | 0 | 0 | 0 | 0 | 0 | 0 | 0 | 0 | 0 | 0 | 0 | 0 | 0 | 0 | 0 | 0 | 0 | 0 | 0 | 0
F11_Industrial_Industrial - ID_New_Space Heating_Natural Gas_Gas Boiler - Insulate Hot Water Lines_A_Achievable Economic UCT Potential | F11 | Industrial | Industrial - ID | New | Space Heating | Natural Gas | Gas Boiler - Insulate Hot Water Lines | A | Cumulative Summer Peak Savings (MW) | Achievable Economic UCT Potential | 0 | 0 | 0 | 0 | 0 | 0 | 0 | 0 | 0 | 0 | 0 | 0 | 0 | 0 | 0 | 0 | 0 | 0 | 0 | 0 | 0 | 0 | 0 | 0 | 0 | 0 | 0
F12_Industrial_Industrial - ID_New_Space Heating_Natural Gas_Gas Boiler - Insulate Hot Water Lines_A_Achievable Economic UCT Potential | F12 | Industrial | Industrial - ID | New | Space Heating | Natural Gas | Gas Boiler - Insulate Hot Water Lines | A | Cumulative Winter Peak Savings (MW) | Achievable Economic UCT Potential | 0 | 0 | 0 | 0 | 0 | 0 | 0 | 0 | 0 | 0 | 0 | 0 | 0 | 0 | 0 | 0 | 0 | 0 | 0 | 0 | 0 | 0 | 0 | 0 | 0 | 0 | 0
F13_Industrial_Industrial - ID_New_Space Heating_Natural Gas_Gas Boiler - Insulate Hot Water Lines_A_Achievable Economic UCT Potential | F13 | Industrial | Industrial - ID | New | Space Heating | Natural Gas | Gas Boiler - Insulate Hot Water Lines | A | Purchases (Incremental) | Achievable Economic UCT Potential | 0 | 0 | 0 | 0 | 0 | 0 | 0 | 0 | 0 | 0 | 0 | 0 | 0 | 0 | 0 | 0 | 0 | 0 | 0 | 0 | 0 | 0 | 0 | 0 | 0 | 0 | 0
F14_Industrial_Industrial - ID_New_Space Heating_Natural Gas_Gas Boiler - Insulate Hot Water Lines_A_Achievable Economic UCT Potential | F14 | Industrial | Industrial - ID | New | Space Heating | Natural Gas | Gas Boiler - Insulate Hot Water Lines | A | Purchases (Cumulative) | Achievable Economic UCT Potential | 0 | 0 | 0 | 0 | 0 | 0 | 0 | 0 | 0 | 0 | 0 | 0 | 0 | 0 | 0 | 0 | 0 | 0 | 0 | 0 | 0 | 0 | 0 | 0 | 0 | 0 | 0
F1_Industrial_Industrial - ID_New_Space Heating_Natural Gas_Gas Boiler - Insulate Steam Lines/Condensate Tank_A_Achievable Economic UCT Potential | F1 | Industrial | Industrial - ID | New | Space Heating | Natural Gas | Gas Boiler - Insulate Steam Lines/Condensate Tank | A | Original Unit Energy Savings (kWh or therms) | Achievable Economic UCT Potential | 0 | 0 | 6.6149 | 6.6149 | 6.6149 | 6.6149 | 6.6149 | 6.6149 | 6.6149 | 6.6149 | 6.6149 | 6.6149 | 6.6149 | 6.6149 | 6.6149 | 6.6149 | 6.6149 | 6.6149 | 6.6149 | 6.6149 | 6.6149 | 6.6149 | 6.6149 | 6.6149 | 6.6149 | 6.6149 | 6.6149
F2_Industrial_Industrial - ID_New_Space Heating_Natural Gas_Gas Boiler - Insulate Steam Lines/Condensate Tank_A_Achievable Economic UCT Potential | F2 | Industrial | Industrial - ID | New | Space Heating | Natural Gas | Gas Boiler - Insulate Steam Lines/Condensate Tank | A | Original Unit Summer Peak Savings (kW) | Achievable Economic UCT Potential | 0 | 0 | 0 | 0 | 0 | 0 | 0 | 0 | 0 | 0 | 0 | 0 | 0 | 0 | 0 | 0 | 0 | 0 | 0 | 0 | 0 | 0 | 0 | 0 | 0 | 0 | 0
F3_Industrial_Industrial - ID_New_Space Heating_Natural Gas_Gas Boiler - Insulate Steam Lines/Condensate Tank_A_Achievable Economic UCT Potential | F3 | Industrial | Industrial - ID | New | Space Heating | Natural Gas | Gas Boiler - Insulate Steam Lines/Condensate Tank | A | Original Unit Winter Peak Savings (kW) | Achievable Economic UCT Potential | 0 | 0 | 0 | 0 | 0 | 0 | 0 | 0 | 0 | 0 | 0 | 0 | 0 | 0 | 0 | 0 | 0 | 0 | 0 | 0 | 0 | 0 | 0 | 0 | 0 | 0 | 0
F4_Industrial_Industrial - ID_New_Space Heating_Natural Gas_Gas Boiler - Insulate Steam Lines/Condensate Tank_A_Achievable Economic UCT Potential | F4 | Industrial | Industrial - ID | New | Space Heating | Natural Gas | Gas Boiler - Insulate Steam Lines/Condensate Tank | A | Standalone Impact on Baseline Energy (%) | Achievable Economic UCT Potential | 0 | 0 | 0 | 0 | 0 | 0 | 0 | 0 | 0 | 0 | 0 | 0 | 0 | 0 | 0 | 0 | 0 | 0 | 0 | 0 | 0 | 0 | 0 | 0 | 0 | 0 | 0
F5_Industrial_Industrial - ID_New_Space Heating_Natural Gas_Gas Boiler - Insulate Steam Lines/Condensate Tank_A_Achievable Economic UCT Potential | F5 | Industrial | Industrial - ID | New | Space Heating | Natural Gas | Gas Boiler - Insulate Steam Lines/Condensate Tank | A | Standalone Impact on Baseline Summer Peak (%) | Achievable Economic UCT Potential | 0 | 0 | 0 | 0 | 0 | 0 | 0 | 0 | 0 | 0 | 0 | 0 | 0 | 0 | 0 | 0 | 0 | 0 | 0 | 0 | 0 | 0 | 0 | 0 | 0 | 0 | 0
F6_Industrial_Industrial - ID_New_Space Heating_Natural Gas_Gas Boiler - Insulate Steam Lines/Condensate Tank_A_Achievable Economic UCT Potential | F6 | Industrial | Industrial - ID | New | Space Heating | Natural Gas | Gas Boiler - Insulate Steam Lines/Condensate Tank | A | Standalone Impact on Baseline Winter Peak (%) | Achievable Economic UCT Potential | 0 | 0 | 0 | 0 | 0 | 0 | 0 | 0 | 0 | 0 | 0 | 0 | 0 | 0 | 0 | 0 | 0 | 0 | 0 | 0 | 0 | 0 | 0 | 0 | 0 | 0 | 0
F7_Industrial_Industrial - ID_New_Space Heating_Natural Gas_Gas Boiler - Insulate Steam Lines/Condensate Tank_A_Achievable Economic UCT Potential | F7 | Industrial | Industrial - ID | New | Space Heating | Natural Gas | Gas Boiler - Insulate Steam Lines/Condensate Tank | A | Incremental Energy Savings (MWh or mTherms) | Achievable Economic UCT Potential | 0 | 0 | 0 | 0 | 0 | 0 | 0 | 0 | 0 | 0 | 0 | 0 | 0 | 0 | 0 | 0 | 0 | 0 | 0 | 0 | 0 | 0 | 0 | 0 | 0 | 0 | 0
F8_Industrial_Industrial - ID_New_Space Heating_Natural Gas_Gas Boiler - Insulate Steam Lines/Condensate Tank_A_Achievable Economic UCT Potential | F8 | Industrial | Industrial - ID | New | Space Heating | Natural Gas | Gas Boiler - Insulate Steam Lines/Condensate Tank | A | Incremental Summer Peak Savings (MW) | Achievable Economic UCT Potential | 0 | 0 | 0 | 0 | 0 | 0 | 0 | 0 | 0 | 0 | 0 | 0 | 0 | 0 | 0 | 0 | 0 | 0 | 0 | 0 | 0 | 0 | 0 | 0 | 0 | 0 | 0
F9_Industrial_Industrial - ID_New_Space Heating_Natural Gas_Gas Boiler - Insulate Steam Lines/Condensate Tank_A_Achievable Economic UCT Potential | F9 | Industrial | Industrial - ID | New | Space Heating | Natural Gas | Gas Boiler - Insulate Steam Lines/Condensate Tank | A | Incremental Winter Peak Savings (MW) | Achievable Economic UCT Potential | 0 | 0 | 0 | 0 | 0 | 0 | 0 | 0 | 0 | 0 | 0 | 0 | 0 | 0 | 0 | 0 | 0 | 0 | 0 | 0 | 0 | 0 | 0 | 0 | 0 | 0 | 0
F10_Industrial_Industrial - ID_New_Space Heating_Natural Gas_Gas Boiler - Insulate Steam Lines/Condensate Tank_A_Achievable Economic UCT Potential | F10 | Industrial | Industrial - ID | New | Space Heating | Natural Gas | Gas Boiler - Insulate Steam Lines/Condensate Tank | A | Cumulative Energy Savings (MWh or mTherms) | Achievable Economic UCT Potential | 0 | 0 | 0 | 0 | 0 | 0 | 0 | 0 | 0 | 0 | 0 | 0 | 0 | 0 | 0 | 0 | 0 | 0 | 0 | 0 | 0 | 0 | 0 | 0 | 0 | 0 | 0
F11_Industrial_Industrial - ID_New_Space Heating_Natural Gas_Gas Boiler - Insulate Steam Lines/Condensate Tank_A_Achievable Economic UCT Potential | F11 | Industrial | Industrial - ID | New | Space Heating | Natural Gas | Gas Boiler - Insulate Steam Lines/Condensate Tank | A | Cumulative Summer Peak Savings (MW) | Achievable Economic UCT Potential | 0 | 0 | 0 | 0 | 0 | 0 | 0 | 0 | 0 | 0 | 0 | 0 | 0 | 0 | 0 | 0 | 0 | 0 | 0 | 0 | 0 | 0 | 0 | 0 | 0 | 0 | 0
F12_Industrial_Industrial - ID_New_Space Heating_Natural Gas_Gas Boiler - Insulate Steam Lines/Condensate Tank_A_Achievable Economic UCT Potential | F12 | Industrial | Industrial - ID | New | Space Heating | Natural Gas | Gas Boiler - Insulate Steam Lines/Condensate Tank | A | Cumulative Winter Peak Savings (MW) | Achievable Economic UCT Potential | 0 | 0 | 0 | 0 | 0 | 0 | 0 | 0 | 0 | 0 | 0 | 0 | 0 | 0 | 0 | 0 | 0 | 0 | 0 | 0 | 0 | 0 | 0 | 0 | 0 | 0 | 0
F13_Industrial_Industrial - ID_New_Space Heating_Natural Gas_Gas Boiler - Insulate Steam Lines/Condensate Tank_A_Achievable Economic UCT Potential | F13 | Industrial | Industrial - ID | New | Space Heating | Natural Gas | Gas Boiler - Insulate Steam Lines/Condensate Tank | A | Purchases (Incremental) | Achievable Economic UCT Potential | 0 | 0 | 0 | 0 | 0 | 0 | 0 | 0 | 0 | 0 | 0 | 0 | 0 | 0 | 0 | 0 | 0 | 0 | 0 | 0 | 0 | 0 | 0 | 0 | 0 | 0 | 0
F14_Industrial_Industrial - ID_New_Space Heating_Natural Gas_Gas Boiler - Insulate Steam Lines/Condensate Tank_A_Achievable Economic UCT Potential | F14 | Industrial | Industrial - ID | New | Space Heating | Natural Gas | Gas Boiler - Insulate Steam Lines/Condensate Tank | A | Purchases (Cumulative) | Achievable Economic UCT Potential | 0 | 0 | 0 | 0 | 0 | 0 | 0 | 0 | 0 | 0 | 0 | 0 | 0 | 0 | 0 | 0 | 0 | 0 | 0 | 0 | 0 | 0 | 0 | 0 | 0 | 0 | 0
F1_Industrial_Industrial - ID_New_Space Heating_Natural Gas_Gas Boiler - Stack Economizer_A_Achievable Economic UCT Potential | F1 | Industrial | Industrial - ID | New | Space Heating | Natural Gas | Gas Boiler - Stack Economizer | A | Original Unit Energy Savings (kWh or therms) | Achievable Economic UCT Potential | 0 | 0 | 0.8944 | 0.8944 | 0.8944 | 0.8944 | 0.8944 | 0.8944 | 0.8944 | 0.8944 | 0.8944 | 0.8944 | 0.8944 | 0.8944 | 0.8944 | 0.8944 | 0.8944 | 0.8944 | 0.8944 | 0.8944 | 0.8944 | 0.8944 | 0.8944 | 0.8944 | 0.8944 | 0.8944 | 0.8944
F2_Industrial_Industrial - ID_New_Space Heating_Natural Gas_Gas Boiler - Stack Economizer_A_Achievable Economic UCT Potential | F2 | Industrial | Industrial - ID | New | Space Heating | Natural Gas | Gas Boiler - Stack Economizer | A | Original Unit Summer Peak Savings (kW) | Achievable Economic UCT Potential | 0 | 0 | 0 | 0 | 0 | 0 | 0 | 0 | 0 | 0 | 0 | 0 | 0 | 0 | 0 | 0 | 0 | 0 | 0 | 0 | 0 | 0 | 0 | 0 | 0 | 0 | 0
F3_Industrial_Industrial - ID_New_Space Heating_Natural Gas_Gas Boiler - Stack Economizer_A_Achievable Economic UCT Potential | F3 | Industrial | Industrial - ID | New | Space Heating | Natural Gas | Gas Boiler - Stack Economizer | A | Original Unit Winter Peak Savings (kW) | Achievable Economic UCT Potential | 0 | 0 | 0 | 0 | 0 | 0 | 0 | 0 | 0 | 0 | 0 | 0 | 0 | 0 | 0 | 0 | 0 | 0 | 0 | 0 | 0 | 0 | 0 | 0 | 0 | 0 | 0
F4_Industrial_Industrial - ID_New_Space Heating_Natural Gas_Gas Boiler - Stack Economizer_A_Achievable Economic UCT Potential | F4 | Industrial | Industrial - ID | New | Space Heating | Natural Gas | Gas Boiler - Stack Economizer | A | Standalone Impact on Baseline Energy (%) | Achievable Economic UCT Potential | 0 | 0 | 0.00051894 | 0.00061497 | 0.00087606 | 0.0011422 | 0.0014149 | 0.0016361 | 0.0017708 | 0.0018475 | 0.0018837 | 0.0018915 | 0.0018792 | 0.0018528 | 0.0018169 | 0.0017747 | 0.0017286 | 0.0016731 | 0.0015832 | 0.0015039 | 0.0014333 | 0.0013701 | 0.0013132 | 0.0012617 | 0.001215 | 0.0011722 | 0.0011331
F5_Industrial_Industrial - ID_New_Space Heating_Natural Gas_Gas Boiler - Stack Economizer_A_Achievable Economic UCT Potential | F5 | Industrial | Industrial - ID | New | Space Heating | Natural Gas | Gas Boiler - Stack Economizer | A | Standalone Impact on Baseline Summer Peak (%) | Achievable Economic UCT Potential | 0 | 0 | 0 | 0 | 0 | 0 | 0 | 0 | 0 | 0 | 0 | 0 | 0 | 0 | 0 | 0 | 0 | 0 | 0 | 0 | 0 | 0 | 0 | 0 | 0 | 0 | 0
F6_Industrial_Industrial - ID_New_Space Heating_Natural Gas_Gas Boiler - Stack Economizer_A_Achievable Economic UCT Potential | F6 | Industrial | Industrial - ID | New | Space Heating | Natural Gas | Gas Boiler - Stack Economizer | A | Standalone Impact on Baseline Winter Peak (%) | Achievable Economic UCT Potential | 0 | 0 | 0 | 0 | 0 | 0 | 0 | 0 | 0 | 0 | 0 | 0 | 0 | 0 | 0 | 0 | 0 | 0 | 0 | 0 | 0 | 0 | 0 | 0 | 0 | 0 | 0
F7_Industrial_Industrial - ID_New_Space Heating_Natural Gas_Gas Boiler - Stack Economizer_A_Achievable Economic UCT Potential | F7 | Industrial | Industrial - ID | New | Space Heating | Natural Gas | Gas Boiler - Stack Economizer | A | Incremental Energy Savings (MWh or mTherms) | Achievable Economic UCT Potential | 0 | 0 | 0.00020132 | 0.0013154 | 0.0023739 | 0.0034277 | 0.0044527 | 0.0049139 | 0.0046437 | 0.0042751 | 0.0038604 | 0.0034344 | 0.0030196 | 0.0026296 | 0.0022718 | 0.0019496 | 0.0016635 | 0.0012112 | 0 | 0 | 0 | 0 | 0 | 0 | 0 | 0 | 0
F8_Industrial_Industrial - ID_New_Space Heating_Natural Gas_Gas Boiler - Stack Economizer_A_Achievable Economic UCT Potential | F8 | Industrial | Industrial - ID | New | Space Heating | Natural Gas | Gas Boiler - Stack Economizer | A | Incremental Summer Peak Savings (MW) | Achievable Economic UCT Potential | 0 | 0 | 0 | 0 | 0 | 0 | 0 | 0 | 0 | 0 | 0 | 0 | 0 | 0 | 0 | 0 | 0 | 0 | 0 | 0 | 0 | 0 | 0 | 0 | 0 | 0 | 0
F9_Industrial_Industrial - ID_New_Space Heating_Natural Gas_Gas Boiler - Stack Economizer_A_Achievable Economic UCT Potential | F9 | Industrial | Industrial - ID | New | Space Heating | Natural Gas | Gas Boiler - Stack Economizer | A | Incremental Winter Peak Savings (MW) | Achievable Economic UCT Potential | 0 | 0 | 0 | 0 | 0 | 0 | 0 | 0 | 0 | 0 | 0 | 0 | 0 | 0 | 0 | 0 | 0 | 0 | 0 | 0 | 0 | 0 | 0 | 0 | 0 | 0 | 0
F10_Industrial_Industrial - ID_New_Space Heating_Natural Gas_Gas Boiler - Stack Economizer_A_Achievable Economic UCT Potential | F10 | Industrial | Industrial - ID | New | Space Heating | Natural Gas | Gas Boiler - Stack Economizer | A | Cumulative Energy Savings (MWh or mTherms) | Achievable Economic UCT Potential | 0 | 0 | 0.00020132 | 0.0015167 | 0.0038906 | 0.0073184 | 0.011771 | 0.016685 | 0.021329 | 0.025604 | 0.029464 | 0.032899 | 0.035918 | 0.038548 | 0.04082 | 0.042769 | 0.044433 | 0.045644 | 0.045644 | 0.045644 | 0.045644 | 0.045644 | 0.045644 | 0.045644 | 0.045644 | 0.045644 | 0.045644
F11_Industrial_Industrial - ID_New_Space Heating_Natural Gas_Gas Boiler - Stack Economizer_A_Achievable Economic UCT Potential | F11 | Industrial | Industrial - ID | New | Space Heating | Natural Gas | Gas Boiler - Stack Economizer | A | Cumulative Summer Peak Savings (MW) | Achievable Economic UCT Potential | 0 | 0 | 0 | 0 | 0 | 0 | 0 | 0 | 0 | 0 | 0 | 0 | 0 | 0 | 0 | 0 | 0 | 0 | 0 | 0 | 0 | 0 | 0 | 0 | 0 | 0 | 0
F12_Industrial_Industrial - ID_New_Space Heating_Natural Gas_Gas Boiler - Stack Economizer_A_Achievable Economic UCT Potential | F12 | Industrial | Industrial - ID | New | Space Heating | Natural Gas | Gas Boiler - Stack Economizer | A | Cumulative Winter Peak Savings (MW) | Achievable Economic UCT Potential | 0 | 0 | 0 | 0 | 0 | 0 | 0 | 0 | 0 | 0 | 0 | 0 | 0 | 0 | 0 | 0 | 0 | 0 | 0 | 0 | 0 | 0 | 0 | 0 | 0 | 0 | 0
F13_Industrial_Industrial - ID_New_Space Heating_Natural Gas_Gas Boiler - Stack Economizer_A_Achievable Economic UCT Potential | F13 | Industrial | Industrial - ID | New | Space Heating | Natural Gas | Gas Boiler - Stack Economizer | A | Purchases (Incremental) | Achievable Economic UCT Potential | 0 | 0 | 0.2251 | 1.4707 | 2.6542 | 3.8324 | 4.9785 | 5.4941 | 5.192 | 4.7798 | 4.3162 | 3.8399 | 3.3761 | 2.94 | 2.54 | 2.1798 | 1.86 | 1.3542 | 0 | 0 | 0 | 0 | 0 | 0 | 0 | 0 | 0
F14_Industrial_Industrial - ID_New_Space Heating_Natural Gas_Gas Boiler - Stack Economizer_A_Achievable Economic UCT Potential | F14 | Industrial | Industrial - ID | New | Space Heating | Natural Gas | Gas Boiler - Stack Economizer | A | Purchases (Cumulative) | Achievable Economic UCT Potential | 0 | 0 | 0.2251 | 1.6958 | 4.35 | 8.1825 | 13.1609 | 18.655 | 23.847 | 28.6269 | 32.943 | 36.783 | 40.1591 | 43.0991 | 45.6392 | 47.8189 | 49.6789 | 51.033 | 51.033 | 51.033 | 51.033 | 51.033 | 51.033 | 51.033 | 51.033 | 51.033 | 51.033
F1_Industrial_Industrial - ID_New_Space Heating_Natural Gas_Gas Boiler - Steam Trap Replacement_A_Achievable Economic UCT Potential | F1 | Industrial | Industrial - ID | New | Space Heating | Natural Gas | Gas Boiler - Steam Trap Replacement | A | Original Unit Energy Savings (kWh or therms) | Achievable Economic UCT Potential | 0 | 0 | 40051.8778 | 40051.8778 | 40051.8778 | 40051.8778 | 40051.8778 | 40051.8778 | 40051.8778 | 40051.8778 | 40051.8778 | 40051.8778 | 40051.8778 | 40051.8778 | 40051.8778 | 40051.8778 | 40051.8778 | 40051.8778 | 40051.8778 | 40051.8778 | 40051.8778 | 40051.8778 | 40051.8778 | 40051.8778 | 40051.8778 | 40051.8778 | 40051.8778
F2_Industrial_Industrial - ID_New_Space Heating_Natural Gas_Gas Boiler - Steam Trap Replacement_A_Achievable Economic UCT Potential | F2 | Industrial | Industrial - ID | New | Space Heating | Natural Gas | Gas Boiler - Steam Trap Replacement | A | Original Unit Summer Peak Savings (kW) | Achievable Economic UCT Potential | 0 | 0 | 0 | 0 | 0 | 0 | 0 | 0 | 0 | 0 | 0 | 0 | 0 | 0 | 0 | 0 | 0 | 0 | 0 | 0 | 0 | 0 | 0 | 0 | 0 | 0 | 0
F3_Industrial_Industrial - ID_New_Space Heating_Natural Gas_Gas Boiler - Steam Trap Replacement_A_Achievable Economic UCT Potential | F3 | Industrial | Industrial - ID | New | Space Heating | Natural Gas | Gas Boiler - Steam Trap Replacement | A | Original Unit Winter Peak Savings (kW) | Achievable Economic UCT Potential | 0 | 0 | 0 | 0 | 0 | 0 | 0 | 0 | 0 | 0 | 0 | 0 | 0 | 0 | 0 | 0 | 0 | 0 | 0 | 0 | 0 | 0 | 0 | 0 | 0 | 0 | 0
F4_Industrial_Industrial - ID_New_Space Heating_Natural Gas_Gas Boiler - Steam Trap Replacement_A_Achievable Economic UCT Potential | F4 | Industrial | Industrial - ID | New | Space Heating | Natural Gas | Gas Boiler - Steam Trap Replacement | A | Standalone Impact on Baseline Energy (%) | Achievable Economic UCT Potential | 0 | 0 | 6.8873e-06 | 8.1618e-06 | 1.1627e-05 | 1.516e-05 | 1.8779e-05 | 2.2424e-05 | 2.5872e-05 | 2.8333e-05 | 3.0198e-05 | 3.1651e-05 | 3.2818e-05 | 3.3778e-05 | 3.458e-05 | 3.526e-05 | 3.5844e-05 | 3.6351e-05 | 3.6796e-05 | 3.7188e-05 | 3.7455e-05 | 3.7248e-05 | 3.5701e-05 | 3.4302e-05 | 3.303e-05 | 3.1869e-05 | 3.0804e-05
F5_Industrial_Industrial - ID_New_Space Heating_Natural Gas_Gas Boiler - Steam Trap Replacement_A_Achievable Economic UCT Potential | F5 | Industrial | Industrial - ID | New | Space Heating | Natural Gas | Gas Boiler - Steam Trap Replacement | A | Standalone Impact on Baseline Summer Peak (%) | Achievable Economic UCT Potential | 0 | 0 | 0 | 0 | 0 | 0 | 0 | 0 | 0 | 0 | 0 | 0 | 0 | 0 | 0 | 0 | 0 | 0 | 0 | 0 | 0 | 0 | 0 | 0 | 0 | 0 | 0
F6_Industrial_Industrial - ID_New_Space Heating_Natural Gas_Gas Boiler - Steam Trap Replacement_A_Achievable Economic UCT Potential | F6 | Industrial | Industrial - ID | New | Space Heating | Natural Gas | Gas Boiler - Steam Trap Replacement | A | Standalone Impact on Baseline Winter Peak (%) | Achievable Economic UCT Potential | 0 | 0 | 0 | 0 | 0 | 0 | 0 | 0 | 0 | 0 | 0 | 0 | 0 | 0 | 0 | 0 | 0 | 0 | 0 | 0 | 0 | 0 | 0 | 0 | 0 | 0 | 0
F7_Industrial_Industrial - ID_New_Space Heating_Natural Gas_Gas Boiler - Steam Trap Replacement_A_Achievable Economic UCT Potential | F7 | Industrial | Industrial - ID | New | Space Heating | Natural Gas | Gas Boiler - Steam Trap Replacement | A | Incremental Energy Savings (MWh or mTherms) | Achievable Economic UCT Potential | 0 | 0 | 2.672e-06 | 1.7458e-05 | 3.1506e-05 | 4.5493e-05 | 5.9096e-05 | 7.2463e-05 | 8.2926e-05 | 8.1047e-05 | 7.968e-05 | 7.8155e-05 | 7.6795e-05 | 7.5459e-05 | 7.4146e-05 | 7.2856e-05 | 7.1588e-05 | 7.0342e-05 | 6.9117e-05 | 6.7914e-05 | 6.4059e-05 | 4.8111e-05 | 0 | 0 | 0 | 0 | 0
F8_Industrial_Industrial - ID_New_Space Heating_Natural Gas_Gas Boiler - Steam Trap Replacement_A_Achievable Economic UCT Potential | F8 | Industrial | Industrial - ID | New | Space Heating | Natural Gas | Gas Boiler - Steam Trap Replacement | A | Incremental Summer Peak Savings (MW) | Achievable Economic UCT Potential | 0 | 0 | 0 | 0 | 0 | 0 | 0 | 0 | 0 | 0 | 0 | 0 | 0 | 0 | 0 | 0 | 0 | 0 | 0 | 0 | 0 | 0 | 0 | 0 | 0 | 0 | 0
F9_Industrial_Industrial - ID_New_Space Heating_Natural Gas_Gas Boiler - Steam Trap Replacement_A_Achievable Economic UCT Potential | F9 | Industrial | Industrial - ID | New | Space Heating | Natural Gas | Gas Boiler - Steam Trap Replacement | A | Incremental Winter Peak Savings (MW) | Achievable Economic UCT Potential | 0 | 0 | 0 | 0 | 0 | 0 | 0 | 0 | 0 | 0 | 0 | 0 | 0 | 0 | 0 | 0 | 0 | 0 | 0 | 0 | 0 | 0 | 0 | 0 | 0 | 0 | 0
F10_Industrial_Industrial - ID_New_Space Heating_Natural Gas_Gas Boiler - Steam Trap Replacement_A_Achievable Economic UCT Potential | F10 | Industrial | Industrial - ID | New | Space Heating | Natural Gas | Gas Boiler - Steam Trap Replacement | A | Cumulative Energy Savings (MWh or mTherms) | Achievable Economic UCT Potential | 0 | 0 | 2.672e-06 | 2.013e-05 | 5.1636e-05 | 9.7129e-05 | 0.00015622 | 0.00022869 | 0.00031161 | 0.00039266 | 0.00047234 | 0.0005505 | 0.00062729 | 0.00070275 | 0.0007769 | 0.00084975 | 0.00092134 | 0.00099168 | 0.0010608 | 0.0011287 | 0.0011928 | 0.0012409 | 0.0012409 | 0.0012409 | 0.0012409 | 0.0012409 | 0.0012409
F11_Industrial_Industrial - ID_New_Space Heating_Natural Gas_Gas Boiler - Steam Trap Replacement_A_Achievable Economic UCT Potential | F11 | Industrial | Industrial - ID | New | Space Heating | Natural Gas | Gas Boiler - Steam Trap Replacement | A | Cumulative Summer Peak Savings (MW) | Achievable Economic UCT Potential | 0 | 0 | 0 | 0 | 0 | 0 | 0 | 0 | 0 | 0 | 0 | 0 | 0 | 0 | 0 | 0 | 0 | 0 | 0 | 0 | 0 | 0 | 0 | 0 | 0 | 0 | 0
F12_Industrial_Industrial - ID_New_Space Heating_Natural Gas_Gas Boiler - Steam Trap Replacement_A_Achievable Economic UCT Potential | F12 | Industrial | Industrial - ID | New | Space Heating | Natural Gas | Gas Boiler - Steam Trap Replacement | A | Cumulative Winter Peak Savings (MW) | Achievable Economic UCT Potential | 0 | 0 | 0 | 0 | 0 | 0 | 0 | 0 | 0 | 0 | 0 | 0 | 0 | 0 | 0 | 0 | 0 | 0 | 0 | 0 | 0 | 0 | 0 | 0 | 0 | 0 | 0
F13_Industrial_Industrial - ID_New_Space Heating_Natural Gas_Gas Boiler - Steam Trap Replacement_A_Achievable Economic UCT Potential | F13 | Industrial | Industrial - ID | New | Space Heating | Natural Gas | Gas Boiler - Steam Trap Replacement | A | Purchases (Incremental) | Achievable Economic UCT Potential | 0 | 0 | 6.6713e-08 | 4.3588e-07 | 7.8664e-07 | 1.1358e-06 | 1.4755e-06 | 1.8092e-06 | 2.0705e-06 | 2.0235e-06 | 1.9894e-06 | 1.9513e-06 | 1.9174e-06 | 1.884e-06 | 1.8513e-06 | 1.819e-06 | 1.7874e-06 | 1.7563e-06 | 1.7257e-06 | 1.6956e-06 | 1.5994e-06 | 1.2012e-06 | 0 | 0 | 0 | 0 | 0
F14_Industrial_Industrial - ID_New_Space Heating_Natural Gas_Gas Boiler - Steam Trap Replacement_A_Achievable Economic UCT Potential | F14 | Industrial | Industrial - ID | New | Space Heating | Natural Gas | Gas Boiler - Steam Trap Replacement | A | Purchases (Cumulative) | Achievable Economic UCT Potential | 0 | 0 | 6.6713e-08 | 5.0259e-07 | 1.2892e-06 | 2.4251e-06 | 3.9006e-06 | 5.7098e-06 | 7.7803e-06 | 9.8038e-06 | 1.1793e-05 | 1.3745e-05 | 1.5662e-05 | 1.7546e-05 | 1.9397e-05 | 2.1216e-05 | 2.3004e-05 | 2.476e-05 | 2.6486e-05 | 2.8181e-05 | 2.9781e-05 | 3.0982e-05 | 3.0982e-05 | 3.0982e-05 | 3.0982e-05 | 3.0982e-05 | 3.0982e-05
F1_Industrial_Industrial - ID_New_Process_Natural Gas_Process Boiler - Hot Water Reset_A_Achievable Economic UCT Potential | F1 | Industrial | Industrial - ID | New | Process | Natural Gas | Process Boiler - Hot Water Reset | A | Original Unit Energy Savings (kWh or therms) | Achievable Economic UCT Potential | 0 | 0 | 8529.0556 | 8529.0556 | 8529.0556 | 8529.0556 | 8529.0556 | 8529.0556 | 8529.0556 | 8529.0556 | 8529.0556 | 8529.0556 | 8529.0556 | 8529.0556 | 8529.0556 | 8529.0556 | 8529.0556 | 8529.0556 | 8529.0556 | 8529.0556 | 8529.0556 | 8529.0556 | 8529.0556 | 8529.0556 | 8529.0556 | 8529.0556 | 8529.0556
F2_Industrial_Industrial - ID_New_Process_Natural Gas_Process Boiler - Hot Water Reset_A_Achievable Economic UCT Potential | F2 | Industrial | Industrial - ID | New | Process | Natural Gas | Process Boiler - Hot Water Reset | A | Original Unit Summer Peak Savings (kW) | Achievable Economic UCT Potential | 0 | 0 | 0 | 0 | 0 | 0 | 0 | 0 | 0 | 0 | 0 | 0 | 0 | 0 | 0 | 0 | 0 | 0 | 0 | 0 | 0 | 0 | 0 | 0 | 0 | 0 | 0
F3_Industrial_Industrial - ID_New_Process_Natural Gas_Process Boiler - Hot Water Reset_A_Achievable Economic UCT Potential | F3 | Industrial | Industrial - ID | New | Process | Natural Gas | Process Boiler - Hot Water Reset | A | Original Unit Winter Peak Savings (kW) | Achievable Economic UCT Potential | 0 | 0 | 0 | 0 | 0 | 0 | 0 | 0 | 0 | 0 | 0 | 0 | 0 | 0 | 0 | 0 | 0 | 0 | 0 | 0 | 0 | 0 | 0 | 0 | 0 | 0 | 0
F4_Industrial_Industrial - ID_New_Process_Natural Gas_Process Boiler - Hot Water Reset_A_Achievable Economic UCT Potential | F4 | Industrial | Industrial - ID | New | Process | Natural Gas | Process Boiler - Hot Water Reset | A | Standalone Impact on Baseline Energy (%) | Achievable Economic UCT Potential | 0 | 0 | 0 | 0 | 0 | 0 | 0 | 0 | 0 | 0 | 0 | 0 | 0 | 0 | 0 | 0 | 0 | 0 | 0 | 0 | 0 | 0 | 0 | 0 | 0 | 0 | 0
F5_Industrial_Industrial - ID_New_Process_Natural Gas_Process Boiler - Hot Water Reset_A_Achievable Economic UCT Potential | F5 | Industrial | Industrial - ID | New | Process | Natural Gas | Process Boiler - Hot Water Reset | A | Standalone Impact on Baseline Summer Peak (%) | Achievable Economic UCT Potential | 0 | 0 | 0 | 0 | 0 | 0 | 0 | 0 | 0 | 0 | 0 | 0 | 0 | 0 | 0 | 0 | 0 | 0 | 0 | 0 | 0 | 0 | 0 | 0 | 0 | 0 | 0
F6_Industrial_Industrial - ID_New_Process_Natural Gas_Process Boiler - Hot Water Reset_A_Achievable Economic UCT Potential | F6 | Industrial | Industrial - ID | New | Process | Natural Gas | Process Boiler - Hot Water Reset | A | Standalone Impact on Baseline Winter Peak (%) | Achievable Economic UCT Potential | 0 | 0 | 0 | 0 | 0 | 0 | 0 | 0 | 0 | 0 | 0 | 0 | 0 | 0 | 0 | 0 | 0 | 0 | 0 | 0 | 0 | 0 | 0 | 0 | 0 | 0 | 0
F7_Industrial_Industrial - ID_New_Process_Natural Gas_Process Boiler - Hot Water Reset_A_Achievable Economic UCT Potential | F7 | Industrial | Industrial - ID | New | Process | Natural Gas | Process Boiler - Hot Water Reset | A | Incremental Energy Savings (MWh or mTherms) | Achievable Economic UCT Potential | 0 | 0 | 0 | 0 | 0 | 0 | 0 | 0 | 0 | 0 | 0 | 0 | 0 | 0 | 0 | 0 | 0 | 0 | 0 | 0 | 0 | 0 | 0 | 0 | 0 | 0 | 0
F8_Industrial_Industrial - ID_New_Process_Natural Gas_Process Boiler - Hot Water Reset_A_Achievable Economic UCT Potential | F8 | Industrial | Industrial - ID | New | Process | Natural Gas | Process Boiler - Hot Water Reset | A | Incremental Summer Peak Savings (MW) | Achievable Economic UCT Potential | 0 | 0 | 0 | 0 | 0 | 0 | 0 | 0 | 0 | 0 | 0 | 0 | 0 | 0 | 0 | 0 | 0 | 0 | 0 | 0 | 0 | 0 | 0 | 0 | 0 | 0 | 0
F9_Industrial_Industrial - ID_New_Process_Natural Gas_Process Boiler - Hot Water Reset_A_Achievable Economic UCT Potential | F9 | Industrial | Industrial - ID | New | Process | Natural Gas | Process Boiler - Hot Water Reset | A | Incremental Winter Peak Savings (MW) | Achievable Economic UCT Potential | 0 | 0 | 0 | 0 | 0 | 0 | 0 | 0 | 0 | 0 | 0 | 0 | 0 | 0 | 0 | 0 | 0 | 0 | 0 | 0 | 0 | 0 | 0 | 0 | 0 | 0 | 0
F10_Industrial_Industrial - ID_New_Process_Natural Gas_Process Boiler - Hot Water Reset_A_Achievable Economic UCT Potential | F10 | Industrial | Industrial - ID | New | Process | Natural Gas | Process Boiler - Hot Water Reset | A | Cumulative Energy Savings (MWh or mTherms) | Achievable Economic UCT Potential | 0 | 0 | 0 | 0 | 0 | 0 | 0 | 0 | 0 | 0 | 0 | 0 | 0 | 0 | 0 | 0 | 0 | 0 | 0 | 0 | 0 | 0 | 0 | 0 | 0 | 0 | 0
F11_Industrial_Industrial - ID_New_Process_Natural Gas_Process Boiler - Hot Water Reset_A_Achievable Economic UCT Potential | F11 | Industrial | Industrial - ID | New | Process | Natural Gas | Process Boiler - Hot Water Reset | A | Cumulative Summer Peak Savings (MW) | Achievable Economic UCT Potential | 0 | 0 | 0 | 0 | 0 | 0 | 0 | 0 | 0 | 0 | 0 | 0 | 0 | 0 | 0 | 0 | 0 | 0 | 0 | 0 | 0 | 0 | 0 | 0 | 0 | 0 | 0
F12_Industrial_Industrial - ID_New_Process_Natural Gas_Process Boiler - Hot Water Reset_A_Achievable Economic UCT Potential | F12 | Industrial | Industrial - ID | New | Process | Natural Gas | Process Boiler - Hot Water Reset | A | Cumulative Winter Peak Savings (MW) | Achievable Economic UCT Potential | 0 | 0 | 0 | 0 | 0 | 0 | 0 | 0 | 0 | 0 | 0 | 0 | 0 | 0 | 0 | 0 | 0 | 0 | 0 | 0 | 0 | 0 | 0 | 0 | 0 | 0 | 0
F13_Industrial_Industrial - ID_New_Process_Natural Gas_Process Boiler - Hot Water Reset_A_Achievable Economic UCT Potential | F13 | Industrial | Industrial - ID | New | Process | Natural Gas | Process Boiler - Hot Water Reset | A | Purchases (Incremental) | Achievable Economic UCT Potential | 0 | 0 | 0 | 0 | 0 | 0 | 0 | 0 | 0 | 0 | 0 | 0 | 0 | 0 | 0 | 0 | 0 | 0 | 0 | 0 | 0 | 0 | 0 | 0 | 0 | 0 | 0
F14_Industrial_Industrial - ID_New_Process_Natural Gas_Process Boiler - Hot Water Reset_A_Achievable Economic UCT Potential | F14 | Industrial | Industrial - ID | New | Process | Natural Gas | Process Boiler - Hot Water Reset | A | Purchases (Cumulative) | Achievable Economic UCT Potential | 0 | 0 | 0 | 0 | 0 | 0 | 0 | 0 | 0 | 0 | 0 | 0 | 0 | 0 | 0 | 0 | 0 | 0 | 0 | 0 | 0 | 0 | 0 | 0 | 0 | 0 | 0
F1_Industrial_Industrial - ID_New_Process_Natural Gas_Process Boiler - Burner Control Optimization_A_Achievable Economic UCT Potential | F1 | Industrial | Industrial - ID | New | Process | Natural Gas | Process Boiler - Burner Control Optimization | A | Original Unit Energy Savings (kWh or therms) | Achievable Economic UCT Potential | 0 | 0 | 2.3188 | 2.3188 | 2.3188 | 2.3188 | 2.3188 | 2.3188 | 2.3188 | 2.3188 | 2.3188 | 2.3188 | 2.3188 | 2.3188 | 2.3188 | 2.3188 | 2.3188 | 2.3188 | 2.3188 | 2.3188 | 2.3188 | 2.3188 | 2.3188 | 2.3188 | 2.3188 | 2.3188 | 2.3188
F2_Industrial_Industrial - ID_New_Process_Natural Gas_Process Boiler - Burner Control Optimization_A_Achievable Economic UCT Potential | F2 | Industrial | Industrial - ID | New | Process | Natural Gas | Process Boiler - Burner Control Optimization | A | Original Unit Summer Peak Savings (kW) | Achievable Economic UCT Potential | 0 | 0 | 0 | 0 | 0 | 0 | 0 | 0 | 0 | 0 | 0 | 0 | 0 | 0 | 0 | 0 | 0 | 0 | 0 | 0 | 0 | 0 | 0 | 0 | 0 | 0 | 0
F3_Industrial_Industrial - ID_New_Process_Natural Gas_Process Boiler - Burner Control Optimization_A_Achievable Economic UCT Potential | F3 | Industrial | Industrial - ID | New | Process | Natural Gas | Process Boiler - Burner Control Optimization | A | Original Unit Winter Peak Savings (kW) | Achievable Economic UCT Potential | 0 | 0 | 0 | 0 | 0 | 0 | 0 | 0 | 0 | 0 | 0 | 0 | 0 | 0 | 0 | 0 | 0 | 0 | 0 | 0 | 0 | 0 | 0 | 0 | 0 | 0 | 0
F4_Industrial_Industrial - ID_New_Process_Natural Gas_Process Boiler - Burner Control Optimization_A_Achievable Economic UCT Potential | F4 | Industrial | Industrial - ID | New | Process | Natural Gas | Process Boiler - Burner Control Optimization | A | Standalone Impact on Baseline Energy (%) | Achievable Economic UCT Potential | 0 | 0 | 1.6229e-05 | 2.7994e-05 | 6.6532e-05 | 0.00013536 | 0.00024309 | 0.0003927 | 0.00057991 | 0.00079265 | 0.0010132 | 0.001222 | 0.0014021 | 0.001542 | 0.001637 | 0.0016887 | 0.0017031 | 0.0016885 | 0.0016537 | 0.0016063 | 0.0015523 | 0.0014966 | 0.0014344 | 0.0013782 | 0.001327 | 0.0012803 | 0.0012376
F5_Industrial_Industrial - ID_New_Process_Natural Gas_Process Boiler - Burner Control Optimization_A_Achievable Economic UCT Potential | F5 | Industrial | Industrial - ID | New | Process | Natural Gas | Process Boiler - Burner Control Optimization | A | Standalone Impact on Baseline Summer Peak (%) | Achievable Economic UCT Potential | 0 | 0 | 0 | 0 | 0 | 0 | 0 | 0 | 0 | 0 | 0 | 0 | 0 | 0 | 0 | 0 | 0 | 0 | 0 | 0 | 0 | 0 | 0 | 0 | 0 | 0 | 0
F6_Industrial_Industrial - ID_New_Process_Natural Gas_Process Boiler - Burner Control Optimization_A_Achievable Economic UCT Potential | F6 | Industrial | Industrial - ID | New | Process | Natural Gas | Process Boiler - Burner Control Optimization | A | Standalone Impact on Baseline Winter Peak (%) | Achievable Economic UCT Potential | 0 | 0 | 0 | 0 | 0 | 0 | 0 | 0 | 0 | 0 | 0 | 0 | 0 | 0 | 0 | 0 | 0 | 0 | 0 | 0 | 0 | 0 | 0 | 0 | 0 | 0 | 0
F7_Industrial_Industrial - ID_New_Process_Natural Gas_Process Boiler - Burner Control Optimization_A_Achievable Economic UCT Potential | F7 | Industrial | Industrial - ID | New | Process | Natural Gas | Process Boiler - Burner Control Optimization | A | Incremental Energy Savings (MWh or mTherms) | Achievable Economic UCT Potential | 0 | 0 | 0.00010243 | 0.001052 | 0.003797 | 0.0095946 | 0.019388 | 0.033283 | 0.050038 | 0.067179 | 0.081661 | 0.090813 | 0.093152 | 0.088725 | 0.078907 | 0.065835 | 0.051741 | 0.038441 | 0.027083 | 0.018145 | 0.011487 | 0.007157 | 0 | 0 | 0 | 0 | 0
F8_Industrial_Industrial - ID_New_Process_Natural Gas_Process Boiler - Burner Control Optimization_A_Achievable Economic UCT Potential | F8 | Industrial | Industrial - ID | New | Process | Natural Gas | Process Boiler - Burner Control Optimization | A | Incremental Summer Peak Savings (MW) | Achievable Economic UCT Potential | 0 | 0 | 0 | 0 | 0 | 0 | 0 | 0 | 0 | 0 | 0 | 0 | 0 | 0 | 0 | 0 | 0 | 0 | 0 | 0 | 0 | 0 | 0 | 0 | 0 | 0 | 0
F9_Industrial_Industrial - ID_New_Process_Natural Gas_Process Boiler - Burner Control Optimization_A_Achievable Economic UCT Potential | F9 | Industrial | Industrial - ID | New | Process | Natural Gas | Process Boiler - Burner Control Optimization | A | Incremental Winter Peak Savings (MW) | Achievable Economic UCT Potential | 0 | 0 | 0 | 0 | 0 | 0 | 0 | 0 | 0 | 0 | 0 | 0 | 0 | 0 | 0 | 0 | 0 | 0 | 0 | 0 | 0 | 0 | 0 | 0 | 0 | 0 | 0
F10_Industrial_Industrial - ID_New_Process_Natural Gas_Process Boiler - Burner Control Optimization_A_Achievable Economic UCT Potential | F10 | Industrial | Industrial - ID | New | Process | Natural Gas | Process Boiler - Burner Control Optimization | A | Cumulative Energy Savings (MWh or mTherms) | Achievable Economic UCT Potential | 0 | 0 | 0.00010243 | 0.0011544 | 0.0049514 | 0.014546 | 0.033934 | 0.067216 | 0.11725 | 0.18443 | 0.26609 | 0.35691 | 0.45006 | 0.53878 | 0.61769 | 0.68353 | 0.73527 | 0.77371 | 0.80079 | 0.81894 | 0.83042 | 0.83758 | 0.83758 | 0.83758 | 0.83758 | 0.83758 | 0.83758
F11_Industrial_Industrial - ID_New_Process_Natural Gas_Process Boiler - Burner Control Optimization_A_Achievable Economic UCT Potential | F11 | Industrial | Industrial - ID | New | Process | Natural Gas | Process Boiler - Burner Control Optimization | A | Cumulative Summer Peak Savings (MW) | Achievable Economic UCT Potential | 0 | 0 | 0 | 0 | 0 | 0 | 0 | 0 | 0 | 0 | 0 | 0 | 0 | 0 | 0 | 0 | 0 | 0 | 0 | 0 | 0 | 0 | 0 | 0 | 0 | 0 | 0
F12_Industrial_Industrial - ID_New_Process_Natural Gas_Process Boiler - Burner Control Optimization_A_Achievable Economic UCT Potential | F12 | Industrial | Industrial - ID | New | Process | Natural Gas | Process Boiler - Burner Control Optimization | A | Cumulative Winter Peak Savings (MW) | Achievable Economic UCT Potential | 0 | 0 | 0 | 0 | 0 | 0 | 0 | 0 | 0 | 0 | 0 | 0 | 0 | 0 | 0 | 0 | 0 | 0 | 0 | 0 | 0 | 0 | 0 | 0 | 0 | 0 | 0
F13_Industrial_Industrial - ID_New_Process_Natural Gas_Process Boiler - Burner Control Optimization_A_Achievable Economic UCT Potential | F13 | Industrial | Industrial - ID | New | Process | Natural Gas | Process Boiler - Burner Control Optimization | A | Purchases (Incremental) | Achievable Economic UCT Potential | 0 | 0 | 0.044172 | 0.45367 | 1.6375 | 4.1377 | 8.361 | 14.3531 | 21.5788 | 28.9711 | 35.2164 | 39.1633 | 40.172 | 38.2626 | 34.0286 | 28.3912 | 22.3133 | 16.5777 | 11.6796 | 7.825 | 4.9537 | 3.0865 | 0 | 0 | 0 | 0 | 0
F14_Industrial_Industrial - ID_New_Process_Natural Gas_Process Boiler - Burner Control Optimization_A_Achievable Economic UCT Potential | F14 | Industrial | Industrial - ID | New | Process | Natural Gas | Process Boiler - Burner Control Optimization | A | Purchases (Cumulative) | Achievable Economic UCT Potential | 0 | 0 | 0.044172 | 0.49784 | 2.1353 | 6.273 | 14.634 | 28.9871 | 50.5659 | 79.537 | 114.7534 | 153.9167 | 194.0887 | 232.3513 | 266.3799 | 294.7711 | 317.0844 | 333.6621 | 345.3416 | 353.1667 | 358.1203 | 361.2068 | 361.2068 | 361.2068 | 361.2068 | 361.2068 | 361.2068
F1_Industrial_Industrial - ID_New_Process_Natural Gas_Process Boiler - Insulate Hot Water Lines_A_Achievable Economic UCT Potential | F1 | Industrial | Industrial - ID | New | Process | Natural Gas | Process Boiler - Insulate Hot Water Lines | A | Original Unit Energy Savings (kWh or therms) | Achievable Economic UCT Potential | 0 | 0 | 38.0063 | 38.0063 | 38.0063 | 38.0063 | 38.0063 | 38.0063 | 38.0063 | 38.0063 | 38.0063 | 38.0063 | 38.0063 | 38.0063 | 38.0063 | 38.0063 | 38.0063 | 38.0063 | 38.0063 | 38.0063 | 38.0063 | 38.0063 | 38.0063 | 38.0063 | 38.0063 | 38.0063 | 38.0063
F2_Industrial_Industrial - ID_New_Process_Natural Gas_Process Boiler - Insulate Hot Water Lines_A_Achievable Economic UCT Potential | F2 | Industrial | Industrial - ID | New | Process | Natural Gas | Process Boiler - Insulate Hot Water Lines | A | Original Unit Summer Peak Savings (kW) | Achievable Economic UCT Potential | 0 | 0 | 0 | 0 | 0 | 0 | 0 | 0 | 0 | 0 | 0 | 0 | 0 | 0 | 0 | 0 | 0 | 0 | 0 | 0 | 0 | 0 | 0 | 0 | 0 | 0 | 0
F3_Industrial_Industrial - ID_New_Process_Natural Gas_Process Boiler - Insulate Hot Water Lines_A_Achievable Economic UCT Potential | F3 | Industrial | Industrial - ID | New | Process | Natural Gas | Process Boiler - Insulate Hot Water Lines | A | Original Unit Winter Peak Savings (kW) | Achievable Economic UCT Potential | 0 | 0 | 0 | 0 | 0 | 0 | 0 | 0 | 0 | 0 | 0 | 0 | 0 | 0 | 0 | 0 | 0 | 0 | 0 | 0 | 0 | 0 | 0 | 0 | 0 | 0 | 0
F4_Industrial_Industrial - ID_New_Process_Natural Gas_Process Boiler - Insulate Hot Water Lines_A_Achievable Economic UCT Potential | F4 | Industrial | Industrial - ID | New | Process | Natural Gas | Process Boiler - Insulate Hot Water Lines | A | Standalone Impact on Baseline Energy (%) | Achievable Economic UCT Potential | 0 | 0 | 0 | 0 | 0 | 0 | 0 | 0 | 0 | 0 | 0 | 0 | 0 | 0 | 0 | 0 | 0 | 0 | 0 | 0 | 0 | 0 | 0 | 0 | 0 | 0 | 0
F5_Industrial_Industrial - ID_New_Process_Natural Gas_Process Boiler - Insulate Hot Water Lines_A_Achievable Economic UCT Potential | F5 | Industrial | Industrial - ID | New | Process | Natural Gas | Process Boiler - Insulate Hot Water Lines | A | Standalone Impact on Baseline Summer Peak (%) | Achievable Economic UCT Potential | 0 | 0 | 0 | 0 | 0 | 0 | 0 | 0 | 0 | 0 | 0 | 0 | 0 | 0 | 0 | 0 | 0 | 0 | 0 | 0 | 0 | 0 | 0 | 0 | 0 | 0 | 0
F6_Industrial_Industrial - ID_New_Process_Natural Gas_Process Boiler - Insulate Hot Water Lines_A_Achievable Economic UCT Potential | F6 | Industrial | Industrial - ID | New | Process | Natural Gas | Process Boiler - Insulate Hot Water Lines | A | Standalone Impact on Baseline Winter Peak (%) | Achievable Economic UCT Potential | 0 | 0 | 0 | 0 | 0 | 0 | 0 | 0 | 0 | 0 | 0 | 0 | 0 | 0 | 0 | 0 | 0 | 0 | 0 | 0 | 0 | 0 | 0 | 0 | 0 | 0 | 0
F7_Industrial_Industrial - ID_New_Process_Natural Gas_Process Boiler - Insulate Hot Water Lines_A_Achievable Economic UCT Potential | F7 | Industrial | Industrial - ID | New | Process | Natural Gas | Process Boiler - Insulate Hot Water Lines | A | Incremental Energy Savings (MWh or mTherms) | Achievable Economic UCT Potential | 0 | 0 | 0 | 0 | 0 | 0 | 0 | 0 | 0 | 0 | 0 | 0 | 0 | 0 | 0 | 0 | 0 | 0 | 0 | 0 | 0 | 0 | 0 | 0 | 0 | 0 | 0
F8_Industrial_Industrial - ID_New_Process_Natural Gas_Process Boiler - Insulate Hot Water Lines_A_Achievable Economic UCT Potential | F8 | Industrial | Industrial - ID | New | Process | Natural Gas | Process Boiler - Insulate Hot Water Lines | A | Incremental Summer Peak Savings (MW) | Achievable Economic UCT Potential | 0 | 0 | 0 | 0 | 0 | 0 | 0 | 0 | 0 | 0 | 0 | 0 | 0 | 0 | 0 | 0 | 0 | 0 | 0 | 0 | 0 | 0 | 0 | 0 | 0 | 0 | 0
F9_Industrial_Industrial - ID_New_Process_Natural Gas_Process Boiler - Insulate Hot Water Lines_A_Achievable Economic UCT Potential | F9 | Industrial | Industrial - ID | New | Process | Natural Gas | Process Boiler - Insulate Hot Water Lines | A | Incremental Winter Peak Savings (MW) | Achievable Economic UCT Potential | 0 | 0 | 0 | 0 | 0 | 0 | 0 | 0 | 0 | 0 | 0 | 0 | 0 | 0 | 0 | 0 | 0 | 0 | 0 | 0 | 0 | 0 | 0 | 0 | 0 | 0 | 0
F10_Industrial_Industrial - ID_New_Process_Natural Gas_Process Boiler - Insulate Hot Water Lines_A_Achievable Economic UCT Potential | F10 | Industrial | Industrial - ID | New | Process | Natural Gas | Process Boiler - Insulate Hot Water Lines | A | Cumulative Energy Savings (MWh or mTherms) | Achievable Economic UCT Potential | 0 | 0 | 0 | 0 | 0 | 0 | 0 | 0 | 0 | 0 | 0 | 0 | 0 | 0 | 0 | 0 | 0 | 0 | 0 | 0 | 0 | 0 | 0 | 0 | 0 | 0 | 0
F11_Industrial_Industrial - ID_New_Process_Natural Gas_Process Boiler - Insulate Hot Water Lines_A_Achievable Economic UCT Potential | F11 | Industrial | Industrial - ID | New | Process | Natural Gas | Process Boiler - Insulate Hot Water Lines | A | Cumulative Summer Peak Savings (MW) | Achievable Economic UCT Potential | 0 | 0 | 0 | 0 | 0 | 0 | 0 | 0 | 0 | 0 | 0 | 0 | 0 | 0 | 0 | 0 | 0 | 0 | 0 | 0 | 0 | 0 | 0 | 0 | 0 | 0 | 0
F12_Industrial_Industrial - ID_New_Process_Natural Gas_Process Boiler - Insulate Hot Water Lines_A_Achievable Economic UCT Potential | F12 | Industrial | Industrial - ID | New | Process | Natural Gas | Process Boiler - Insulate Hot Water Lines | A | Cumulative Winter Peak Savings (MW) | Achievable Economic UCT Potential | 0 | 0 | 0 | 0 | 0 | 0 | 0 | 0 | 0 | 0 | 0 | 0 | 0 | 0 | 0 | 0 | 0 | 0 | 0 | 0 | 0 | 0 | 0 | 0 | 0 | 0 | 0
F13_Industrial_Industrial - ID_New_Process_Natural Gas_Process Boiler - Insulate Hot Water Lines_A_Achievable Economic UCT Potential | F13 | Industrial | Industrial - ID | New | Process | Natural Gas | Process Boiler - Insulate Hot Water Lines | A | Purchases (Incremental) | Achievable Economic UCT Potential | 0 | 0 | 0 | 0 | 0 | 0 | 0 | 0 | 0 | 0 | 0 | 0 | 0 | 0 | 0 | 0 | 0 | 0 | 0 | 0 | 0 | 0 | 0 | 0 | 0 | 0 | 0
F14_Industrial_Industrial - ID_New_Process_Natural Gas_Process Boiler - Insulate Hot Water Lines_A_Achievable Economic UCT Potential | F14 | Industrial | Industrial - ID | New | Process | Natural Gas | Process Boiler - Insulate Hot Water Lines | A | Purchases (Cumulative) | Achievable Economic UCT Potential | 0 | 0 | 0 | 0 | 0 | 0 | 0 | 0 | 0 | 0 | 0 | 0 | 0 | 0 | 0 | 0 | 0 | 0 | 0 | 0 | 0 | 0 | 0 | 0 | 0 | 0 | 0
F1_Industrial_Industrial - ID_New_Process_Natural Gas_Process Boiler - Insulate Steam Lines/Condensate Tank_A_Achievable Economic UCT Potential | F1 | Industrial | Industrial - ID | New | Process | Natural Gas | Process Boiler - Insulate Steam Lines/Condensate Tank | A | Original Unit Energy Savings (kWh or therms) | Achievable Economic UCT Potential | 0 | 0 | 56.7725 | 56.7725 | 56.7725 | 56.7725 | 56.7725 | 56.7725 | 56.7725 | 56.7725 | 56.7725 | 56.7725 | 56.7725 | 56.7725 | 56.7725 | 56.7725 | 56.7725 | 56.7725 | 56.7725 | 56.7725 | 56.7725 | 56.7725 | 56.7725 | 56.7725 | 56.7725 | 56.7725 | 56.7725
F2_Industrial_Industrial - ID_New_Process_Natural Gas_Process Boiler - Insulate Steam Lines/Condensate Tank_A_Achievable Economic UCT Potential | F2 | Industrial | Industrial - ID | New | Process | Natural Gas | Process Boiler - Insulate Steam Lines/Condensate Tank | A | Original Unit Summer Peak Savings (kW) | Achievable Economic UCT Potential | 0 | 0 | 0 | 0 | 0 | 0 | 0 | 0 | 0 | 0 | 0 | 0 | 0 | 0 | 0 | 0 | 0 | 0 | 0 | 0 | 0 | 0 | 0 | 0 | 0 | 0 | 0
F3_Industrial_Industrial - ID_New_Process_Natural Gas_Process Boiler - Insulate Steam Lines/Condensate Tank_A_Achievable Economic UCT Potential | F3 | Industrial | Industrial - ID | New | Process | Natural Gas | Process Boiler - Insulate Steam Lines/Condensate Tank | A | Original Unit Winter Peak Savings (kW) | Achievable Economic UCT Potential | 0 | 0 | 0 | 0 | 0 | 0 | 0 | 0 | 0 | 0 | 0 | 0 | 0 | 0 | 0 | 0 | 0 | 0 | 0 | 0 | 0 | 0 | 0 | 0 | 0 | 0 | 0
F4_Industrial_Industrial - ID_New_Process_Natural Gas_Process Boiler - Insulate Steam Lines/Condensate Tank_A_Achievable Economic UCT Potential | F4 | Industrial | Industrial - ID | New | Process | Natural Gas | Process Boiler - Insulate Steam Lines/Condensate Tank | A | Standalone Impact on Baseline Energy (%) | Achievable Economic UCT Potential | 0 | 0 | 0 | 0 | 0 | 0 | 0 | 0 | 0 | 0 | 0 | 0 | 0 | 0 | 0 | 0 | 0 | 0 | 0 | 0 | 0 | 0 | 0 | 0 | 0 | 0 | 0
F5_Industrial_Industrial - ID_New_Process_Natural Gas_Process Boiler - Insulate Steam Lines/Condensate Tank_A_Achievable Economic UCT Potential | F5 | Industrial | Industrial - ID | New | Process | Natural Gas | Process Boiler - Insulate Steam Lines/Condensate Tank | A | Standalone Impact on Baseline Summer Peak (%) | Achievable Economic UCT Potential | 0 | 0 | 0 | 0 | 0 | 0 | 0 | 0 | 0 | 0 | 0 | 0 | 0 | 0 | 0 | 0 | 0 | 0 | 0 | 0 | 0 | 0 | 0 | 0 | 0 | 0 | 0
F6_Industrial_Industrial - ID_New_Process_Natural Gas_Process Boiler - Insulate Steam Lines/Condensate Tank_A_Achievable Economic UCT Potential | F6 | Industrial | Industrial - ID | New | Process | Natural Gas | Process Boiler - Insulate Steam Lines/Condensate Tank | A | Standalone Impact on Baseline Winter Peak (%) | Achievable Economic UCT Potential | 0 | 0 | 0 | 0 | 0 | 0 | 0 | 0 | 0 | 0 | 0 | 0 | 0 | 0 | 0 | 0 | 0 | 0 | 0 | 0 | 0 | 0 | 0 | 0 | 0 | 0 | 0
F7_Industrial_Industrial - ID_New_Process_Natural Gas_Process Boiler - Insulate Steam Lines/Condensate Tank_A_Achievable Economic UCT Potential | F7 | Industrial | Industrial - ID | New | Process | Natural Gas | Process Boiler - Insulate Steam Lines/Condensate Tank | A | Incremental Energy Savings (MWh or mTherms) | Achievable Economic UCT Potential | 0 | 0 | 0 | 0 | 0 | 0 | 0 | 0 | 0 | 0 | 0 | 0 | 0 | 0 | 0 | 0 | 0 | 0 | 0 | 0 | 0 | 0 | 0 | 0 | 0 | 0 | 0
F8_Industrial_Industrial - ID_New_Process_Natural Gas_Process Boiler - Insulate Steam Lines/Condensate Tank_A_Achievable Economic UCT Potential | F8 | Industrial | Industrial - ID | New | Process | Natural Gas | Process Boiler - Insulate Steam Lines/Condensate Tank | A | Incremental Summer Peak Savings (MW) | Achievable Economic UCT Potential | 0 | 0 | 0 | 0 | 0 | 0 | 0 | 0 | 0 | 0 | 0 | 0 | 0 | 0 | 0 | 0 | 0 | 0 | 0 | 0 | 0 | 0 | 0 | 0 | 0 | 0 | 0
F9_Industrial_Industrial - ID_New_Process_Natural Gas_Process Boiler - Insulate Steam Lines/Condensate Tank_A_Achievable Economic UCT Potential | F9 | Industrial | Industrial - ID | New | Process | Natural Gas | Process Boiler - Insulate Steam Lines/Condensate Tank | A | Incremental Winter Peak Savings (MW) | Achievable Economic UCT Potential | 0 | 0 | 0 | 0 | 0 | 0 | 0 | 0 | 0 | 0 | 0 | 0 | 0 | 0 | 0 | 0 | 0 | 0 | 0 | 0 | 0 | 0 | 0 | 0 | 0 | 0 | 0
F10_Industrial_Industrial - ID_New_Process_Natural Gas_Process Boiler - Insulate Steam Lines/Condensate Tank_A_Achievable Economic UCT Potential | F10 | Industrial | Industrial - ID | New | Process | Natural Gas | Process Boiler - Insulate Steam Lines/Condensate Tank | A | Cumulative Energy Savings (MWh or mTherms) | Achievable Economic UCT Potential | 0 | 0 | 0 | 0 | 0 | 0 | 0 | 0 | 0 | 0 | 0 | 0 | 0 | 0 | 0 | 0 | 0 | 0 | 0 | 0 | 0 | 0 | 0 | 0 | 0 | 0 | 0
F11_Industrial_Industrial - ID_New_Process_Natural Gas_Process Boiler - Insulate Steam Lines/Condensate Tank_A_Achievable Economic UCT Potential | F11 | Industrial | Industrial - ID | New | Process | Natural Gas | Process Boiler - Insulate Steam Lines/Condensate Tank | A | Cumulative Summer Peak Savings (MW) | Achievable Economic UCT Potential | 0 | 0 | 0 | 0 | 0 | 0 | 0 | 0 | 0 | 0 | 0 | 0 | 0 | 0 | 0 | 0 | 0 | 0 | 0 | 0 | 0 | 0 | 0 | 0 | 0 | 0 | 0
F12_Industrial_Industrial - ID_New_Process_Natural Gas_Process Boiler - Insulate Steam Lines/Condensate Tank_A_Achievable Economic UCT Potential | F12 | Industrial | Industrial - ID | New | Process | Natural Gas | Process Boiler - Insulate Steam Lines/Condensate Tank | A | Cumulative Winter Peak Savings (MW) | Achievable Economic UCT Potential | 0 | 0 | 0 | 0 | 0 | 0 | 0 | 0 | 0 | 0 | 0 | 0 | 0 | 0 | 0 | 0 | 0 | 0 | 0 | 0 | 0 | 0 | 0 | 0 | 0 | 0 | 0
F13_Industrial_Industrial - ID_New_Process_Natural Gas_Process Boiler - Insulate Steam Lines/Condensate Tank_A_Achievable Economic UCT Potential | F13 | Industrial | Industrial - ID | New | Process | Natural Gas | Process Boiler - Insulate Steam Lines/Condensate Tank | A | Purchases (Incremental) | Achievable Economic UCT Potential | 0 | 0 | 0 | 0 | 0 | 0 | 0 | 0 | 0 | 0 | 0 | 0 | 0 | 0 | 0 | 0 | 0 | 0 | 0 | 0 | 0 | 0 | 0 | 0 | 0 | 0 | 0
F14_Industrial_Industrial - ID_New_Process_Natural Gas_Process Boiler - Insulate Steam Lines/Condensate Tank_A_Achievable Economic UCT Potential | F14 | Industrial | Industrial - ID | New | Process | Natural Gas | Process Boiler - Insulate Steam Lines/Condensate Tank | A | Purchases (Cumulative) | Achievable Economic UCT Potential | 0 | 0 | 0 | 0 | 0 | 0 | 0 | 0 | 0 | 0 | 0 | 0 | 0 | 0 | 0 | 0 | 0 | 0 | 0 | 0 | 0 | 0 | 0 | 0 | 0 | 0 | 0
F1_Industrial_Industrial - ID_New_Process_Natural Gas_Process Boiler - Stack Economizer_A_Achievable Economic UCT Potential | F1 | Industrial | Industrial - ID | New | Process | Natural Gas | Process Boiler - Stack Economizer | A | Original Unit Energy Savings (kWh or therms) | Achievable Economic UCT Potential | 0 | 0 | 7.6762 | 7.6762 | 7.6762 | 7.6762 | 7.6762 | 7.6762 | 7.6762 | 7.6762 | 7.6762 | 7.6762 | 7.6762 | 7.6762 | 7.6762 | 7.6762 | 7.6762 | 7.6762 | 7.6762 | 7.6762 | 7.6762 | 7.6762 | 7.6762 | 7.6762 | 7.6762 | 7.6762 | 7.6762
F2_Industrial_Industrial - ID_New_Process_Natural Gas_Process Boiler - Stack Economizer_A_Achievable Economic UCT Potential | F2 | Industrial | Industrial - ID | New | Process | Natural Gas | Process Boiler - Stack Economizer | A | Original Unit Summer Peak Savings (kW) | Achievable Economic UCT Potential | 0 | 0 | 0 | 0 | 0 | 0 | 0 | 0 | 0 | 0 | 0 | 0 | 0 | 0 | 0 | 0 | 0 | 0 | 0 | 0 | 0 | 0 | 0 | 0 | 0 | 0 | 0
F3_Industrial_Industrial - ID_New_Process_Natural Gas_Process Boiler - Stack Economizer_A_Achievable Economic UCT Potential | F3 | Industrial | Industrial - ID | New | Process | Natural Gas | Process Boiler - Stack Economizer | A | Original Unit Winter Peak Savings (kW) | Achievable Economic UCT Potential | 0 | 0 | 0 | 0 | 0 | 0 | 0 | 0 | 0 | 0 | 0 | 0 | 0 | 0 | 0 | 0 | 0 | 0 | 0 | 0 | 0 | 0 | 0 | 0 | 0 | 0 | 0
F4_Industrial_Industrial - ID_New_Process_Natural Gas_Process Boiler - Stack Economizer_A_Achievable Economic UCT Potential | F4 | Industrial | Industrial - ID | New | Process | Natural Gas | Process Boiler - Stack Economizer | A | Standalone Impact on Baseline Energy (%) | Achievable Economic UCT Potential | 0 | 0 | 0.00053108 | 0.00061237 | 0.0008704 | 0.0011339 | 0.001404 | 0.0016229 | 0.0017563 | 0.0018321 | 0.0018678 | 0.0018754 | 0.001863 | 0.0018368 | 0.0018011 | 0.0017592 | 0.0017135 | 0.0016584 | 0.0015693 | 0.0014906 | 0.0014206 | 0.0013579 | 0.0013015 | 0.0012504 | 0.001204 | 0.0011616 | 0.0011228
F5_Industrial_Industrial - ID_New_Process_Natural Gas_Process Boiler - Stack Economizer_A_Achievable Economic UCT Potential | F5 | Industrial | Industrial - ID | New | Process | Natural Gas | Process Boiler - Stack Economizer | A | Standalone Impact on Baseline Summer Peak (%) | Achievable Economic UCT Potential | 0 | 0 | 0 | 0 | 0 | 0 | 0 | 0 | 0 | 0 | 0 | 0 | 0 | 0 | 0 | 0 | 0 | 0 | 0 | 0 | 0 | 0 | 0 | 0 | 0 | 0 | 0
F6_Industrial_Industrial - ID_New_Process_Natural Gas_Process Boiler - Stack Economizer_A_Achievable Economic UCT Potential | F6 | Industrial | Industrial - ID | New | Process | Natural Gas | Process Boiler - Stack Economizer | A | Standalone Impact on Baseline Winter Peak (%) | Achievable Economic UCT Potential | 0 | 0 | 0 | 0 | 0 | 0 | 0 | 0 | 0 | 0 | 0 | 0 | 0 | 0 | 0 | 0 | 0 | 0 | 0 | 0 | 0 | 0 | 0 | 0 | 0 | 0 | 0
F7_Industrial_Industrial - ID_New_Process_Natural Gas_Process Boiler - Stack Economizer_A_Achievable Economic UCT Potential | F7 | Industrial | Industrial - ID | New | Process | Natural Gas | Process Boiler - Stack Economizer | A | Incremental Energy Savings (MWh or mTherms) | Achievable Economic UCT Potential | 0 | 0 | 0.0033519 | 0.0219 | 0.039524 | 0.057069 | 0.074135 | 0.081813 | 0.077314 | 0.071177 | 0.064273 | 0.057181 | 0.050274 | 0.04378 | 0.037823 | 0.032459 | 0.027697 | 0.020165 | 0 | 0 | 0 | 0 | 0 | 0 | 0 | 0 | 0
F8_Industrial_Industrial - ID_New_Process_Natural Gas_Process Boiler - Stack Economizer_A_Achievable Economic UCT Potential | F8 | Industrial | Industrial - ID | New | Process | Natural Gas | Process Boiler - Stack Economizer | A | Incremental Summer Peak Savings (MW) | Achievable Economic UCT Potential | 0 | 0 | 0 | 0 | 0 | 0 | 0 | 0 | 0 | 0 | 0 | 0 | 0 | 0 | 0 | 0 | 0 | 0 | 0 | 0 | 0 | 0 | 0 | 0 | 0 | 0 | 0
F9_Industrial_Industrial - ID_New_Process_Natural Gas_Process Boiler - Stack Economizer_A_Achievable Economic UCT Potential | F9 | Industrial | Industrial - ID | New | Process | Natural Gas | Process Boiler - Stack Economizer | A | Incremental Winter Peak Savings (MW) | Achievable Economic UCT Potential | 0 | 0 | 0 | 0 | 0 | 0 | 0 | 0 | 0 | 0 | 0 | 0 | 0 | 0 | 0 | 0 | 0 | 0 | 0 | 0 | 0 | 0 | 0 | 0 | 0 | 0 | 0
F10_Industrial_Industrial - ID_New_Process_Natural Gas_Process Boiler - Stack Economizer_A_Achievable Economic UCT Potential | F10 | Industrial | Industrial - ID | New | Process | Natural Gas | Process Boiler - Stack Economizer | A | Cumulative Energy Savings (MWh or mTherms) | Achievable Economic UCT Potential | 0 | 0 | 0.0033519 | 0.025252 | 0.064776 | 0.12185 | 0.19598 | 0.27779 | 0.35511 | 0.42629 | 0.49056 | 0.54774 | 0.59801 | 0.64179 | 0.67962 | 0.71208 | 0.73977 | 0.75994 | 0.75994 | 0.75994 | 0.75994 | 0.75994 | 0.75994 | 0.75994 | 0.75994 | 0.75994 | 0.75994
F11_Industrial_Industrial - ID_New_Process_Natural Gas_Process Boiler - Stack Economizer_A_Achievable Economic UCT Potential | F11 | Industrial | Industrial - ID | New | Process | Natural Gas | Process Boiler - Stack Economizer | A | Cumulative Summer Peak Savings (MW) | Achievable Economic UCT Potential | 0 | 0 | 0 | 0 | 0 | 0 | 0 | 0 | 0 | 0 | 0 | 0 | 0 | 0 | 0 | 0 | 0 | 0 | 0 | 0 | 0 | 0 | 0 | 0 | 0 | 0 | 0
F12_Industrial_Industrial - ID_New_Process_Natural Gas_Process Boiler - Stack Economizer_A_Achievable Economic UCT Potential | F12 | Industrial | Industrial - ID | New | Process | Natural Gas | Process Boiler - Stack Economizer | A | Cumulative Winter Peak Savings (MW) | Achievable Economic UCT Potential | 0 | 0 | 0 | 0 | 0 | 0 | 0 | 0 | 0 | 0 | 0 | 0 | 0 | 0 | 0 | 0 | 0 | 0 | 0 | 0 | 0 | 0 | 0 | 0 | 0 | 0 | 0
F13_Industrial_Industrial - ID_New_Process_Natural Gas_Process Boiler - Stack Economizer_A_Achievable Economic UCT Potential | F13 | Industrial | Industrial - ID | New | Process | Natural Gas | Process Boiler - Stack Economizer | A | Purchases (Incremental) | Achievable Economic UCT Potential | 0 | 0 | 0.43667 | 2.853 | 5.1489 | 7.4346 | 9.6578 | 10.6581 | 10.072 | 9.2725 | 8.373 | 7.4491 | 6.5494 | 5.7034 | 4.9274 | 4.2286 | 3.6082 | 2.627 | 0 | 0 | 0 | 0 | 0 | 0 | 0 | 0 | 0
F14_Industrial_Industrial - ID_New_Process_Natural Gas_Process Boiler - Stack Economizer_A_Achievable Economic UCT Potential | F14 | Industrial | Industrial - ID | New | Process | Natural Gas | Process Boiler - Stack Economizer | A | Purchases (Cumulative) | Achievable Economic UCT Potential | 0 | 0 | 0.43667 | 3.2897 | 8.4387 | 15.8733 | 25.5311 | 36.1893 | 46.2613 | 55.5338 | 63.9068 | 71.3559 | 77.9054 | 83.6088 | 88.5362 | 92.7648 | 96.373 | 98.9999 | 98.9999 | 98.9999 | 98.9999 | 98.9999 | 98.9999 | 98.9999 | 98.9999 | 98.9999 | 98.9999
F1_Industrial_Industrial - ID_New_Process_Natural Gas_Process Boiler - Steam Trap Replacement_A_Achievable Economic UCT Potential | F1 | Industrial | Industrial - ID | New | Process | Natural Gas | Process Boiler - Steam Trap Replacement | A | Original Unit Energy Savings (kWh or therms) | Achievable Economic UCT Potential | 0 | 0 | 343744.5378 | 343744.5378 | 343744.5378 | 343744.5378 | 343744.5378 | 343744.5378 | 343744.5378 | 343744.5378 | 343744.5378 | 343744.5378 | 343744.5378 | 343744.5378 | 343744.5378 | 343744.5378 | 343744.5378 | 343744.5378 | 343744.5378 | 343744.5378 | 343744.5378 | 343744.5378 | 343744.5378 | 343744.5378 | 343744.5378 | 343744.5378 | 343744.5378
F2_Industrial_Industrial - ID_New_Process_Natural Gas_Process Boiler - Steam Trap Replacement_A_Achievable Economic UCT Potential | F2 | Industrial | Industrial - ID | New | Process | Natural Gas | Process Boiler - Steam Trap Replacement | A | Original Unit Summer Peak Savings (kW) | Achievable Economic UCT Potential | 0 | 0 | 0 | 0 | 0 | 0 | 0 | 0 | 0 | 0 | 0 | 0 | 0 | 0 | 0 | 0 | 0 | 0 | 0 | 0 | 0 | 0 | 0 | 0 | 0 | 0 | 0
F3_Industrial_Industrial - ID_New_Process_Natural Gas_Process Boiler - Steam Trap Replacement_A_Achievable Economic UCT Potential | F3 | Industrial | Industrial - ID | New | Process | Natural Gas | Process Boiler - Steam Trap Replacement | A | Original Unit Winter Peak Savings (kW) | Achievable Economic UCT Potential | 0 | 0 | 0 | 0 | 0 | 0 | 0 | 0 | 0 | 0 | 0 | 0 | 0 | 0 | 0 | 0 | 0 | 0 | 0 | 0 | 0 | 0 | 0 | 0 | 0 | 0 | 0
F4_Industrial_Industrial - ID_New_Process_Natural Gas_Process Boiler - Steam Trap Replacement_A_Achievable Economic UCT Potential | F4 | Industrial | Industrial - ID | New | Process | Natural Gas | Process Boiler - Steam Trap Replacement | A | Standalone Impact on Baseline Energy (%) | Achievable Economic UCT Potential | 0 | 0 | 7.0485e-06 | 8.1273e-06 | 1.1552e-05 | 1.5049e-05 | 1.8633e-05 | 2.2244e-05 | 2.566e-05 | 2.8097e-05 | 2.9943e-05 | 3.1381e-05 | 3.2537e-05 | 3.3486e-05 | 3.4279e-05 | 3.4952e-05 | 3.5531e-05 | 3.6032e-05 | 3.6472e-05 | 3.686e-05 | 3.7122e-05 | 3.6916e-05 | 3.5382e-05 | 3.3994e-05 | 3.2732e-05 | 3.1581e-05 | 3.0526e-05
F5_Industrial_Industrial - ID_New_Process_Natural Gas_Process Boiler - Steam Trap Replacement_A_Achievable Economic UCT Potential | F5 | Industrial | Industrial - ID | New | Process | Natural Gas | Process Boiler - Steam Trap Replacement | A | Standalone Impact on Baseline Summer Peak (%) | Achievable Economic UCT Potential | 0 | 0 | 0 | 0 | 0 | 0 | 0 | 0 | 0 | 0 | 0 | 0 | 0 | 0 | 0 | 0 | 0 | 0 | 0 | 0 | 0 | 0 | 0 | 0 | 0 | 0 | 0
F6_Industrial_Industrial - ID_New_Process_Natural Gas_Process Boiler - Steam Trap Replacement_A_Achievable Economic UCT Potential | F6 | Industrial | Industrial - ID | New | Process | Natural Gas | Process Boiler - Steam Trap Replacement | A | Standalone Impact on Baseline Winter Peak (%) | Achievable Economic UCT Potential | 0 | 0 | 0 | 0 | 0 | 0 | 0 | 0 | 0 | 0 | 0 | 0 | 0 | 0 | 0 | 0 | 0 | 0 | 0 | 0 | 0 | 0 | 0 | 0 | 0 | 0 | 0
F7_Industrial_Industrial - ID_New_Process_Natural Gas_Process Boiler - Steam Trap Replacement_A_Achievable Economic UCT Potential | F7 | Industrial | Industrial - ID | New | Process | Natural Gas | Process Boiler - Steam Trap Replacement | A | Incremental Energy Savings (MWh or mTherms) | Achievable Economic UCT Potential | 0 | 0 | 4.4486e-05 | 0.00029066 | 0.00052456 | 0.00075742 | 0.00098391 | 0.0012065 | 0.0013807 | 0.0013494 | 0.0013266 | 0.0013012 | 0.0012786 | 0.0012563 | 0.0012345 | 0.001213 | 0.0011919 | 0.0011711 | 0.0011508 | 0.0011307 | 0.0010665 | 0.00080101 | 0 | 0 | 0 | 0 | 0
F8_Industrial_Industrial - ID_New_Process_Natural Gas_Process Boiler - Steam Trap Replacement_A_Achievable Economic UCT Potential | F8 | Industrial | Industrial - ID | New | Process | Natural Gas | Process Boiler - Steam Trap Replacement | A | Incremental Summer Peak Savings (MW) | Achievable Economic UCT Potential | 0 | 0 | 0 | 0 | 0 | 0 | 0 | 0 | 0 | 0 | 0 | 0 | 0 | 0 | 0 | 0 | 0 | 0 | 0 | 0 | 0 | 0 | 0 | 0 | 0 | 0 | 0
F9_Industrial_Industrial - ID_New_Process_Natural Gas_Process Boiler - Steam Trap Replacement_A_Achievable Economic UCT Potential | F9 | Industrial | Industrial - ID | New | Process | Natural Gas | Process Boiler - Steam Trap Replacement | A | Incremental Winter Peak Savings (MW) | Achievable Economic UCT Potential | 0 | 0 | 0 | 0 | 0 | 0 | 0 | 0 | 0 | 0 | 0 | 0 | 0 | 0 | 0 | 0 | 0 | 0 | 0 | 0 | 0 | 0 | 0 | 0 | 0 | 0 | 0
F10_Industrial_Industrial - ID_New_Process_Natural Gas_Process Boiler - Steam Trap Replacement_A_Achievable Economic UCT Potential | F10 | Industrial | Industrial - ID | New | Process | Natural Gas | Process Boiler - Steam Trap Replacement | A | Cumulative Energy Savings (MWh or mTherms) | Achievable Economic UCT Potential | 0 | 0 | 4.4486e-05 | 0.00033515 | 0.00085971 | 0.0016171 | 0.002601 | 0.0038075 | 0.0051882 | 0.0065375 | 0.0078641 | 0.0091654 | 0.010444 | 0.0117 | 0.012935 | 0.014148 | 0.01534 | 0.016511 | 0.017662 | 0.018792 | 0.019859 | 0.02066 | 0.02066 | 0.02066 | 0.02066 | 0.02066 | 0.02066
F11_Industrial_Industrial - ID_New_Process_Natural Gas_Process Boiler - Steam Trap Replacement_A_Achievable Economic UCT Potential | F11 | Industrial | Industrial - ID | New | Process | Natural Gas | Process Boiler - Steam Trap Replacement | A | Cumulative Summer Peak Savings (MW) | Achievable Economic UCT Potential | 0 | 0 | 0 | 0 | 0 | 0 | 0 | 0 | 0 | 0 | 0 | 0 | 0 | 0 | 0 | 0 | 0 | 0 | 0 | 0 | 0 | 0 | 0 | 0 | 0 | 0 | 0
F12_Industrial_Industrial - ID_New_Process_Natural Gas_Process Boiler - Steam Trap Replacement_A_Achievable Economic UCT Potential | F12 | Industrial | Industrial - ID | New | Process | Natural Gas | Process Boiler - Steam Trap Replacement | A | Cumulative Winter Peak Savings (MW) | Achievable Economic UCT Potential | 0 | 0 | 0 | 0 | 0 | 0 | 0 | 0 | 0 | 0 | 0 | 0 | 0 | 0 | 0 | 0 | 0 | 0 | 0 | 0 | 0 | 0 | 0 | 0 | 0 | 0 | 0
F13_Industrial_Industrial - ID_New_Process_Natural Gas_Process Boiler - Steam Trap Replacement_A_Achievable Economic UCT Potential | F13 | Industrial | Industrial - ID | New | Process | Natural Gas | Process Boiler - Steam Trap Replacement | A | Purchases (Incremental) | Achievable Economic UCT Potential | 0 | 0 | 1.2942e-07 | 8.4557e-07 | 1.526e-06 | 2.2034e-06 | 2.8623e-06 | 3.5098e-06 | 4.0165e-06 | 3.9255e-06 | 3.8593e-06 | 3.7854e-06 | 3.7196e-06 | 3.6549e-06 | 3.5913e-06 | 3.5288e-06 | 3.4674e-06 | 3.407e-06 | 3.3477e-06 | 3.2894e-06 | 3.1027e-06 | 2.3302e-06 | 0 | 0 | 0 | 0 | 0
F14_Industrial_Industrial - ID_New_Process_Natural Gas_Process Boiler - Steam Trap Replacement_A_Achievable Economic UCT Potential | F14 | Industrial | Industrial - ID | New | Process | Natural Gas | Process Boiler - Steam Trap Replacement | A | Purchases (Cumulative) | Achievable Economic UCT Potential | 0 | 0 | 1.2942e-07 | 9.7499e-07 | 2.501e-06 | 4.7044e-06 | 7.5668e-06 | 1.1077e-05 | 1.5093e-05 | 1.9019e-05 | 2.2878e-05 | 2.6663e-05 | 3.0383e-05 | 3.4038e-05 | 3.7629e-05 | 4.1158e-05 | 4.4625e-05 | 4.8032e-05 | 5.138e-05 | 5.4669e-05 | 5.7772e-05 | 6.0102e-05 | 6.0102e-05 | 6.0102e-05 | 6.0102e-05 | 6.0102e-05 | 6.0102e-05
F1_Industrial_Industrial - ID_New_Process_Natural Gas_Process Boiler - Maintenance_A_Achievable Economic UCT Potential | F1 | Industrial | Industrial - ID | New | Process | Natural Gas | Process Boiler - Maintenance | A | Original Unit Energy Savings (kWh or therms) | Achievable Economic UCT Potential | 0 | 0 | 4.7976 | 4.7976 | 4.7976 | 4.7976 | 4.7976 | 4.7976 | 4.7976 | 4.7976 | 4.7976 | 4.7976 | 4.7976 | 4.7976 | 4.7976 | 4.7976 | 4.7976 | 4.7976 | 4.7976 | 4.7976 | 4.7976 | 4.7976 | 4.7976 | 4.7976 | 4.7976 | 4.7976 | 4.7976
F2_Industrial_Industrial - ID_New_Process_Natural Gas_Process Boiler - Maintenance_A_Achievable Economic UCT Potential | F2 | Industrial | Industrial - ID | New | Process | Natural Gas | Process Boiler - Maintenance | A | Original Unit Summer Peak Savings (kW) | Achievable Economic UCT Potential | 0 | 0 | 0 | 0 | 0 | 0 | 0 | 0 | 0 | 0 | 0 | 0 | 0 | 0 | 0 | 0 | 0 | 0 | 0 | 0 | 0 | 0 | 0 | 0 | 0 | 0 | 0
F3_Industrial_Industrial - ID_New_Process_Natural Gas_Process Boiler - Maintenance_A_Achievable Economic UCT Potential | F3 | Industrial | Industrial - ID | New | Process | Natural Gas | Process Boiler - Maintenance | A | Original Unit Winter Peak Savings (kW) | Achievable Economic UCT Potential | 0 | 0 | 0 | 0 | 0 | 0 | 0 | 0 | 0 | 0 | 0 | 0 | 0 | 0 | 0 | 0 | 0 | 0 | 0 | 0 | 0 | 0 | 0 | 0 | 0 | 0 | 0
F4_Industrial_Industrial - ID_New_Process_Natural Gas_Process Boiler - Maintenance_A_Achievable Economic UCT Potential | F4 | Industrial | Industrial - ID | New | Process | Natural Gas | Process Boiler - Maintenance | A | Standalone Impact on Baseline Energy (%) | Achievable Economic UCT Potential | 0 | 0 | 8.3911e-05 | 7.1658e-05 | 8.0422e-05 | 8.2478e-05 | 7.39e-05 | 6.6606e-05 | 6.0128e-05 | 5.308e-05 | 4.7026e-05 | 4.2287e-05 | 3.8477e-05 | 3.5347e-05 | 3.2731e-05 | 3.0513e-05 | 2.8607e-05 | 2.6953e-05 | 2.5504e-05 | 2.4225e-05 | 2.3087e-05 | 2.2068e-05 | 2.1151e-05 | 2.0322e-05 | 1.9568e-05 | 1.8879e-05 | 1.8248e-05
F5_Industrial_Industrial - ID_New_Process_Natural Gas_Process Boiler - Maintenance_A_Achievable Economic UCT Potential | F5 | Industrial | Industrial - ID | New | Process | Natural Gas | Process Boiler - Maintenance | A | Standalone Impact on Baseline Summer Peak (%) | Achievable Economic UCT Potential | 0 | 0 | 0 | 0 | 0 | 0 | 0 | 0 | 0 | 0 | 0 | 0 | 0 | 0 | 0 | 0 | 0 | 0 | 0 | 0 | 0 | 0 | 0 | 0 | 0 | 0 | 0
F6_Industrial_Industrial - ID_New_Process_Natural Gas_Process Boiler - Maintenance_A_Achievable Economic UCT Potential | F6 | Industrial | Industrial - ID | New | Process | Natural Gas | Process Boiler - Maintenance | A | Standalone Impact on Baseline Winter Peak (%) | Achievable Economic UCT Potential | 0 | 0 | 0 | 0 | 0 | 0 | 0 | 0 | 0 | 0 | 0 | 0 | 0 | 0 | 0 | 0 | 0 | 0 | 0 | 0 | 0 | 0 | 0 | 0 | 0 | 0 | 0
F7_Industrial_Industrial - ID_New_Process_Natural Gas_Process Boiler - Maintenance_A_Achievable Economic UCT Potential | F7 | Industrial | Industrial - ID | New | Process | Natural Gas | Process Boiler - Maintenance | A | Incremental Energy Savings (MWh or mTherms) | Achievable Economic UCT Potential | 0 | 0 | 0.0005296 | 0.0024254 | 0.0030301 | 0.0028778 | 0.0014528 | 0.0010849 | 0.00075678 | 0.0001932 | 0 | 0 | 0 | 0 | 0 | 0 | 0 | 0 | 0 | 0 | 0 | 0 | 0 | 0 | 0 | 0 | 0
F8_Industrial_Industrial - ID_New_Process_Natural Gas_Process Boiler - Maintenance_A_Achievable Economic UCT Potential | F8 | Industrial | Industrial - ID | New | Process | Natural Gas | Process Boiler - Maintenance | A | Incremental Summer Peak Savings (MW) | Achievable Economic UCT Potential | 0 | 0 | 0 | 0 | 0 | 0 | 0 | 0 | 0 | 0 | 0 | 0 | 0 | 0 | 0 | 0 | 0 | 0 | 0 | 0 | 0 | 0 | 0 | 0 | 0 | 0 | 0
F9_Industrial_Industrial - ID_New_Process_Natural Gas_Process Boiler - Maintenance_A_Achievable Economic UCT Potential | F9 | Industrial | Industrial - ID | New | Process | Natural Gas | Process Boiler - Maintenance | A | Incremental Winter Peak Savings (MW) | Achievable Economic UCT Potential | 0 | 0 | 0 | 0 | 0 | 0 | 0 | 0 | 0 | 0 | 0 | 0 | 0 | 0 | 0 | 0 | 0 | 0 | 0 | 0 | 0 | 0 | 0 | 0 | 0 | 0 | 0
F10_Industrial_Industrial - ID_New_Process_Natural Gas_Process Boiler - Maintenance_A_Achievable Economic UCT Potential | F10 | Industrial | Industrial - ID | New | Process | Natural Gas | Process Boiler - Maintenance | A | Cumulative Energy Savings (MWh or mTherms) | Achievable Economic UCT Potential | 0 | 0 | 0.0005296 | 0.002955 | 0.0059851 | 0.008863 | 0.010316 | 0.011401 | 0.012157 | 0.012351 | 0.012351 | 0.012351 | 0.012351 | 0.012351 | 0.012351 | 0.012351 | 0.012351 | 0.012351 | 0.012351 | 0.012351 | 0.012351 | 0.012351 | 0.012351 | 0.012351 | 0.012351 | 0.012351 | 0.012351
F11_Industrial_Industrial - ID_New_Process_Natural Gas_Process Boiler - Maintenance_A_Achievable Economic UCT Potential | F11 | Industrial | Industrial - ID | New | Process | Natural Gas | Process Boiler - Maintenance | A | Cumulative Summer Peak Savings (MW) | Achievable Economic UCT Potential | 0 | 0 | 0 | 0 | 0 | 0 | 0 | 0 | 0 | 0 | 0 | 0 | 0 | 0 | 0 | 0 | 0 | 0 | 0 | 0 | 0 | 0 | 0 | 0 | 0 | 0 | 0
F12_Industrial_Industrial - ID_New_Process_Natural Gas_Process Boiler - Maintenance_A_Achievable Economic UCT Potential | F12 | Industrial | Industrial - ID | New | Process | Natural Gas | Process Boiler - Maintenance | A | Cumulative Winter Peak Savings (MW) | Achievable Economic UCT Potential | 0 | 0 | 0 | 0 | 0 | 0 | 0 | 0 | 0 | 0 | 0 | 0 | 0 | 0 | 0 | 0 | 0 | 0 | 0 | 0 | 0 | 0 | 0 | 0 | 0 | 0 | 0
F13_Industrial_Industrial - ID_New_Process_Natural Gas_Process Boiler - Maintenance_A_Achievable Economic UCT Potential | F13 | Industrial | Industrial - ID | New | Process | Natural Gas | Process Boiler - Maintenance | A | Purchases (Incremental) | Achievable Economic UCT Potential | 0 | 0 | 0.11039 | 0.50554 | 0.63159 | 0.59985 | 0.30282 | 0.22613 | 0.15774 | 0.04027 | 0 | 0 | 0 | 0 | 0 | 0 | 0 | 0 | 0 | 0 | 0 | 0 | 0 | 0 | 0 | 0 | 0
F14_Industrial_Industrial - ID_New_Process_Natural Gas_Process Boiler - Maintenance_A_Achievable Economic UCT Potential | F14 | Industrial | Industrial - ID | New | Process | Natural Gas | Process Boiler - Maintenance | A | Purchases (Cumulative) | Achievable Economic UCT Potential | 0 | 0 | 0.11039 | 0.61593 | 1.2475 | 1.8474 | 2.1502 | 2.3763 | 2.5341 | 2.5743 | 2.5743 | 2.5743 | 2.5743 | 2.5743 | 2.5743 | 2.5743 | 2.5743 | 2.5743 | 2.5743 | 2.5743 | 2.5743 | 2.5743 | 2.5743 | 2.5743 | 2.5743 | 2.5743 | 2.5743
F1_Industrial_Industrial - ID_New_Process_Natural Gas_Process - Heat Recovery_A_Achievable Economic UCT Potential | F1 | Industrial | Industrial - ID | New | Process | Natural Gas | Process - Heat Recovery | A | Original Unit Energy Savings (kWh or therms) | Achievable Economic UCT Potential | 0 | 0 | 0.71666 | 0.71666 | 0.71666 | 0.71666 | 0.71666 | 0.71666 | 0.71666 | 0.71666 | 0.71666 | 0.71666 | 0.71666 | 0.71666 | 0.71666 | 0.71666 | 0.71666 | 0.71666 | 0.71666 | 0.71666 | 0.71666 | 0.71666 | 0.71666 | 0.71666 | 0.71666 | 0.71666 | 0.71666
F2_Industrial_Industrial - ID_New_Process_Natural Gas_Process - Heat Recovery_A_Achievable Economic UCT Potential | F2 | Industrial | Industrial - ID | New | Process | Natural Gas | Process - Heat Recovery | A | Original Unit Summer Peak Savings (kW) | Achievable Economic UCT Potential | 0 | 0 | 0 | 0 | 0 | 0 | 0 | 0 | 0 | 0 | 0 | 0 | 0 | 0 | 0 | 0 | 0 | 0 | 0 | 0 | 0 | 0 | 0 | 0 | 0 | 0 | 0
F3_Industrial_Industrial - ID_New_Process_Natural Gas_Process - Heat Recovery_A_Achievable Economic UCT Potential | F3 | Industrial | Industrial - ID | New | Process | Natural Gas | Process - Heat Recovery | A | Original Unit Winter Peak Savings (kW) | Achievable Economic UCT Potential | 0 | 0 | 0 | 0 | 0 | 0 | 0 | 0 | 0 | 0 | 0 | 0 | 0 | 0 | 0 | 0 | 0 | 0 | 0 | 0 | 0 | 0 | 0 | 0 | 0 | 0 | 0
F4_Industrial_Industrial - ID_New_Process_Natural Gas_Process - Heat Recovery_A_Achievable Economic UCT Potential | F4 | Industrial | Industrial - ID | New | Process | Natural Gas | Process - Heat Recovery | A | Standalone Impact on Baseline Energy (%) | Achievable Economic UCT Potential | 0 | 0 | 0.0057375 | 0.0066156 | 0.0094032 | 0.01225 | 0.015167 | 0.018107 | 0.021066 | 0.024043 | 0.027039 | 0.030051 | 0.033081 | 0.036128 | 0.039192 | 0.042273 | 0.04537 | 0.048485 | 0.051616 | 0.054764 | 0.057929 | 0.061111 | 0.058572 | 0.056274 | 0.054186 | 0.052279 | 0.050533
F5_Industrial_Industrial - ID_New_Process_Natural Gas_Process - Heat Recovery_A_Achievable Economic UCT Potential | F5 | Industrial | Industrial - ID | New | Process | Natural Gas | Process - Heat Recovery | A | Standalone Impact on Baseline Summer Peak (%) | Achievable Economic UCT Potential | 0 | 0 | 0 | 0 | 0 | 0 | 0 | 0 | 0 | 0 | 0 | 0 | 0 | 0 | 0 | 0 | 0 | 0 | 0 | 0 | 0 | 0 | 0 | 0 | 0 | 0 | 0
F6_Industrial_Industrial - ID_New_Process_Natural Gas_Process - Heat Recovery_A_Achievable Economic UCT Potential | F6 | Industrial | Industrial - ID | New | Process | Natural Gas | Process - Heat Recovery | A | Standalone Impact on Baseline Winter Peak (%) | Achievable Economic UCT Potential | 0 | 0 | 0 | 0 | 0 | 0 | 0 | 0 | 0 | 0 | 0 | 0 | 0 | 0 | 0 | 0 | 0 | 0 | 0 | 0 | 0 | 0 | 0 | 0 | 0 | 0 | 0
F7_Industrial_Industrial - ID_New_Process_Natural Gas_Process - Heat Recovery_A_Achievable Economic UCT Potential | F7 | Industrial | Industrial - ID | New | Process | Natural Gas | Process - Heat Recovery | A | Incremental Energy Savings (MWh or mTherms) | Achievable Economic UCT Potential | 0 | 0 | 0.036212 | 0.2366 | 0.42699 | 0.61654 | 0.80091 | 0.98207 | 1.1601 | 1.335 | 1.5069 | 1.6757 | 1.8417 | 2.0047 | 2.165 | 2.3224 | 2.4771 | 2.6291 | 2.7784 | 2.9251 | 3.0693 | 3.211 | 0 | 0 | 0 | 0 | 0
F8_Industrial_Industrial - ID_New_Process_Natural Gas_Process - Heat Recovery_A_Achievable Economic UCT Potential | F8 | Industrial | Industrial - ID | New | Process | Natural Gas | Process - Heat Recovery | A | Incremental Summer Peak Savings (MW) | Achievable Economic UCT Potential | 0 | 0 | 0 | 0 | 0 | 0 | 0 | 0 | 0 | 0 | 0 | 0 | 0 | 0 | 0 | 0 | 0 | 0 | 0 | 0 | 0 | 0 | 0 | 0 | 0 | 0 | 0
F9_Industrial_Industrial - ID_New_Process_Natural Gas_Process - Heat Recovery_A_Achievable Economic UCT Potential | F9 | Industrial | Industrial - ID | New | Process | Natural Gas | Process - Heat Recovery | A | Incremental Winter Peak Savings (MW) | Achievable Economic UCT Potential | 0 | 0 | 0 | 0 | 0 | 0 | 0 | 0 | 0 | 0 | 0 | 0 | 0 | 0 | 0 | 0 | 0 | 0 | 0 | 0 | 0 | 0 | 0 | 0 | 0 | 0 | 0
F10_Industrial_Industrial - ID_New_Process_Natural Gas_Process - Heat Recovery_A_Achievable Economic UCT Potential | F10 | Industrial | Industrial - ID | New | Process | Natural Gas | Process - Heat Recovery | A | Cumulative Energy Savings (MWh or mTherms) | Achievable Economic UCT Potential | 0 | 0 | 0.036212 | 0.27281 | 0.6998 | 1.3163 | 2.1173 | 3.0993 | 4.2594 | 5.5944 | 7.1013 | 8.777 | 10.6187 | 12.6234 | 14.7884 | 17.1107 | 19.5878 | 22.2169 | 24.9953 | 27.9204 | 30.9897 | 34.2007 | 34.2007 | 34.2007 | 34.2007 | 34.2007 | 34.2007
F11_Industrial_Industrial - ID_New_Process_Natural Gas_Process - Heat Recovery_A_Achievable Economic UCT Potential | F11 | Industrial | Industrial - ID | New | Process | Natural Gas | Process - Heat Recovery | A | Cumulative Summer Peak Savings (MW) | Achievable Economic UCT Potential | 0 | 0 | 0 | 0 | 0 | 0 | 0 | 0 | 0 | 0 | 0 | 0 | 0 | 0 | 0 | 0 | 0 | 0 | 0 | 0 | 0 | 0 | 0 | 0 | 0 | 0 | 0
F12_Industrial_Industrial - ID_New_Process_Natural Gas_Process - Heat Recovery_A_Achievable Economic UCT Potential | F12 | Industrial | Industrial - ID | New | Process | Natural Gas | Process - Heat Recovery | A | Cumulative Winter Peak Savings (MW) | Achievable Economic UCT Potential | 0 | 0 | 0 | 0 | 0 | 0 | 0 | 0 | 0 | 0 | 0 | 0 | 0 | 0 | 0 | 0 | 0 | 0 | 0 | 0 | 0 | 0 | 0 | 0 | 0 | 0 | 0
F13_Industrial_Industrial - ID_New_Process_Natural Gas_Process - Heat Recovery_A_Achievable Economic UCT Potential | F13 | Industrial | Industrial - ID | New | Process | Natural Gas | Process - Heat Recovery | A | Purchases (Incremental) | Achievable Economic UCT Potential | 0 | 0 | 50.5288 | 330.1398 | 595.8088 | 860.2972 | 1117.5527 | 1370.3353 | 1618.722 | 1862.7886 | 2102.6096 | 2338.2582 | 2569.8064 | 2797.3249 | 3020.8832 | 3240.5494 | 3456.3909 | 3668.4734 | 3876.8618 | 4081.6199 | 4282.8101 | 4480.4941 | 0 | 0 | 0 | 0 | 0
F14_Industrial_Industrial - ID_New_Process_Natural Gas_Process - Heat Recovery_A_Achievable Economic UCT Potential | F14 | Industrial | Industrial - ID | New | Process | Natural Gas | Process - Heat Recovery | A | Purchases (Cumulative) | Achievable Economic UCT Potential | 0 | 0 | 50.5288 | 380.6686 | 976.4774 | 1836.7746 | 2954.3274 | 4324.6627 | 5943.3846 | 7806.1732 | 9908.7827 | 12247.041 | 14816.8474 | 17614.1723 | 20635.0555 | 23875.6049 | 27331.9958 | 31000.4692 | 34877.331 | 38958.9508 | 43241.761 | 47722.255 | 47722.255 | 47722.255 | 47722.255 | 47722.255 | 47722.255
F1_Industrial_Industrial - ID_New_Space Heating_Natural Gas_Strategic Energy Management_A_Achievable Economic UCT Potential | F1 | Industrial | Industrial - ID | New | Space Heating | Natural Gas | Strategic Energy Management | A | Original Unit Energy Savings (kWh or therms) | Achievable Economic UCT Potential | 0 | 0 | 0.028701 | 0.027926 | 0.027863 | 0.027839 | 0.027827 | 0.027819 | 0.027814 | 0.02781 | 0.027807 | 0.027805 | 0.027803 | 0.027802 | 0.027801 | 0.0278 | 0.027799 | 0.027798 | 0.027797 | 0.027797 | 0.027795 | 0.027794 | 0.027793 | 0.027792 | 0.027791 | 0.027791 | 0.02779
F2_Industrial_Industrial - ID_New_Space Heating_Natural Gas_Strategic Energy Management_A_Achievable Economic UCT Potential | F2 | Industrial | Industrial - ID | New | Space Heating | Natural Gas | Strategic Energy Management | A | Original Unit Summer Peak Savings (kW) | Achievable Economic UCT Potential | 0 | 0 | 0 | 0 | 0 | 0 | 0 | 0 | 0 | 0 | 0 | 0 | 0 | 0 | 0 | 0 | 0 | 0 | 0 | 0 | 0 | 0 | 0 | 0 | 0 | 0 | 0
F3_Industrial_Industrial - ID_New_Space Heating_Natural Gas_Strategic Energy Management_A_Achievable Economic UCT Potential | F3 | Industrial | Industrial - ID | New | Space Heating | Natural Gas | Strategic Energy Management | A | Original Unit Winter Peak Savings (kW) | Achievable Economic UCT Potential | 0 | 0 | 0 | 0 | 0 | 0 | 0 | 0 | 0 | 0 | 0 | 0 | 0 | 0 | 0 | 0 | 0 | 0 | 0 | 0 | 0 | 0 | 0 | 0 | 0 | 0 | 0
F4_Industrial_Industrial - ID_New_Space Heating_Natural Gas_Strategic Energy Management_A_Achievable Economic UCT Potential | F4 | Industrial | Industrial - ID | New | Space Heating | Natural Gas | Strategic Energy Management | A | Standalone Impact on Baseline Energy (%) | Achievable Economic UCT Potential | 0 | 0 | 0 | 0 | 0 | 0 | 0 | 0 | 0 | 0 | 0 | 0 | 0 | 0 | 0 | 0 | 0 | 0 | 0 | 0 | 0 | 0 | 0 | 0 | 0 | 0 | 0
F5_Industrial_Industrial - ID_New_Space Heating_Natural Gas_Strategic Energy Management_A_Achievable Economic UCT Potential | F5 | Industrial | Industrial - ID | New | Space Heating | Natural Gas | Strategic Energy Management | A | Standalone Impact on Baseline Summer Peak (%) | Achievable Economic UCT Potential | 0 | 0 | 0 | 0 | 0 | 0 | 0 | 0 | 0 | 0 | 0 | 0 | 0 | 0 | 0 | 0 | 0 | 0 | 0 | 0 | 0 | 0 | 0 | 0 | 0 | 0 | 0
F6_Industrial_Industrial - ID_New_Space Heating_Natural Gas_Strategic Energy Management_A_Achievable Economic UCT Potential | F6 | Industrial | Industrial - ID | New | Space Heating | Natural Gas | Strategic Energy Management | A | Standalone Impact on Baseline Winter Peak (%) | Achievable Economic UCT Potential | 0 | 0 | 0 | 0 | 0 | 0 | 0 | 0 | 0 | 0 | 0 | 0 | 0 | 0 | 0 | 0 | 0 | 0 | 0 | 0 | 0 | 0 | 0 | 0 | 0 | 0 | 0
F7_Industrial_Industrial - ID_New_Space Heating_Natural Gas_Strategic Energy Management_A_Achievable Economic UCT Potential | F7 | Industrial | Industrial - ID | New | Space Heating | Natural Gas | Strategic Energy Management | A | Incremental Energy Savings (MWh or mTherms) | Achievable Economic UCT Potential | 0 | 0 | 0 | 0 | 0 | 0 | 0 | 0 | 0 | 0 | 0 | 0 | 0 | 0 | 0 | 0 | 0 | 0 | 0 | 0 | 0 | 0 | 0 | 0 | 0 | 0 | 0
F8_Industrial_Industrial - ID_New_Space Heating_Natural Gas_Strategic Energy Management_A_Achievable Economic UCT Potential | F8 | Industrial | Industrial - ID | New | Space Heating | Natural Gas | Strategic Energy Management | A | Incremental Summer Peak Savings (MW) | Achievable Economic UCT Potential | 0 | 0 | 0 | 0 | 0 | 0 | 0 | 0 | 0 | 0 | 0 | 0 | 0 | 0 | 0 | 0 | 0 | 0 | 0 | 0 | 0 | 0 | 0 | 0 | 0 | 0 | 0
F9_Industrial_Industrial - ID_New_Space Heating_Natural Gas_Strategic Energy Management_A_Achievable Economic UCT Potential | F9 | Industrial | Industrial - ID | New | Space Heating | Natural Gas | Strategic Energy Management | A | Incremental Winter Peak Savings (MW) | Achievable Economic UCT Potential | 0 | 0 | 0 | 0 | 0 | 0 | 0 | 0 | 0 | 0 | 0 | 0 | 0 | 0 | 0 | 0 | 0 | 0 | 0 | 0 | 0 | 0 | 0 | 0 | 0 | 0 | 0
F10_Industrial_Industrial - ID_New_Space Heating_Natural Gas_Strategic Energy Management_A_Achievable Economic UCT Potential | F10 | Industrial | Industrial - ID | New | Space Heating | Natural Gas | Strategic Energy Management | A | Cumulative Energy Savings (MWh or mTherms) | Achievable Economic UCT Potential | 0 | 0 | 0 | 0 | 0 | 0 | 0 | 0 | 0 | 0 | 0 | 0 | 0 | 0 | 0 | 0 | 0 | 0 | 0 | 0 | 0 | 0 | 0 | 0 | 0 | 0 | 0
F11_Industrial_Industrial - ID_New_Space Heating_Natural Gas_Strategic Energy Management_A_Achievable Economic UCT Potential | F11 | Industrial | Industrial - ID | New | Space Heating | Natural Gas | Strategic Energy Management | A | Cumulative Summer Peak Savings (MW) | Achievable Economic UCT Potential | 0 | 0 | 0 | 0 | 0 | 0 | 0 | 0 | 0 | 0 | 0 | 0 | 0 | 0 | 0 | 0 | 0 | 0 | 0 | 0 | 0 | 0 | 0 | 0 | 0 | 0 | 0
F12_Industrial_Industrial - ID_New_Space Heating_Natural Gas_Strategic Energy Management_A_Achievable Economic UCT Potential | F12 | Industrial | Industrial - ID | New | Space Heating | Natural Gas | Strategic Energy Management | A | Cumulative Winter Peak Savings (MW) | Achievable Economic UCT Potential | 0 | 0 | 0 | 0 | 0 | 0 | 0 | 0 | 0 | 0 | 0 | 0 | 0 | 0 | 0 | 0 | 0 | 0 | 0 | 0 | 0 | 0 | 0 | 0 | 0 | 0 | 0
F13_Industrial_Industrial - ID_New_Space Heating_Natural Gas_Strategic Energy Management_A_Achievable Economic UCT Potential | F13 | Industrial | Industrial - ID | New | Space Heating | Natural Gas | Strategic Energy Management | A | Purchases (Incremental) | Achievable Economic UCT Potential | 0 | 0 | 0 | 0 | 0 | 0 | 0 | 0 | 0 | 0 | 0 | 0 | 0 | 0 | 0 | 0 | 0 | 0 | 0 | 0 | 0 | 0 | 0 | 0 | 0 | 0 | 0
F14_Industrial_Industrial - ID_New_Space Heating_Natural Gas_Strategic Energy Management_A_Achievable Economic UCT Potential | F14 | Industrial | Industrial - ID | New | Space Heating | Natural Gas | Strategic Energy Management | A | Purchases (Cumulative) | Achievable Economic UCT Potential | 0 | 0 | 0 | 0 | 0 | 0 | 0 | 0 | 0 | 0 | 0 | 0 | 0 | 0 | 0 | 0 | 0 | 0 | 0 | 0 | 0 | 0 | 0 | 0 | 0 | 0 | 0
F1_Industrial_Industrial - ID_New_Process_Natural Gas_Strategic Energy Management_A_Achievable Economic UCT Potential | F1 | Industrial | Industrial - ID | New | Process | Natural Gas | Strategic Energy Management | A | Original Unit Energy Savings (kWh or therms) | Achievable Economic UCT Potential | 0 | 0 | 0.11673 | 0.11673 | 0.11673 | 0.11673 | 0.11673 | 0.11673 | 0.11673 | 0.11673 | 0.11673 | 0.11673 | 0.11673 | 0.11673 | 0.11673 | 0.11673 | 0.11673 | 0.11673 | 0.11673 | 0.11673 | 0.11673 | 0.11673 | 0.11673 | 0.11673 | 0.11673 | 0.11673 | 0.11673
F2_Industrial_Industrial - ID_New_Process_Natural Gas_Strategic Energy Management_A_Achievable Economic UCT Potential | F2 | Industrial | Industrial - ID | New | Process | Natural Gas | Strategic Energy Management | A | Original Unit Summer Peak Savings (kW) | Achievable Economic UCT Potential | 0 | 0 | 0 | 0 | 0 | 0 | 0 | 0 | 0 | 0 | 0 | 0 | 0 | 0 | 0 | 0 | 0 | 0 | 0 | 0 | 0 | 0 | 0 | 0 | 0 | 0 | 0
F3_Industrial_Industrial - ID_New_Process_Natural Gas_Strategic Energy Management_A_Achievable Economic UCT Potential | F3 | Industrial | Industrial - ID | New | Process | Natural Gas | Strategic Energy Management | A | Original Unit Winter Peak Savings (kW) | Achievable Economic UCT Potential | 0 | 0 | 0 | 0 | 0 | 0 | 0 | 0 | 0 | 0 | 0 | 0 | 0 | 0 | 0 | 0 | 0 | 0 | 0 | 0 | 0 | 0 | 0 | 0 | 0 | 0 | 0
F4_Industrial_Industrial - ID_New_Process_Natural Gas_Strategic Energy Management_A_Achievable Economic UCT Potential | F4 | Industrial | Industrial - ID | New | Process | Natural Gas | Strategic Energy Management | A | Standalone Impact on Baseline Energy (%) | Achievable Economic UCT Potential | 0 | 0 | 0 | 0 | 0 | 0 | 0 | 0 | 0 | 0 | 0 | 0 | 0 | 0 | 0 | 0 | 0 | 0 | 0 | 0 | 0 | 0 | 0 | 0 | 0 | 0 | 0
F5_Industrial_Industrial - ID_New_Process_Natural Gas_Strategic Energy Management_A_Achievable Economic UCT Potential | F5 | Industrial | Industrial - ID | New | Process | Natural Gas | Strategic Energy Management | A | Standalone Impact on Baseline Summer Peak (%) | Achievable Economic UCT Potential | 0 | 0 | 0 | 0 | 0 | 0 | 0 | 0 | 0 | 0 | 0 | 0 | 0 | 0 | 0 | 0 | 0 | 0 | 0 | 0 | 0 | 0 | 0 | 0 | 0 | 0 | 0
F6_Industrial_Industrial - ID_New_Process_Natural Gas_Strategic Energy Management_A_Achievable Economic UCT Potential | F6 | Industrial | Industrial - ID | New | Process | Natural Gas | Strategic Energy Management | A | Standalone Impact on Baseline Winter Peak (%) | Achievable Economic UCT Potential | 0 | 0 | 0 | 0 | 0 | 0 | 0 | 0 | 0 | 0 | 0 | 0 | 0 | 0 | 0 | 0 | 0 | 0 | 0 | 0 | 0 | 0 | 0 | 0 | 0 | 0 | 0
F7_Industrial_Industrial - ID_New_Process_Natural Gas_Strategic Energy Management_A_Achievable Economic UCT Potential | F7 | Industrial | Industrial - ID | New | Process | Natural Gas | Strategic Energy Management | A | Incremental Energy Savings (MWh or mTherms) | Achievable Economic UCT Potential | 0 | 0 | 0 | 0 | 0 | 0 | 0 | 0 | 0 | 0 | 0 | 0 | 0 | 0 | 0 | 0 | 0 | 0 | 0 | 0 | 0 | 0 | 0 | 0 | 0 | 0 | 0
F8_Industrial_Industrial - ID_New_Process_Natural Gas_Strategic Energy Management_A_Achievable Economic UCT Potential | F8 | Industrial | Industrial - ID | New | Process | Natural Gas | Strategic Energy Management | A | Incremental Summer Peak Savings (MW) | Achievable Economic UCT Potential | 0 | 0 | 0 | 0 | 0 | 0 | 0 | 0 | 0 | 0 | 0 | 0 | 0 | 0 | 0 | 0 | 0 | 0 | 0 | 0 | 0 | 0 | 0 | 0 | 0 | 0 | 0
F9_Industrial_Industrial - ID_New_Process_Natural Gas_Strategic Energy Management_A_Achievable Economic UCT Potential | F9 | Industrial | Industrial - ID | New | Process | Natural Gas | Strategic Energy Management | A | Incremental Winter Peak Savings (MW) | Achievable Economic UCT Potential | 0 | 0 | 0 | 0 | 0 | 0 | 0 | 0 | 0 | 0 | 0 | 0 | 0 | 0 | 0 | 0 | 0 | 0 | 0 | 0 | 0 | 0 | 0 | 0 | 0 | 0 | 0
F10_Industrial_Industrial - ID_New_Process_Natural Gas_Strategic Energy Management_A_Achievable Economic UCT Potential | F10 | Industrial | Industrial - ID | New | Process | Natural Gas | Strategic Energy Management | A | Cumulative Energy Savings (MWh or mTherms) | Achievable Economic UCT Potential | 0 | 0 | 0 | 0 | 0 | 0 | 0 | 0 | 0 | 0 | 0 | 0 | 0 | 0 | 0 | 0 | 0 | 0 | 0 | 0 | 0 | 0 | 0 | 0 | 0 | 0 | 0
F11_Industrial_Industrial - ID_New_Process_Natural Gas_Strategic Energy Management_A_Achievable Economic UCT Potential | F11 | Industrial | Industrial - ID | New | Process | Natural Gas | Strategic Energy Management | A | Cumulative Summer Peak Savings (MW) | Achievable Economic UCT Potential | 0 | 0 | 0 | 0 | 0 | 0 | 0 | 0 | 0 | 0 | 0 | 0 | 0 | 0 | 0 | 0 | 0 | 0 | 0 | 0 | 0 | 0 | 0 | 0 | 0 | 0 | 0
F12_Industrial_Industrial - ID_New_Process_Natural Gas_Strategic Energy Management_A_Achievable Economic UCT Potential | F12 | Industrial | Industrial - ID | New | Process | Natural Gas | Strategic Energy Management | A | Cumulative Winter Peak Savings (MW) | Achievable Economic UCT Potential | 0 | 0 | 0 | 0 | 0 | 0 | 0 | 0 | 0 | 0 | 0 | 0 | 0 | 0 | 0 | 0 | 0 | 0 | 0 | 0 | 0 | 0 | 0 | 0 | 0 | 0 | 0
F13_Industrial_Industrial - ID_New_Process_Natural Gas_Strategic Energy Management_A_Achievable Economic UCT Potential | F13 | Industrial | Industrial - ID | New | Process | Natural Gas | Strategic Energy Management | A | Purchases (Incremental) | Achievable Economic UCT Potential | 0 | 0 | 0 | 0 | 0 | 0 | 0 | 0 | 0 | 0 | 0 | 0 | 0 | 0 | 0 | 0 | 0 | 0 | 0 | 0 | 0 | 0 | 0 | 0 | 0 | 0 | 0
F14_Industrial_Industrial - ID_New_Process_Natural Gas_Strategic Energy Management_A_Achievable Economic UCT Potential | F14 | Industrial | Industrial - ID | New | Process | Natural Gas | Strategic Energy Management | A | Purchases (Cumulative) | Achievable Economic UCT Potential | 0 | 0 | 0 | 0 | 0 | 0 | 0 | 0 | 0 | 0 | 0 | 0 | 0 | 0 | 0 | 0 | 0 | 0 | 0 | 0 | 0 | 0 | 0 | 0 | 0 | 0 | 0
F1_Industrial_Industrial - ID_New_Miscellaneous_Natural Gas_Strategic Energy Management_A_Achievable Economic UCT Potential | F1 | Industrial | Industrial - ID | New | Miscellaneous | Natural Gas | Strategic Energy Management | A | Original Unit Energy Savings (kWh or therms) | Achievable Economic UCT Potential | 0 | 0 | 0.025488 | 0.025488 | 0.025488 | 0.025488 | 0.025488 | 0.025488 | 0.025488 | 0.025488 | 0.025488 | 0.025488 | 0.025488 | 0.025488 | 0.025488 | 0.025488 | 0.025488 | 0.025488 | 0.025488 | 0.025488 | 0.025488 | 0.025488 | 0.025488 | 0.025488 | 0.025488 | 0.025488 | 0.025488
F2_Industrial_Industrial - ID_New_Miscellaneous_Natural Gas_Strategic Energy Management_A_Achievable Economic UCT Potential | F2 | Industrial | Industrial - ID | New | Miscellaneous | Natural Gas | Strategic Energy Management | A | Original Unit Summer Peak Savings (kW) | Achievable Economic UCT Potential | 0 | 0 | 0 | 0 | 0 | 0 | 0 | 0 | 0 | 0 | 0 | 0 | 0 | 0 | 0 | 0 | 0 | 0 | 0 | 0 | 0 | 0 | 0 | 0 | 0 | 0 | 0
F3_Industrial_Industrial - ID_New_Miscellaneous_Natural Gas_Strategic Energy Management_A_Achievable Economic UCT Potential | F3 | Industrial | Industrial - ID | New | Miscellaneous | Natural Gas | Strategic Energy Management | A | Original Unit Winter Peak Savings (kW) | Achievable Economic UCT Potential | 0 | 0 | 0 | 0 | 0 | 0 | 0 | 0 | 0 | 0 | 0 | 0 | 0 | 0 | 0 | 0 | 0 | 0 | 0 | 0 | 0 | 0 | 0 | 0 | 0 | 0 | 0
F4_Industrial_Industrial - ID_New_Miscellaneous_Natural Gas_Strategic Energy Management_A_Achievable Economic UCT Potential | F4 | Industrial | Industrial - ID | New | Miscellaneous | Natural Gas | Strategic Energy Management | A | Standalone Impact on Baseline Energy (%) | Achievable Economic UCT Potential | 0 | 0 | 0 | 0 | 0 | 0 | 0 | 0 | 0 | 0 | 0 | 0 | 0 | 0 | 0 | 0 | 0 | 0 | 0 | 0 | 0 | 0 | 0 | 0 | 0 | 0 | 0
F5_Industrial_Industrial - ID_New_Miscellaneous_Natural Gas_Strategic Energy Management_A_Achievable Economic UCT Potential | F5 | Industrial | Industrial - ID | New | Miscellaneous | Natural Gas | Strategic Energy Management | A | Standalone Impact on Baseline Summer Peak (%) | Achievable Economic UCT Potential | 0 | 0 | 0 | 0 | 0 | 0 | 0 | 0 | 0 | 0 | 0 | 0 | 0 | 0 | 0 | 0 | 0 | 0 | 0 | 0 | 0 | 0 | 0 | 0 | 0 | 0 | 0
F6_Industrial_Industrial - ID_New_Miscellaneous_Natural Gas_Strategic Energy Management_A_Achievable Economic UCT Potential | F6 | Industrial | Industrial - ID | New | Miscellaneous | Natural Gas | Strategic Energy Management | A | Standalone Impact on Baseline Winter Peak (%) | Achievable Economic UCT Potential | 0 | 0 | 0 | 0 | 0 | 0 | 0 | 0 | 0 | 0 | 0 | 0 | 0 | 0 | 0 | 0 | 0 | 0 | 0 | 0 | 0 | 0 | 0 | 0 | 0 | 0 | 0
F7_Industrial_Industrial - ID_New_Miscellaneous_Natural Gas_Strategic Energy Management_A_Achievable Economic UCT Potential | F7 | Industrial | Industrial - ID | New | Miscellaneous | Natural Gas | Strategic Energy Management | A | Incremental Energy Savings (MWh or mTherms) | Achievable Economic UCT Potential | 0 | 0 | 0 | 0 | 0 | 0 | 0 | 0 | 0 | 0 | 0 | 0 | 0 | 0 | 0 | 0 | 0 | 0 | 0 | 0 | 0 | 0 | 0 | 0 | 0 | 0 | 0
F8_Industrial_Industrial - ID_New_Miscellaneous_Natural Gas_Strategic Energy Management_A_Achievable Economic UCT Potential | F8 | Industrial | Industrial - ID | New | Miscellaneous | Natural Gas | Strategic Energy Management | A | Incremental Summer Peak Savings (MW) | Achievable Economic UCT Potential | 0 | 0 | 0 | 0 | 0 | 0 | 0 | 0 | 0 | 0 | 0 | 0 | 0 | 0 | 0 | 0 | 0 | 0 | 0 | 0 | 0 | 0 | 0 | 0 | 0 | 0 | 0
F9_Industrial_Industrial - ID_New_Miscellaneous_Natural Gas_Strategic Energy Management_A_Achievable Economic UCT Potential | F9 | Industrial | Industrial - ID | New | Miscellaneous | Natural Gas | Strategic Energy Management | A | Incremental Winter Peak Savings (MW) | Achievable Economic UCT Potential | 0 | 0 | 0 | 0 | 0 | 0 | 0 | 0 | 0 | 0 | 0 | 0 | 0 | 0 | 0 | 0 | 0 | 0 | 0 | 0 | 0 | 0 | 0 | 0 | 0 | 0 | 0
F10_Industrial_Industrial - ID_New_Miscellaneous_Natural Gas_Strategic Energy Management_A_Achievable Economic UCT Potential | F10 | Industrial | Industrial - ID | New | Miscellaneous | Natural Gas | Strategic Energy Management | A | Cumulative Energy Savings (MWh or mTherms) | Achievable Economic UCT Potential | 0 | 0 | 0 | 0 | 0 | 0 | 0 | 0 | 0 | 0 | 0 | 0 | 0 | 0 | 0 | 0 | 0 | 0 | 0 | 0 | 0 | 0 | 0 | 0 | 0 | 0 | 0
F11_Industrial_Industrial - ID_New_Miscellaneous_Natural Gas_Strategic Energy Management_A_Achievable Economic UCT Potential | F11 | Industrial | Industrial - ID | New | Miscellaneous | Natural Gas | Strategic Energy Management | A | Cumulative Summer Peak Savings (MW) | Achievable Economic UCT Potential | 0 | 0 | 0 | 0 | 0 | 0 | 0 | 0 | 0 | 0 | 0 | 0 | 0 | 0 | 0 | 0 | 0 | 0 | 0 | 0 | 0 | 0 | 0 | 0 | 0 | 0 | 0
F12_Industrial_Industrial - ID_New_Miscellaneous_Natural Gas_Strategic Energy Management_A_Achievable Economic UCT Potential | F12 | Industrial | Industrial - ID | New | Miscellaneous | Natural Gas | Strategic Energy Management | A | Cumulative Winter Peak Savings (MW) | Achievable Economic UCT Potential | 0 | 0 | 0 | 0 | 0 | 0 | 0 | 0 | 0 | 0 | 0 | 0 | 0 | 0 | 0 | 0 | 0 | 0 | 0 | 0 | 0 | 0 | 0 | 0 | 0 | 0 | 0
F13_Industrial_Industrial - ID_New_Miscellaneous_Natural Gas_Strategic Energy Management_A_Achievable Economic UCT Potential | F13 | Industrial | Industrial - ID | New | Miscellaneous | Natural Gas | Strategic Energy Management | A | Purchases (Incremental) | Achievable Economic UCT Potential | 0 | 0 | 0 | 0 | 0 | 0 | 0 | 0 | 0 | 0 | 0 | 0 | 0 | 0 | 0 | 0 | 0 | 0 | 0 | 0 | 0 | 0 | 0 | 0 | 0 | 0 | 0
F14_Industrial_Industrial - ID_New_Miscellaneous_Natural Gas_Strategic Energy Management_A_Achievable Economic UCT Potential | F14 | Industrial | Industrial - ID | New | Miscellaneous | Natural Gas | Strategic Energy Management | A | Purchases (Cumulative) | Achievable Economic UCT Potential | 0 | 0 | 0 | 0 | 0 | 0 | 0 | 0 | 0 | 0 | 0 | 0 | 0 | 0 | 0 | 0 | 0 | 0 | 0 | 0 | 0 | 0 | 0 | 0 | 0 | 0 | 0
F1_Industrial_Industrial - ID_New_Space Heating_Natural Gas_Retrocommissioning_A_Achievable Economic UCT Potential | F1 | Industrial | Industrial - ID | New | Space Heating | Natural Gas | Retrocommissioning | A | Original Unit Energy Savings (kWh or therms) | Achievable Economic UCT Potential | 0 | 0 | 0.035242 | 0.03429 | 0.034213 | 0.034184 | 0.034169 | 0.034159 | 0.034153 | 0.034148 | 0.034145 | 0.034142 | 0.03414 | 0.034138 | 0.034137 | 0.034136 | 0.034134 | 0.034133 | 0.034133 | 0.034132 | 0.03413 | 0.034129 | 0.034127 | 0.034126 | 0.034125 | 0.034125 | 0.034124
F2_Industrial_Industrial - ID_New_Space Heating_Natural Gas_Retrocommissioning_A_Achievable Economic UCT Potential | F2 | Industrial | Industrial - ID | New | Space Heating | Natural Gas | Retrocommissioning | A | Original Unit Summer Peak Savings (kW) | Achievable Economic UCT Potential | 0 | 0 | 0 | 0 | 0 | 0 | 0 | 0 | 0 | 0 | 0 | 0 | 0 | 0 | 0 | 0 | 0 | 0 | 0 | 0 | 0 | 0 | 0 | 0 | 0 | 0 | 0
F3_Industrial_Industrial - ID_New_Space Heating_Natural Gas_Retrocommissioning_A_Achievable Economic UCT Potential | F3 | Industrial | Industrial - ID | New | Space Heating | Natural Gas | Retrocommissioning | A | Original Unit Winter Peak Savings (kW) | Achievable Economic UCT Potential | 0 | 0 | 0 | 0 | 0 | 0 | 0 | 0 | 0 | 0 | 0 | 0 | 0 | 0 | 0 | 0 | 0 | 0 | 0 | 0 | 0 | 0 | 0 | 0 | 0 | 0 | 0
F4_Industrial_Industrial - ID_New_Space Heating_Natural Gas_Retrocommissioning_A_Achievable Economic UCT Potential | F4 | Industrial | Industrial - ID | New | Space Heating | Natural Gas | Retrocommissioning | A | Standalone Impact on Baseline Energy (%) | Achievable Economic UCT Potential | 0 | 0 | 0 | 0 | 0 | 0 | 0 | 0 | 0 | 0 | 0 | 0 | 0 | 0 | 0 | 0 | 0 | 0 | 0 | 0 | 0 | 0 | 0 | 0 | 0 | 0 | 0
F5_Industrial_Industrial - ID_New_Space Heating_Natural Gas_Retrocommissioning_A_Achievable Economic UCT Potential | F5 | Industrial | Industrial - ID | New | Space Heating | Natural Gas | Retrocommissioning | A | Standalone Impact on Baseline Summer Peak (%) | Achievable Economic UCT Potential | 0 | 0 | 0 | 0 | 0 | 0 | 0 | 0 | 0 | 0 | 0 | 0 | 0 | 0 | 0 | 0 | 0 | 0 | 0 | 0 | 0 | 0 | 0 | 0 | 0 | 0 | 0
F6_Industrial_Industrial - ID_New_Space Heating_Natural Gas_Retrocommissioning_A_Achievable Economic UCT Potential | F6 | Industrial | Industrial - ID | New | Space Heating | Natural Gas | Retrocommissioning | A | Standalone Impact on Baseline Winter Peak (%) | Achievable Economic UCT Potential | 0 | 0 | 0 | 0 | 0 | 0 | 0 | 0 | 0 | 0 | 0 | 0 | 0 | 0 | 0 | 0 | 0 | 0 | 0 | 0 | 0 | 0 | 0 | 0 | 0 | 0 | 0
F7_Industrial_Industrial - ID_New_Space Heating_Natural Gas_Retrocommissioning_A_Achievable Economic UCT Potential | F7 | Industrial | Industrial - ID | New | Space Heating | Natural Gas | Retrocommissioning | A | Incremental Energy Savings (MWh or mTherms) | Achievable Economic UCT Potential | 0 | 0 | 0 | 0 | 0 | 0 | 0 | 0 | 0 | 0 | 0 | 0 | 0 | 0 | 0 | 0 | 0 | 0 | 0 | 0 | 0 | 0 | 0 | 0 | 0 | 0 | 0
F8_Industrial_Industrial - ID_New_Space Heating_Natural Gas_Retrocommissioning_A_Achievable Economic UCT Potential | F8 | Industrial | Industrial - ID | New | Space Heating | Natural Gas | Retrocommissioning | A | Incremental Summer Peak Savings (MW) | Achievable Economic UCT Potential | 0 | 0 | 0 | 0 | 0 | 0 | 0 | 0 | 0 | 0 | 0 | 0 | 0 | 0 | 0 | 0 | 0 | 0 | 0 | 0 | 0 | 0 | 0 | 0 | 0 | 0 | 0
F9_Industrial_Industrial - ID_New_Space Heating_Natural Gas_Retrocommissioning_A_Achievable Economic UCT Potential | F9 | Industrial | Industrial - ID | New | Space Heating | Natural Gas | Retrocommissioning | A | Incremental Winter Peak Savings (MW) | Achievable Economic UCT Potential | 0 | 0 | 0 | 0 | 0 | 0 | 0 | 0 | 0 | 0 | 0 | 0 | 0 | 0 | 0 | 0 | 0 | 0 | 0 | 0 | 0 | 0 | 0 | 0 | 0 | 0 | 0
F10_Industrial_Industrial - ID_New_Space Heating_Natural Gas_Retrocommissioning_A_Achievable Economic UCT Potential | F10 | Industrial | Industrial - ID | New | Space Heating | Natural Gas | Retrocommissioning | A | Cumulative Energy Savings (MWh or mTherms) | Achievable Economic UCT Potential | 0 | 0 | 0 | 0 | 0 | 0 | 0 | 0 | 0 | 0 | 0 | 0 | 0 | 0 | 0 | 0 | 0 | 0 | 0 | 0 | 0 | 0 | 0 | 0 | 0 | 0 | 0
F11_Industrial_Industrial - ID_New_Space Heating_Natural Gas_Retrocommissioning_A_Achievable Economic UCT Potential | F11 | Industrial | Industrial - ID | New | Space Heating | Natural Gas | Retrocommissioning | A | Cumulative Summer Peak Savings (MW) | Achievable Economic UCT Potential | 0 | 0 | 0 | 0 | 0 | 0 | 0 | 0 | 0 | 0 | 0 | 0 | 0 | 0 | 0 | 0 | 0 | 0 | 0 | 0 | 0 | 0 | 0 | 0 | 0 | 0 | 0
F12_Industrial_Industrial - ID_New_Space Heating_Natural Gas_Retrocommissioning_A_Achievable Economic UCT Potential | F12 | Industrial | Industrial - ID | New | Space Heating | Natural Gas | Retrocommissioning | A | Cumulative Winter Peak Savings (MW) | Achievable Economic UCT Potential | 0 | 0 | 0 | 0 | 0 | 0 | 0 | 0 | 0 | 0 | 0 | 0 | 0 | 0 | 0 | 0 | 0 | 0 | 0 | 0 | 0 | 0 | 0 | 0 | 0 | 0 | 0
F13_Industrial_Industrial - ID_New_Space Heating_Natural Gas_Retrocommissioning_A_Achievable Economic UCT Potential | F13 | Industrial | Industrial - ID | New | Space Heating | Natural Gas | Retrocommissioning | A | Purchases (Incremental) | Achievable Economic UCT Potential | 0 | 0 | 0 | 0 | 0 | 0 | 0 | 0 | 0 | 0 | 0 | 0 | 0 | 0 | 0 | 0 | 0 | 0 | 0 | 0 | 0 | 0 | 0 | 0 | 0 | 0 | 0
F14_Industrial_Industrial - ID_New_Space Heating_Natural Gas_Retrocommissioning_A_Achievable Economic UCT Potential | F14 | Industrial | Industrial - ID | New | Space Heating | Natural Gas | Retrocommissioning | A | Purchases (Cumulative) | Achievable Economic UCT Potential | 0 | 0 | 0 | 0 | 0 | 0 | 0 | 0 | 0 | 0 | 0 | 0 | 0 | 0 | 0 | 0 | 0 | 0 | 0 | 0 | 0 | 0 | 0 | 0 | 0 | 0 | 0
F1_Industrial_Industrial - ID_New_Process_Natural Gas_Retrocommissioning_A_Achievable Economic UCT Potential | F1 | Industrial | Industrial - ID | New | Process | Natural Gas | Retrocommissioning | A | Original Unit Energy Savings (kWh or therms) | Achievable Economic UCT Potential | 0 | 0 | 0 | 0 | 0 | 0 | 0 | 0 | 0 | 0 | 0 | 0 | 0 | 0 | 0 | 0 | 0 | 0 | 0 | 0 | 0 | 0 | 0 | 0 | 0 | 0 | 0
F2_Industrial_Industrial - ID_New_Process_Natural Gas_Retrocommissioning_A_Achievable Economic UCT Potential | F2 | Industrial | Industrial - ID | New | Process | Natural Gas | Retrocommissioning | A | Original Unit Summer Peak Savings (kW) | Achievable Economic UCT Potential | 0 | 0 | 0 | 0 | 0 | 0 | 0 | 0 | 0 | 0 | 0 | 0 | 0 | 0 | 0 | 0 | 0 | 0 | 0 | 0 | 0 | 0 | 0 | 0 | 0 | 0 | 0
F3_Industrial_Industrial - ID_New_Process_Natural Gas_Retrocommissioning_A_Achievable Economic UCT Potential | F3 | Industrial | Industrial - ID | New | Process | Natural Gas | Retrocommissioning | A | Original Unit Winter Peak Savings (kW) | Achievable Economic UCT Potential | 0 | 0 | 0 | 0 | 0 | 0 | 0 | 0 | 0 | 0 | 0 | 0 | 0 | 0 | 0 | 0 | 0 | 0 | 0 | 0 | 0 | 0 | 0 | 0 | 0 | 0 | 0
F4_Industrial_Industrial - ID_New_Process_Natural Gas_Retrocommissioning_A_Achievable Economic UCT Potential | F4 | Industrial | Industrial - ID | New | Process | Natural Gas | Retrocommissioning | A | Standalone Impact on Baseline Energy (%) | Achievable Economic UCT Potential | 0 | 0 | 0 | 0 | 0 | 0 | 0 | 0 | 0 | 0 | 0 | 0 | 0 | 0 | 0 | 0 | 0 | 0 | 0 | 0 | 0 | 0 | 0 | 0 | 0 | 0 | 0
F5_Industrial_Industrial - ID_New_Process_Natural Gas_Retrocommissioning_A_Achievable Economic UCT Potential | F5 | Industrial | Industrial - ID | New | Process | Natural Gas | Retrocommissioning | A | Standalone Impact on Baseline Summer Peak (%) | Achievable Economic UCT Potential | 0 | 0 | 0 | 0 | 0 | 0 | 0 | 0 | 0 | 0 | 0 | 0 | 0 | 0 | 0 | 0 | 0 | 0 | 0 | 0 | 0 | 0 | 0 | 0 | 0 | 0 | 0
F6_Industrial_Industrial - ID_New_Process_Natural Gas_Retrocommissioning_A_Achievable Economic UCT Potential | F6 | Industrial | Industrial - ID | New | Process | Natural Gas | Retrocommissioning | A | Standalone Impact on Baseline Winter Peak (%) | Achievable Economic UCT Potential | 0 | 0 | 0 | 0 | 0 | 0 | 0 | 0 | 0 | 0 | 0 | 0 | 0 | 0 | 0 | 0 | 0 | 0 | 0 | 0 | 0 | 0 | 0 | 0 | 0 | 0 | 0
F7_Industrial_Industrial - ID_New_Process_Natural Gas_Retrocommissioning_A_Achievable Economic UCT Potential | F7 | Industrial | Industrial - ID | New | Process | Natural Gas | Retrocommissioning | A | Incremental Energy Savings (MWh or mTherms) | Achievable Economic UCT Potential | 0 | 0 | 0 | 0 | 0 | 0 | 0 | 0 | 0 | 0 | 0 | 0 | 0 | 0 | 0 | 0 | 0 | 0 | 0 | 0 | 0 | 0 | 0 | 0 | 0 | 0 | 0
F8_Industrial_Industrial - ID_New_Process_Natural Gas_Retrocommissioning_A_Achievable Economic UCT Potential | F8 | Industrial | Industrial - ID | New | Process | Natural Gas | Retrocommissioning | A | Incremental Summer Peak Savings (MW) | Achievable Economic UCT Potential | 0 | 0 | 0 | 0 | 0 | 0 | 0 | 0 | 0 | 0 | 0 | 0 | 0 | 0 | 0 | 0 | 0 | 0 | 0 | 0 | 0 | 0 | 0 | 0 | 0 | 0 | 0
F9_Industrial_Industrial - ID_New_Process_Natural Gas_Retrocommissioning_A_Achievable Economic UCT Potential | F9 | Industrial | Industrial - ID | New | Process | Natural Gas | Retrocommissioning | A | Incremental Winter Peak Savings (MW) | Achievable Economic UCT Potential | 0 | 0 | 0 | 0 | 0 | 0 | 0 | 0 | 0 | 0 | 0 | 0 | 0 | 0 | 0 | 0 | 0 | 0 | 0 | 0 | 0 | 0 | 0 | 0 | 0 | 0 | 0
F10_Industrial_Industrial - ID_New_Process_Natural Gas_Retrocommissioning_A_Achievable Economic UCT Potential | F10 | Industrial | Industrial - ID | New | Process | Natural Gas | Retrocommissioning | A | Cumulative Energy Savings (MWh or mTherms) | Achievable Economic UCT Potential | 0 | 0 | 0 | 0 | 0 | 0 | 0 | 0 | 0 | 0 | 0 | 0 | 0 | 0 | 0 | 0 | 0 | 0 | 0 | 0 | 0 | 0 | 0 | 0 | 0 | 0 | 0
F11_Industrial_Industrial - ID_New_Process_Natural Gas_Retrocommissioning_A_Achievable Economic UCT Potential | F11 | Industrial | Industrial - ID | New | Process | Natural Gas | Retrocommissioning | A | Cumulative Summer Peak Savings (MW) | Achievable Economic UCT Potential | 0 | 0 | 0 | 0 | 0 | 0 | 0 | 0 | 0 | 0 | 0 | 0 | 0 | 0 | 0 | 0 | 0 | 0 | 0 | 0 | 0 | 0 | 0 | 0 | 0 | 0 | 0
F12_Industrial_Industrial - ID_New_Process_Natural Gas_Retrocommissioning_A_Achievable Economic UCT Potential | F12 | Industrial | Industrial - ID | New | Process | Natural Gas | Retrocommissioning | A | Cumulative Winter Peak Savings (MW) | Achievable Economic UCT Potential | 0 | 0 | 0 | 0 | 0 | 0 | 0 | 0 | 0 | 0 | 0 | 0 | 0 | 0 | 0 | 0 | 0 | 0 | 0 | 0 | 0 | 0 | 0 | 0 | 0 | 0 | 0
F13_Industrial_Industrial - ID_New_Process_Natural Gas_Retrocommissioning_A_Achievable Economic UCT Potential | F13 | Industrial | Industrial - ID | New | Process | Natural Gas | Retrocommissioning | A | Purchases (Incremental) | Achievable Economic UCT Potential | 0 | 0 | 0 | 0 | 0 | 0 | 0 | 0 | 0 | 0 | 0 | 0 | 0 | 0 | 0 | 0 | 0 | 0 | 0 | 0 | 0 | 0 | 0 | 0 | 0 | 0 | 0
F14_Industrial_Industrial - ID_New_Process_Natural Gas_Retrocommissioning_A_Achievable Economic UCT Potential | F14 | Industrial | Industrial - ID | New | Process | Natural Gas | Retrocommissioning | A | Purchases (Cumulative) | Achievable Economic UCT Potential | 0 | 0 | 0 | 0 | 0 | 0 | 0 | 0 | 0 | 0 | 0 | 0 | 0 | 0 | 0 | 0 | 0 | 0 | 0 | 0 | 0 | 0 | 0 | 0 | 0 | 0 | 0
F1_Industrial_Industrial - WA_Existing_Space Heating_Natural Gas_Furnace_A_Achievable Economic RVT Potential | F1 | Industrial | Industrial - WA | Existing | Space Heating | Natural Gas | Furnace | A | Original Unit Energy Savings (kWh or therms) | Achievable Economic RVT Potential | 0 | 47.696 | 47.5111 | 23.7555 | 23.7555 | 23.7555 | 23.7555 | 23.7555 | 23.7555 | 23.7555 | 23.7555 | 23.7555 | 23.7555 | 23.7555 | 23.7555 | 23.7555 | 23.7555 | 23.7555 | 23.7555 | 23.7555 | 23.7555 | 23.7555 | 23.7555 | 23.7555 | 23.7555 | 23.7555 | 23.7555
F2_Industrial_Industrial - WA_Existing_Space Heating_Natural Gas_Furnace_A_Achievable Economic RVT Potential | F2 | Industrial | Industrial - WA | Existing | Space Heating | Natural Gas | Furnace | A | Original Unit Summer Peak Savings (kW) | Achievable Economic RVT Potential | 0 | 0 | 0 | 0 | 0 | 0 | 0 | 0 | 0 | 0 | 0 | 0 | 0 | 0 | 0 | 0 | 0 | 0 | 0 | 0 | 0 | 0 | 0 | 0 | 0 | 0 | 0
F3_Industrial_Industrial - WA_Existing_Space Heating_Natural Gas_Furnace_A_Achievable Economic RVT Potential | F3 | Industrial | Industrial - WA | Existing | Space Heating | Natural Gas | Furnace | A | Original Unit Winter Peak Savings (kW) | Achievable Economic RVT Potential | 0 | 0 | 0 | 0 | 0 | 0 | 0 | 0 | 0 | 0 | 0 | 0 | 0 | 0 | 0 | 0 | 0 | 0 | 0 | 0 | 0 | 0 | 0 | 0 | 0 | 0 | 0
F4_Industrial_Industrial - WA_Existing_Space Heating_Natural Gas_Furnace_A_Achievable Economic RVT Potential | F4 | Industrial | Industrial - WA | Existing | Space Heating | Natural Gas | Furnace | A | Standalone Impact on Baseline Energy (%) | Achievable Economic RVT Potential | 0 | 0 | 0 | 0 | 0 | 0 | 0 | 0 | 0 | 0 | 0 | 0 | 0 | 0 | 0 | 0 | 0 | 0 | 0 | 0 | 0 | 0 | 0 | 0 | 0 | 0 | 0
F5_Industrial_Industrial - WA_Existing_Space Heating_Natural Gas_Furnace_A_Achievable Economic RVT Potential | F5 | Industrial | Industrial - WA | Existing | Space Heating | Natural Gas | Furnace | A | Standalone Impact on Baseline Summer Peak (%) | Achievable Economic RVT Potential | 0 | 0 | 0 | 0 | 0 | 0 | 0 | 0 | 0 | 0 | 0 | 0 | 0 | 0 | 0 | 0 | 0 | 0 | 0 | 0 | 0 | 0 | 0 | 0 | 0 | 0 | 0
F6_Industrial_Industrial - WA_Existing_Space Heating_Natural Gas_Furnace_A_Achievable Economic RVT Potential | F6 | Industrial | Industrial - WA | Existing | Space Heating | Natural Gas | Furnace | A | Standalone Impact on Baseline Winter Peak (%) | Achievable Economic RVT Potential | 0 | 0 | 0 | 0 | 0 | 0 | 0 | 0 | 0 | 0 | 0 | 0 | 0 | 0 | 0 | 0 | 0 | 0 | 0 | 0 | 0 | 0 | 0 | 0 | 0 | 0 | 0
F7_Industrial_Industrial - WA_Existing_Space Heating_Natural Gas_Furnace_A_Achievable Economic RVT Potential | F7 | Industrial | Industrial - WA | Existing | Space Heating | Natural Gas | Furnace | A | Incremental Energy Savings (MWh or mTherms) | Achievable Economic RVT Potential | 0 | 0 | 0 | 0 | 0 | 0 | 0 | 0 | 0 | 0 | 0 | 0 | 0 | 0 | 0 | 0 | 0 | 0 | 0 | 0 | 0 | 0 | 0 | 0 | 0 | 0 | 0
F8_Industrial_Industrial - WA_Existing_Space Heating_Natural Gas_Furnace_A_Achievable Economic RVT Potential | F8 | Industrial | Industrial - WA | Existing | Space Heating | Natural Gas | Furnace | A | Incremental Summer Peak Savings (MW) | Achievable Economic RVT Potential | 0 | 0 | 0 | 0 | 0 | 0 | 0 | 0 | 0 | 0 | 0 | 0 | 0 | 0 | 0 | 0 | 0 | 0 | 0 | 0 | 0 | 0 | 0 | 0 | 0 | 0 | 0
F9_Industrial_Industrial - WA_Existing_Space Heating_Natural Gas_Furnace_A_Achievable Economic RVT Potential | F9 | Industrial | Industrial - WA | Existing | Space Heating | Natural Gas | Furnace | A | Incremental Winter Peak Savings (MW) | Achievable Economic RVT Potential | 0 | 0 | 0 | 0 | 0 | 0 | 0 | 0 | 0 | 0 | 0 | 0 | 0 | 0 | 0 | 0 | 0 | 0 | 0 | 0 | 0 | 0 | 0 | 0 | 0 | 0 | 0
F10_Industrial_Industrial - WA_Existing_Space Heating_Natural Gas_Furnace_A_Achievable Economic RVT Potential | F10 | Industrial | Industrial - WA | Existing | Space Heating | Natural Gas | Furnace | A | Cumulative Energy Savings (MWh or mTherms) | Achievable Economic RVT Potential | 0 | 0 | 0 | 0 | 0 | 0 | 0 | 0 | 0 | 0 | 0 | 0 | 0 | 0 | 0 | 0 | 0 | 0 | 0 | 0 | 0 | 0 | 0 | 0 | 0 | 0 | 0
F11_Industrial_Industrial - WA_Existing_Space Heating_Natural Gas_Furnace_A_Achievable Economic RVT Potential | F11 | Industrial | Industrial - WA | Existing | Space Heating | Natural Gas | Furnace | A | Cumulative Summer Peak Savings (MW) | Achievable Economic RVT Potential | 0 | 0 | 0 | 0 | 0 | 0 | 0 | 0 | 0 | 0 | 0 | 0 | 0 | 0 | 0 | 0 | 0 | 0 | 0 | 0 | 0 | 0 | 0 | 0 | 0 | 0 | 0
F12_Industrial_Industrial - WA_Existing_Space Heating_Natural Gas_Furnace_A_Achievable Economic RVT Potential | F12 | Industrial | Industrial - WA | Existing | Space Heating | Natural Gas | Furnace | A | Cumulative Winter Peak Savings (MW) | Achievable Economic RVT Potential | 0 | 0 | 0 | 0 | 0 | 0 | 0 | 0 | 0 | 0 | 0 | 0 | 0 | 0 | 0 | 0 | 0 | 0 | 0 | 0 | 0 | 0 | 0 | 0 | 0 | 0 | 0
F13_Industrial_Industrial - WA_Existing_Space Heating_Natural Gas_Furnace_A_Achievable Economic RVT Potential | F13 | Industrial | Industrial - WA | Existing | Space Heating | Natural Gas | Furnace | A | Purchases (Incremental) | Achievable Economic RVT Potential | 0 | 0 | 0 | 0 | 0 | 0 | 0 | 0 | 0 | 0 | 0 | 0 | 0 | 0 | 0 | 0 | 0 | 0 | 0 | 0 | 0 | 0 | 0 | 0 | 0 | 0 | 0
F14_Industrial_Industrial - WA_Existing_Space Heating_Natural Gas_Furnace_A_Achievable Economic RVT Potential | F14 | Industrial | Industrial - WA | Existing | Space Heating | Natural Gas | Furnace | A | Purchases (Cumulative) | Achievable Economic RVT Potential | 0 | 0 | 0 | 0 | 0 | 0 | 0 | 0 | 0 | 0 | 0 | 0 | 0 | 0 | 0 | 0 | 0 | 0 | 0 | 0 | 0 | 0 | 0 | 0 | 0 | 0 | 0
F1_Industrial_Industrial - WA_Existing_Space Heating_Natural Gas_Boiler_A_Achievable Economic RVT Potential | F1 | Industrial | Industrial - WA | Existing | Space Heating | Natural Gas | Boiler | A | Original Unit Energy Savings (kWh or therms) | Achievable Economic RVT Potential | 0 | 49.1964 | 49.0056 | 49.0056 | 49.0056 | 49.0056 | 49.0056 | 49.0056 | 49.0056 | 49.0056 | 49.0056 | 49.0056 | 49.0056 | 49.0056 | 49.0056 | 49.0056 | 49.0056 | 49.0056 | 49.0056 | 49.0056 | 49.0056 | 49.0056 | 49.0056 | 49.0056 | 49.0056 | 49.0056 | 49.0056
F2_Industrial_Industrial - WA_Existing_Space Heating_Natural Gas_Boiler_A_Achievable Economic RVT Potential | F2 | Industrial | Industrial - WA | Existing | Space Heating | Natural Gas | Boiler | A | Original Unit Summer Peak Savings (kW) | Achievable Economic RVT Potential | 0 | 0 | 0 | 0 | 0 | 0 | 0 | 0 | 0 | 0 | 0 | 0 | 0 | 0 | 0 | 0 | 0 | 0 | 0 | 0 | 0 | 0 | 0 | 0 | 0 | 0 | 0
F3_Industrial_Industrial - WA_Existing_Space Heating_Natural Gas_Boiler_A_Achievable Economic RVT Potential | F3 | Industrial | Industrial - WA | Existing | Space Heating | Natural Gas | Boiler | A | Original Unit Winter Peak Savings (kW) | Achievable Economic RVT Potential | 0 | 0 | 0 | 0 | 0 | 0 | 0 | 0 | 0 | 0 | 0 | 0 | 0 | 0 | 0 | 0 | 0 | 0 | 0 | 0 | 0 | 0 | 0 | 0 | 0 | 0 | 0
F4_Industrial_Industrial - WA_Existing_Space Heating_Natural Gas_Boiler_A_Achievable Economic RVT Potential | F4 | Industrial | Industrial - WA | Existing | Space Heating | Natural Gas | Boiler | A | Standalone Impact on Baseline Energy (%) | Achievable Economic RVT Potential | 0 | 0 | 0 | 0 | 0 | 0 | 0 | 0 | 0 | 0 | 0 | 0 | 0 | 0 | 0 | 0 | 0 | 0 | 0 | 0 | 0 | 0 | 0 | 0 | 0 | 0 | 0
F5_Industrial_Industrial - WA_Existing_Space Heating_Natural Gas_Boiler_A_Achievable Economic RVT Potential | F5 | Industrial | Industrial - WA | Existing | Space Heating | Natural Gas | Boiler | A | Standalone Impact on Baseline Summer Peak (%) | Achievable Economic RVT Potential | 0 | 0 | 0 | 0 | 0 | 0 | 0 | 0 | 0 | 0 | 0 | 0 | 0 | 0 | 0 | 0 | 0 | 0 | 0 | 0 | 0 | 0 | 0 | 0 | 0 | 0 | 0
F6_Industrial_Industrial - WA_Existing_Space Heating_Natural Gas_Boiler_A_Achievable Economic RVT Potential | F6 | Industrial | Industrial - WA | Existing | Space Heating | Natural Gas | Boiler | A | Standalone Impact on Baseline Winter Peak (%) | Achievable Economic RVT Potential | 0 | 0 | 0 | 0 | 0 | 0 | 0 | 0 | 0 | 0 | 0 | 0 | 0 | 0 | 0 | 0 | 0 | 0 | 0 | 0 | 0 | 0 | 0 | 0 | 0 | 0 | 0
F7_Industrial_Industrial - WA_Existing_Space Heating_Natural Gas_Boiler_A_Achievable Economic RVT Potential | F7 | Industrial | Industrial - WA | Existing | Space Heating | Natural Gas | Boiler | A | Incremental Energy Savings (MWh or mTherms) | Achievable Economic RVT Potential | 0 | 0 | 0 | 0 | 0 | 0 | 0 | 0 | 0 | 0 | 0 | 0 | 0 | 0 | 0 | 0 | 0 | 0 | 0 | 0 | 0 | 0 | 0 | 0 | 0 | 0 | 0
F8_Industrial_Industrial - WA_Existing_Space Heating_Natural Gas_Boiler_A_Achievable Economic RVT Potential | F8 | Industrial | Industrial - WA | Existing | Space Heating | Natural Gas | Boiler | A | Incremental Summer Peak Savings (MW) | Achievable Economic RVT Potential | 0 | 0 | 0 | 0 | 0 | 0 | 0 | 0 | 0 | 0 | 0 | 0 | 0 | 0 | 0 | 0 | 0 | 0 | 0 | 0 | 0 | 0 | 0 | 0 | 0 | 0 | 0
F9_Industrial_Industrial - WA_Existing_Space Heating_Natural Gas_Boiler_A_Achievable Economic RVT Potential | F9 | Industrial | Industrial - WA | Existing | Space Heating | Natural Gas | Boiler | A | Incremental Winter Peak Savings (MW) | Achievable Economic RVT Potential | 0 | 0 | 0 | 0 | 0 | 0 | 0 | 0 | 0 | 0 | 0 | 0 | 0 | 0 | 0 | 0 | 0 | 0 | 0 | 0 | 0 | 0 | 0 | 0 | 0 | 0 | 0
F10_Industrial_Industrial - WA_Existing_Space Heating_Natural Gas_Boiler_A_Achievable Economic RVT Potential | F10 | Industrial | Industrial - WA | Existing | Space Heating | Natural Gas | Boiler | A | Cumulative Energy Savings (MWh or mTherms) | Achievable Economic RVT Potential | 0 | 0 | 0 | 0 | 0 | 0 | 0 | 0 | 0 | 0 | 0 | 0 | 0 | 0 | 0 | 0 | 0 | 0 | 0 | 0 | 0 | 0 | 0 | 0 | 0 | 0 | 0
F11_Industrial_Industrial - WA_Existing_Space Heating_Natural Gas_Boiler_A_Achievable Economic RVT Potential | F11 | Industrial | Industrial - WA | Existing | Space Heating | Natural Gas | Boiler | A | Cumulative Summer Peak Savings (MW) | Achievable Economic RVT Potential | 0 | 0 | 0 | 0 | 0 | 0 | 0 | 0 | 0 | 0 | 0 | 0 | 0 | 0 | 0 | 0 | 0 | 0 | 0 | 0 | 0 | 0 | 0 | 0 | 0 | 0 | 0
F12_Industrial_Industrial - WA_Existing_Space Heating_Natural Gas_Boiler_A_Achievable Economic RVT Potential | F12 | Industrial | Industrial - WA | Existing | Space Heating | Natural Gas | Boiler | A | Cumulative Winter Peak Savings (MW) | Achievable Economic RVT Potential | 0 | 0 | 0 | 0 | 0 | 0 | 0 | 0 | 0 | 0 | 0 | 0 | 0 | 0 | 0 | 0 | 0 | 0 | 0 | 0 | 0 | 0 | 0 | 0 | 0 | 0 | 0
F13_Industrial_Industrial - WA_Existing_Space Heating_Natural Gas_Boiler_A_Achievable Economic RVT Potential | F13 | Industrial | Industrial - WA | Existing | Space Heating | Natural Gas | Boiler | A | Purchases (Incremental) | Achievable Economic RVT Potential | 0 | 0 | 0 | 0 | 0 | 0 | 0 | 0 | 0 | 0 | 0 | 0 | 0 | 0 | 0 | 0 | 0 | 0 | 0 | 0 | 0 | 0 | 0 | 0 | 0 | 0 | 0
F14_Industrial_Industrial - WA_Existing_Space Heating_Natural Gas_Boiler_A_Achievable Economic RVT Potential | F14 | Industrial | Industrial - WA | Existing | Space Heating | Natural Gas | Boiler | A | Purchases (Cumulative) | Achievable Economic RVT Potential | 0 | 0 | 0 | 0 | 0 | 0 | 0 | 0 | 0 | 0 | 0 | 0 | 0 | 0 | 0 | 0 | 0 | 0 | 0 | 0 | 0 | 0 | 0 | 0 | 0 | 0 | 0
F1_Industrial_Industrial - WA_Existing_Space Heating_Natural Gas_Unit Heater_A_Achievable Economic RVT Potential | F1 | Industrial | Industrial - WA | Existing | Space Heating | Natural Gas | Unit Heater | A | Original Unit Energy Savings (kWh or therms) | Achievable Economic RVT Potential | 0 | 191840.798 | 191096.8947 | 191096.8947 | 191096.8947 | 191096.8947 | 191096.8947 | 191096.8947 | 191096.8947 | 191096.8947 | 191096.8947 | 191096.8947 | 191096.8947 | 191096.8947 | 191096.8947 | 191096.8947 | 191096.8947 | 191096.8947 | 191096.8947 | 191096.8947 | 191096.8947 | 191096.8947 | 191096.8947 | 191096.8947 | 191096.8947 | 191096.8947 | 191096.8947
F2_Industrial_Industrial - WA_Existing_Space Heating_Natural Gas_Unit Heater_A_Achievable Economic RVT Potential | F2 | Industrial | Industrial - WA | Existing | Space Heating | Natural Gas | Unit Heater | A | Original Unit Summer Peak Savings (kW) | Achievable Economic RVT Potential | 0 | 0 | 0 | 0 | 0 | 0 | 0 | 0 | 0 | 0 | 0 | 0 | 0 | 0 | 0 | 0 | 0 | 0 | 0 | 0 | 0 | 0 | 0 | 0 | 0 | 0 | 0
F3_Industrial_Industrial - WA_Existing_Space Heating_Natural Gas_Unit Heater_A_Achievable Economic RVT Potential | F3 | Industrial | Industrial - WA | Existing | Space Heating | Natural Gas | Unit Heater | A | Original Unit Winter Peak Savings (kW) | Achievable Economic RVT Potential | 0 | 0 | 0 | 0 | 0 | 0 | 0 | 0 | 0 | 0 | 0 | 0 | 0 | 0 | 0 | 0 | 0 | 0 | 0 | 0 | 0 | 0 | 0 | 0 | 0 | 0 | 0
F4_Industrial_Industrial - WA_Existing_Space Heating_Natural Gas_Unit Heater_A_Achievable Economic RVT Potential | F4 | Industrial | Industrial - WA | Existing | Space Heating | Natural Gas | Unit Heater | A | Standalone Impact on Baseline Energy (%) | Achievable Economic RVT Potential | 0 | 0 | 0 | 0 | 0 | 0 | 0 | 0 | 0 | 0 | 0 | 0 | 0 | 0 | 0 | 0 | 0 | 0 | 0 | 0 | 0 | 0 | 0 | 0 | 0 | 0 | 0
F5_Industrial_Industrial - WA_Existing_Space Heating_Natural Gas_Unit Heater_A_Achievable Economic RVT Potential | F5 | Industrial | Industrial - WA | Existing | Space Heating | Natural Gas | Unit Heater | A | Standalone Impact on Baseline Summer Peak (%) | Achievable Economic RVT Potential | 0 | 0 | 0 | 0 | 0 | 0 | 0 | 0 | 0 | 0 | 0 | 0 | 0 | 0 | 0 | 0 | 0 | 0 | 0 | 0 | 0 | 0 | 0 | 0 | 0 | 0 | 0
F6_Industrial_Industrial - WA_Existing_Space Heating_Natural Gas_Unit Heater_A_Achievable Economic RVT Potential | F6 | Industrial | Industrial - WA | Existing | Space Heating | Natural Gas | Unit Heater | A | Standalone Impact on Baseline Winter Peak (%) | Achievable Economic RVT Potential | 0 | 0 | 0 | 0 | 0 | 0 | 0 | 0 | 0 | 0 | 0 | 0 | 0 | 0 | 0 | 0 | 0 | 0 | 0 | 0 | 0 | 0 | 0 | 0 | 0 | 0 | 0
F7_Industrial_Industrial - WA_Existing_Space Heating_Natural Gas_Unit Heater_A_Achievable Economic RVT Potential | F7 | Industrial | Industrial - WA | Existing | Space Heating | Natural Gas | Unit Heater | A | Incremental Energy Savings (MWh or mTherms) | Achievable Economic RVT Potential | 0 | 0 | 0 | 0 | 0 | 0 | 0 | 0 | 0 | 0 | 0 | 0 | 0 | 0 | 0 | 0 | 0 | 0 | 0 | 0 | 0 | 0 | 0 | 0 | 0 | 0 | 0
F8_Industrial_Industrial - WA_Existing_Space Heating_Natural Gas_Unit Heater_A_Achievable Economic RVT Potential | F8 | Industrial | Industrial - WA | Existing | Space Heating | Natural Gas | Unit Heater | A | Incremental Summer Peak Savings (MW) | Achievable Economic RVT Potential | 0 | 0 | 0 | 0 | 0 | 0 | 0 | 0 | 0 | 0 | 0 | 0 | 0 | 0 | 0 | 0 | 0 | 0 | 0 | 0 | 0 | 0 | 0 | 0 | 0 | 0 | 0
F9_Industrial_Industrial - WA_Existing_Space Heating_Natural Gas_Unit Heater_A_Achievable Economic RVT Potential | F9 | Industrial | Industrial - WA | Existing | Space Heating | Natural Gas | Unit Heater | A | Incremental Winter Peak Savings (MW) | Achievable Economic RVT Potential | 0 | 0 | 0 | 0 | 0 | 0 | 0 | 0 | 0 | 0 | 0 | 0 | 0 | 0 | 0 | 0 | 0 | 0 | 0 | 0 | 0 | 0 | 0 | 0 | 0 | 0 | 0
F10_Industrial_Industrial - WA_Existing_Space Heating_Natural Gas_Unit Heater_A_Achievable Economic RVT Potential | F10 | Industrial | Industrial - WA | Existing | Space Heating | Natural Gas | Unit Heater | A | Cumulative Energy Savings (MWh or mTherms) | Achievable Economic RVT Potential | 0 | 0 | 0 | 0 | 0 | 0 | 0 | 0 | 0 | 0 | 0 | 0 | 0 | 0 | 0 | 0 | 0 | 0 | 0 | 0 | 0 | 0 | 0 | 0 | 0 | 0 | 0
F11_Industrial_Industrial - WA_Existing_Space Heating_Natural Gas_Unit Heater_A_Achievable Economic RVT Potential | F11 | Industrial | Industrial - WA | Existing | Space Heating | Natural Gas | Unit Heater | A | Cumulative Summer Peak Savings (MW) | Achievable Economic RVT Potential | 0 | 0 | 0 | 0 | 0 | 0 | 0 | 0 | 0 | 0 | 0 | 0 | 0 | 0 | 0 | 0 | 0 | 0 | 0 | 0 | 0 | 0 | 0 | 0 | 0 | 0 | 0
F12_Industrial_Industrial - WA_Existing_Space Heating_Natural Gas_Unit Heater_A_Achievable Economic RVT Potential | F12 | Industrial | Industrial - WA | Existing | Space Heating | Natural Gas | Unit Heater | A | Cumulative Winter Peak Savings (MW) | Achievable Economic RVT Potential | 0 | 0 | 0 | 0 | 0 | 0 | 0 | 0 | 0 | 0 | 0 | 0 | 0 | 0 | 0 | 0 | 0 | 0 | 0 | 0 | 0 | 0 | 0 | 0 | 0 | 0 | 0
F13_Industrial_Industrial - WA_Existing_Space Heating_Natural Gas_Unit Heater_A_Achievable Economic RVT Potential | F13 | Industrial | Industrial - WA | Existing | Space Heating | Natural Gas | Unit Heater | A | Purchases (Incremental) | Achievable Economic RVT Potential | 0 | 0 | 0 | 0 | 0 | 0 | 0 | 0 | 0 | 0 | 0 | 0 | 0 | 0 | 0 | 0 | 0 | 0 | 0 | 0 | 0 | 0 | 0 | 0 | 0 | 0 | 0
F14_Industrial_Industrial - WA_Existing_Space Heating_Natural Gas_Unit Heater_A_Achievable Economic RVT Potential | F14 | Industrial | Industrial - WA | Existing | Space Heating | Natural Gas | Unit Heater | A | Purchases (Cumulative) | Achievable Economic RVT Potential | 0 | 0 | 0 | 0 | 0 | 0 | 0 | 0 | 0 | 0 | 0 | 0 | 0 | 0 | 0 | 0 | 0 | 0 | 0 | 0 | 0 | 0 | 0 | 0 | 0 | 0 | 0
F1_Industrial_Industrial - WA_New_Space Heating_Natural Gas_Furnace_A_Achievable Economic RVT Potential | F1 | Industrial | Industrial - WA | New | Space Heating | Natural Gas | Furnace | A | Original Unit Energy Savings (kWh or therms) | Achievable Economic RVT Potential | 0 | 36.5821 | 36.4403 | 18.2201 | 18.2201 | 18.2201 | 18.2201 | 18.2201 | 18.2201 | 18.2201 | 18.2201 | 18.2201 | 18.2201 | 18.2201 | 18.2201 | 18.2201 | 18.2201 | 18.2201 | 18.2201 | 18.2201 | 18.2201 | 18.2201 | 18.2201 | 18.2201 | 18.2201 | 18.2201 | 18.2201
F2_Industrial_Industrial - WA_New_Space Heating_Natural Gas_Furnace_A_Achievable Economic RVT Potential | F2 | Industrial | Industrial - WA | New | Space Heating | Natural Gas | Furnace | A | Original Unit Summer Peak Savings (kW) | Achievable Economic RVT Potential | 0 | 0 | 0 | 0 | 0 | 0 | 0 | 0 | 0 | 0 | 0 | 0 | 0 | 0 | 0 | 0 | 0 | 0 | 0 | 0 | 0 | 0 | 0 | 0 | 0 | 0 | 0
F3_Industrial_Industrial - WA_New_Space Heating_Natural Gas_Furnace_A_Achievable Economic RVT Potential | F3 | Industrial | Industrial - WA | New | Space Heating | Natural Gas | Furnace | A | Original Unit Winter Peak Savings (kW) | Achievable Economic RVT Potential | 0 | 0 | 0 | 0 | 0 | 0 | 0 | 0 | 0 | 0 | 0 | 0 | 0 | 0 | 0 | 0 | 0 | 0 | 0 | 0 | 0 | 0 | 0 | 0 | 0 | 0 | 0
F4_Industrial_Industrial - WA_New_Space Heating_Natural Gas_Furnace_A_Achievable Economic RVT Potential | F4 | Industrial | Industrial - WA | New | Space Heating | Natural Gas | Furnace | A | Standalone Impact on Baseline Energy (%) | Achievable Economic RVT Potential | 0 | 0 | 0 | 0 | 0 | 0 | 0 | 0 | 0 | 0 | 0 | 0 | 0 | 0 | 0 | 0 | 0 | 0 | 0 | 0 | 0 | 0 | 0 | 0 | 0 | 0 | 0
F5_Industrial_Industrial - WA_New_Space Heating_Natural Gas_Furnace_A_Achievable Economic RVT Potential | F5 | Industrial | Industrial - WA | New | Space Heating | Natural Gas | Furnace | A | Standalone Impact on Baseline Summer Peak (%) | Achievable Economic RVT Potential | 0 | 0 | 0 | 0 | 0 | 0 | 0 | 0 | 0 | 0 | 0 | 0 | 0 | 0 | 0 | 0 | 0 | 0 | 0 | 0 | 0 | 0 | 0 | 0 | 0 | 0 | 0
F6_Industrial_Industrial - WA_New_Space Heating_Natural Gas_Furnace_A_Achievable Economic RVT Potential | F6 | Industrial | Industrial - WA | New | Space Heating | Natural Gas | Furnace | A | Standalone Impact on Baseline Winter Peak (%) | Achievable Economic RVT Potential | 0 | 0 | 0 | 0 | 0 | 0 | 0 | 0 | 0 | 0 | 0 | 0 | 0 | 0 | 0 | 0 | 0 | 0 | 0 | 0 | 0 | 0 | 0 | 0 | 0 | 0 | 0
F7_Industrial_Industrial - WA_New_Space Heating_Natural Gas_Furnace_A_Achievable Economic RVT Potential | F7 | Industrial | Industrial - WA | New | Space Heating | Natural Gas | Furnace | A | Incremental Energy Savings (MWh or mTherms) | Achievable Economic RVT Potential | 0 | 0 | 0 | 0 | 0 | 0 | 0 | 0 | 0 | 0 | 0 | 0 | 0 | 0 | 0 | 0 | 0 | 0 | 0 | 0 | 0 | 0 | 0 | 0 | 0 | 0 | 0
F8_Industrial_Industrial - WA_New_Space Heating_Natural Gas_Furnace_A_Achievable Economic RVT Potential | F8 | Industrial | Industrial - WA | New | Space Heating | Natural Gas | Furnace | A | Incremental Summer Peak Savings (MW) | Achievable Economic RVT Potential | 0 | 0 | 0 | 0 | 0 | 0 | 0 | 0 | 0 | 0 | 0 | 0 | 0 | 0 | 0 | 0 | 0 | 0 | 0 | 0 | 0 | 0 | 0 | 0 | 0 | 0 | 0
F9_Industrial_Industrial - WA_New_Space Heating_Natural Gas_Furnace_A_Achievable Economic RVT Potential | F9 | Industrial | Industrial - WA | New | Space Heating | Natural Gas | Furnace | A | Incremental Winter Peak Savings (MW) | Achievable Economic RVT Potential | 0 | 0 | 0 | 0 | 0 | 0 | 0 | 0 | 0 | 0 | 0 | 0 | 0 | 0 | 0 | 0 | 0 | 0 | 0 | 0 | 0 | 0 | 0 | 0 | 0 | 0 | 0
F10_Industrial_Industrial - WA_New_Space Heating_Natural Gas_Furnace_A_Achievable Economic RVT Potential | F10 | Industrial | Industrial - WA | New | Space Heating | Natural Gas | Furnace | A | Cumulative Energy Savings (MWh or mTherms) | Achievable Economic RVT Potential | 0 | 0 | 0 | 0 | 0 | 0 | 0 | 0 | 0 | 0 | 0 | 0 | 0 | 0 | 0 | 0 | 0 | 0 | 0 | 0 | 0 | 0 | 0 | 0 | 0 | 0 | 0
F11_Industrial_Industrial - WA_New_Space Heating_Natural Gas_Furnace_A_Achievable Economic RVT Potential | F11 | Industrial | Industrial - WA | New | Space Heating | Natural Gas | Furnace | A | Cumulative Summer Peak Savings (MW) | Achievable Economic RVT Potential | 0 | 0 | 0 | 0 | 0 | 0 | 0 | 0 | 0 | 0 | 0 | 0 | 0 | 0 | 0 | 0 | 0 | 0 | 0 | 0 | 0 | 0 | 0 | 0 | 0 | 0 | 0
F12_Industrial_Industrial - WA_New_Space Heating_Natural Gas_Furnace_A_Achievable Economic RVT Potential | F12 | Industrial | Industrial - WA | New | Space Heating | Natural Gas | Furnace | A | Cumulative Winter Peak Savings (MW) | Achievable Economic RVT Potential | 0 | 0 | 0 | 0 | 0 | 0 | 0 | 0 | 0 | 0 | 0 | 0 | 0 | 0 | 0 | 0 | 0 | 0 | 0 | 0 | 0 | 0 | 0 | 0 | 0 | 0 | 0
F13_Industrial_Industrial - WA_New_Space Heating_Natural Gas_Furnace_A_Achievable Economic RVT Potential | F13 | Industrial | Industrial - WA | New | Space Heating | Natural Gas | Furnace | A | Purchases (Incremental) | Achievable Economic RVT Potential | 0 | 0 | 0 | 0 | 0 | 0 | 0 | 0 | 0 | 0 | 0 | 0 | 0 | 0 | 0 | 0 | 0 | 0 | 0 | 0 | 0 | 0 | 0 | 0 | 0 | 0 | 0
F14_Industrial_Industrial - WA_New_Space Heating_Natural Gas_Furnace_A_Achievable Economic RVT Potential | F14 | Industrial | Industrial - WA | New | Space Heating | Natural Gas | Furnace | A | Purchases (Cumulative) | Achievable Economic RVT Potential | 0 | 0 | 0 | 0 | 0 | 0 | 0 | 0 | 0 | 0 | 0 | 0 | 0 | 0 | 0 | 0 | 0 | 0 | 0 | 0 | 0 | 0 | 0 | 0 | 0 | 0 | 0
F1_Industrial_Industrial - WA_New_Space Heating_Natural Gas_Boiler_A_Achievable Economic RVT Potential | F1 | Industrial | Industrial - WA | New | Space Heating | Natural Gas | Boiler | A | Original Unit Energy Savings (kWh or therms) | Achievable Economic RVT Potential | 0 | 44.0904 | 43.9194 | 43.9194 | 43.9194 | 43.9194 | 43.9194 | 43.9194 | 43.9194 | 43.9194 | 43.9194 | 43.9194 | 43.9194 | 43.9194 | 43.9194 | 43.9194 | 43.9194 | 43.9194 | 43.9194 | 43.9194 | 43.9194 | 43.9194 | 43.9194 | 43.9194 | 43.9194 | 43.9194 | 43.9194
F2_Industrial_Industrial - WA_New_Space Heating_Natural Gas_Boiler_A_Achievable Economic RVT Potential | F2 | Industrial | Industrial - WA | New | Space Heating | Natural Gas | Boiler | A | Original Unit Summer Peak Savings (kW) | Achievable Economic RVT Potential | 0 | 0 | 0 | 0 | 0 | 0 | 0 | 0 | 0 | 0 | 0 | 0 | 0 | 0 | 0 | 0 | 0 | 0 | 0 | 0 | 0 | 0 | 0 | 0 | 0 | 0 | 0
F3_Industrial_Industrial - WA_New_Space Heating_Natural Gas_Boiler_A_Achievable Economic RVT Potential | F3 | Industrial | Industrial - WA | New | Space Heating | Natural Gas | Boiler | A | Original Unit Winter Peak Savings (kW) | Achievable Economic RVT Potential | 0 | 0 | 0 | 0 | 0 | 0 | 0 | 0 | 0 | 0 | 0 | 0 | 0 | 0 | 0 | 0 | 0 | 0 | 0 | 0 | 0 | 0 | 0 | 0 | 0 | 0 | 0
F4_Industrial_Industrial - WA_New_Space Heating_Natural Gas_Boiler_A_Achievable Economic RVT Potential | F4 | Industrial | Industrial - WA | New | Space Heating | Natural Gas | Boiler | A | Standalone Impact on Baseline Energy (%) | Achievable Economic RVT Potential | 0 | 0 | 0 | 0 | 0 | 0 | 0 | 0 | 0 | 0 | 0 | 0 | 0 | 0 | 0 | 0 | 0 | 0 | 0 | 0 | 0 | 0 | 0 | 0 | 0 | 0 | 0
F5_Industrial_Industrial - WA_New_Space Heating_Natural Gas_Boiler_A_Achievable Economic RVT Potential | F5 | Industrial | Industrial - WA | New | Space Heating | Natural Gas | Boiler | A | Standalone Impact on Baseline Summer Peak (%) | Achievable Economic RVT Potential | 0 | 0 | 0 | 0 | 0 | 0 | 0 | 0 | 0 | 0 | 0 | 0 | 0 | 0 | 0 | 0 | 0 | 0 | 0 | 0 | 0 | 0 | 0 | 0 | 0 | 0 | 0
F6_Industrial_Industrial - WA_New_Space Heating_Natural Gas_Boiler_A_Achievable Economic RVT Potential | F6 | Industrial | Industrial - WA | New | Space Heating | Natural Gas | Boiler | A | Standalone Impact on Baseline Winter Peak (%) | Achievable Economic RVT Potential | 0 | 0 | 0 | 0 | 0 | 0 | 0 | 0 | 0 | 0 | 0 | 0 | 0 | 0 | 0 | 0 | 0 | 0 | 0 | 0 | 0 | 0 | 0 | 0 | 0 | 0 | 0
F7_Industrial_Industrial - WA_New_Space Heating_Natural Gas_Boiler_A_Achievable Economic RVT Potential | F7 | Industrial | Industrial - WA | New | Space Heating | Natural Gas | Boiler | A | Incremental Energy Savings (MWh or mTherms) | Achievable Economic RVT Potential | 0 | 0 | 0 | 0 | 0 | 0 | 0 | 0 | 0 | 0 | 0 | 0 | 0 | 0 | 0 | 0 | 0 | 0 | 0 | 0 | 0 | 0 | 0 | 0 | 0 | 0 | 0
F8_Industrial_Industrial - WA_New_Space Heating_Natural Gas_Boiler_A_Achievable Economic RVT Potential | F8 | Industrial | Industrial - WA | New | Space Heating | Natural Gas | Boiler | A | Incremental Summer Peak Savings (MW) | Achievable Economic RVT Potential | 0 | 0 | 0 | 0 | 0 | 0 | 0 | 0 | 0 | 0 | 0 | 0 | 0 | 0 | 0 | 0 | 0 | 0 | 0 | 0 | 0 | 0 | 0 | 0 | 0 | 0 | 0
F9_Industrial_Industrial - WA_New_Space Heating_Natural Gas_Boiler_A_Achievable Economic RVT Potential | F9 | Industrial | Industrial - WA | New | Space Heating | Natural Gas | Boiler | A | Incremental Winter Peak Savings (MW) | Achievable Economic RVT Potential | 0 | 0 | 0 | 0 | 0 | 0 | 0 | 0 | 0 | 0 | 0 | 0 | 0 | 0 | 0 | 0 | 0 | 0 | 0 | 0 | 0 | 0 | 0 | 0 | 0 | 0 | 0
F10_Industrial_Industrial - WA_New_Space Heating_Natural Gas_Boiler_A_Achievable Economic RVT Potential | F10 | Industrial | Industrial - WA | New | Space Heating | Natural Gas | Boiler | A | Cumulative Energy Savings (MWh or mTherms) | Achievable Economic RVT Potential | 0 | 0 | 0 | 0 | 0 | 0 | 0 | 0 | 0 | 0 | 0 | 0 | 0 | 0 | 0 | 0 | 0 | 0 | 0 | 0 | 0 | 0 | 0 | 0 | 0 | 0 | 0
F11_Industrial_Industrial - WA_New_Space Heating_Natural Gas_Boiler_A_Achievable Economic RVT Potential | F11 | Industrial | Industrial - WA | New | Space Heating | Natural Gas | Boiler | A | Cumulative Summer Peak Savings (MW) | Achievable Economic RVT Potential | 0 | 0 | 0 | 0 | 0 | 0 | 0 | 0 | 0 | 0 | 0 | 0 | 0 | 0 | 0 | 0 | 0 | 0 | 0 | 0 | 0 | 0 | 0 | 0 | 0 | 0 | 0
F12_Industrial_Industrial - WA_New_Space Heating_Natural Gas_Boiler_A_Achievable Economic RVT Potential | F12 | Industrial | Industrial - WA | New | Space Heating | Natural Gas | Boiler | A | Cumulative Winter Peak Savings (MW) | Achievable Economic RVT Potential | 0 | 0 | 0 | 0 | 0 | 0 | 0 | 0 | 0 | 0 | 0 | 0 | 0 | 0 | 0 | 0 | 0 | 0 | 0 | 0 | 0 | 0 | 0 | 0 | 0 | 0 | 0
F13_Industrial_Industrial - WA_New_Space Heating_Natural Gas_Boiler_A_Achievable Economic RVT Potential | F13 | Industrial | Industrial - WA | New | Space Heating | Natural Gas | Boiler | A | Purchases (Incremental) | Achievable Economic RVT Potential | 0 | 0 | 0 | 0 | 0 | 0 | 0 | 0 | 0 | 0 | 0 | 0 | 0 | 0 | 0 | 0 | 0 | 0 | 0 | 0 | 0 | 0 | 0 | 0 | 0 | 0 | 0
F14_Industrial_Industrial - WA_New_Space Heating_Natural Gas_Boiler_A_Achievable Economic RVT Potential | F14 | Industrial | Industrial - WA | New | Space Heating | Natural Gas | Boiler | A | Purchases (Cumulative) | Achievable Economic RVT Potential | 0 | 0 | 0 | 0 | 0 | 0 | 0 | 0 | 0 | 0 | 0 | 0 | 0 | 0 | 0 | 0 | 0 | 0 | 0 | 0 | 0 | 0 | 0 | 0 | 0 | 0 | 0
F1_Industrial_Industrial - WA_New_Space Heating_Natural Gas_Unit Heater_A_Achievable Economic RVT Potential | F1 | Industrial | Industrial - WA | New | Space Heating | Natural Gas | Unit Heater | A | Original Unit Energy Savings (kWh or therms) | Achievable Economic RVT Potential | 0 | 191840.798 | 191096.8947 | 191096.8947 | 191096.8947 | 191096.8947 | 191096.8947 | 191096.8947 | 191096.8947 | 191096.8947 | 191096.8947 | 191096.8947 | 191096.8947 | 191096.8947 | 191096.8947 | 191096.8947 | 191096.8947 | 191096.8947 | 191096.8947 | 191096.8947 | 191096.8947 | 191096.8947 | 191096.8947 | 191096.8947 | 191096.8947 | 191096.8947 | 191096.8947
F2_Industrial_Industrial - WA_New_Space Heating_Natural Gas_Unit Heater_A_Achievable Economic RVT Potential | F2 | Industrial | Industrial - WA | New | Space Heating | Natural Gas | Unit Heater | A | Original Unit Summer Peak Savings (kW) | Achievable Economic RVT Potential | 0 | 0 | 0 | 0 | 0 | 0 | 0 | 0 | 0 | 0 | 0 | 0 | 0 | 0 | 0 | 0 | 0 | 0 | 0 | 0 | 0 | 0 | 0 | 0 | 0 | 0 | 0
F3_Industrial_Industrial - WA_New_Space Heating_Natural Gas_Unit Heater_A_Achievable Economic RVT Potential | F3 | Industrial | Industrial - WA | New | Space Heating | Natural Gas | Unit Heater | A | Original Unit Winter Peak Savings (kW) | Achievable Economic RVT Potential | 0 | 0 | 0 | 0 | 0 | 0 | 0 | 0 | 0 | 0 | 0 | 0 | 0 | 0 | 0 | 0 | 0 | 0 | 0 | 0 | 0 | 0 | 0 | 0 | 0 | 0 | 0
F4_Industrial_Industrial - WA_New_Space Heating_Natural Gas_Unit Heater_A_Achievable Economic RVT Potential | F4 | Industrial | Industrial - WA | New | Space Heating | Natural Gas | Unit Heater | A | Standalone Impact on Baseline Energy (%) | Achievable Economic RVT Potential | 0 | 0 | 0 | 0 | 0 | 0 | 0 | 0 | 0 | 0 | 0 | 0 | 0 | 0 | 0 | 0 | 0 | 0 | 0 | 0 | 0 | 0 | 0 | 0 | 0 | 0 | 0
F5_Industrial_Industrial - WA_New_Space Heating_Natural Gas_Unit Heater_A_Achievable Economic RVT Potential | F5 | Industrial | Industrial - WA | New | Space Heating | Natural Gas | Unit Heater | A | Standalone Impact on Baseline Summer Peak (%) | Achievable Economic RVT Potential | 0 | 0 | 0 | 0 | 0 | 0 | 0 | 0 | 0 | 0 | 0 | 0 | 0 | 0 | 0 | 0 | 0 | 0 | 0 | 0 | 0 | 0 | 0 | 0 | 0 | 0 | 0
F6_Industrial_Industrial - WA_New_Space Heating_Natural Gas_Unit Heater_A_Achievable Economic RVT Potential | F6 | Industrial | Industrial - WA | New | Space Heating | Natural Gas | Unit Heater | A | Standalone Impact on Baseline Winter Peak (%) | Achievable Economic RVT Potential | 0 | 0 | 0 | 0 | 0 | 0 | 0 | 0 | 0 | 0 | 0 | 0 | 0 | 0 | 0 | 0 | 0 | 0 | 0 | 0 | 0 | 0 | 0 | 0 | 0 | 0 | 0
F7_Industrial_Industrial - WA_New_Space Heating_Natural Gas_Unit Heater_A_Achievable Economic RVT Potential | F7 | Industrial | Industrial - WA | New | Space Heating | Natural Gas | Unit Heater | A | Incremental Energy Savings (MWh or mTherms) | Achievable Economic RVT Potential | 0 | 0 | 0 | 0 | 0 | 0 | 0 | 0 | 0 | 0 | 0 | 0 | 0 | 0 | 0 | 0 | 0 | 0 | 0 | 0 | 0 | 0 | 0 | 0 | 0 | 0 | 0
F8_Industrial_Industrial - WA_New_Space Heating_Natural Gas_Unit Heater_A_Achievable Economic RVT Potential | F8 | Industrial | Industrial - WA | New | Space Heating | Natural Gas | Unit Heater | A | Incremental Summer Peak Savings (MW) | Achievable Economic RVT Potential | 0 | 0 | 0 | 0 | 0 | 0 | 0 | 0 | 0 | 0 | 0 | 0 | 0 | 0 | 0 | 0 | 0 | 0 | 0 | 0 | 0 | 0 | 0 | 0 | 0 | 0 | 0
F9_Industrial_Industrial - WA_New_Space Heating_Natural Gas_Unit Heater_A_Achievable Economic RVT Potential | F9 | Industrial | Industrial - WA | New | Space Heating | Natural Gas | Unit Heater | A | Incremental Winter Peak Savings (MW) | Achievable Economic RVT Potential | 0 | 0 | 0 | 0 | 0 | 0 | 0 | 0 | 0 | 0 | 0 | 0 | 0 | 0 | 0 | 0 | 0 | 0 | 0 | 0 | 0 | 0 | 0 | 0 | 0 | 0 | 0
F10_Industrial_Industrial - WA_New_Space Heating_Natural Gas_Unit Heater_A_Achievable Economic RVT Potential | F10 | Industrial | Industrial - WA | New | Space Heating | Natural Gas | Unit Heater | A | Cumulative Energy Savings (MWh or mTherms) | Achievable Economic RVT Potential | 0 | 0 | 0 | 0 | 0 | 0 | 0 | 0 | 0 | 0 | 0 | 0 | 0 | 0 | 0 | 0 | 0 | 0 | 0 | 0 | 0 | 0 | 0 | 0 | 0 | 0 | 0
F11_Industrial_Industrial - WA_New_Space Heating_Natural Gas_Unit Heater_A_Achievable Economic RVT Potential | F11 | Industrial | Industrial - WA | New | Space Heating | Natural Gas | Unit Heater | A | Cumulative Summer Peak Savings (MW) | Achievable Economic RVT Potential | 0 | 0 | 0 | 0 | 0 | 0 | 0 | 0 | 0 | 0 | 0 | 0 | 0 | 0 | 0 | 0 | 0 | 0 | 0 | 0 | 0 | 0 | 0 | 0 | 0 | 0 | 0
F12_Industrial_Industrial - WA_New_Space Heating_Natural Gas_Unit Heater_A_Achievable Economic RVT Potential | F12 | Industrial | Industrial - WA | New | Space Heating | Natural Gas | Unit Heater | A | Cumulative Winter Peak Savings (MW) | Achievable Economic RVT Potential | 0 | 0 | 0 | 0 | 0 | 0 | 0 | 0 | 0 | 0 | 0 | 0 | 0 | 0 | 0 | 0 | 0 | 0 | 0 | 0 | 0 | 0 | 0 | 0 | 0 | 0 | 0
F13_Industrial_Industrial - WA_New_Space Heating_Natural Gas_Unit Heater_A_Achievable Economic RVT Potential | F13 | Industrial | Industrial - WA | New | Space Heating | Natural Gas | Unit Heater | A | Purchases (Incremental) | Achievable Economic RVT Potential | 0 | 0 | 0 | 0 | 0 | 0 | 0 | 0 | 0 | 0 | 0 | 0 | 0 | 0 | 0 | 0 | 0 | 0 | 0 | 0 | 0 | 0 | 0 | 0 | 0 | 0 | 0
F14_Industrial_Industrial - WA_New_Space Heating_Natural Gas_Unit Heater_A_Achievable Economic RVT Potential | F14 | Industrial | Industrial - WA | New | Space Heating | Natural Gas | Unit Heater | A | Purchases (Cumulative) | Achievable Economic RVT Potential | 0 | 0 | 0 | 0 | 0 | 0 | 0 | 0 | 0 | 0 | 0 | 0 | 0 | 0 | 0 | 0 | 0 | 0 | 0 | 0 | 0 | 0 | 0 | 0 | 0 | 0 | 0
F1_Industrial_Industrial - ID_Existing_Space Heating_Natural Gas_Furnace_A_Achievable Economic RVT Potential | F1 | Industrial | Industrial - ID | Existing | Space Heating | Natural Gas | Furnace | A | Original Unit Energy Savings (kWh or therms) | Achievable Economic RVT Potential | 0 | 55.8014 | 55.585 | 27.7925 | 27.7925 | 27.7925 | 27.7925 | 27.7925 | 27.7925 | 27.7925 | 27.7925 | 27.7925 | 27.7925 | 27.7925 | 27.7925 | 27.7925 | 27.7925 | 27.7925 | 27.7925 | 27.7925 | 27.7925 | 27.7925 | 27.7925 | 27.7925 | 27.7925 | 27.7925 | 27.7925
F2_Industrial_Industrial - ID_Existing_Space Heating_Natural Gas_Furnace_A_Achievable Economic RVT Potential | F2 | Industrial | Industrial - ID | Existing | Space Heating | Natural Gas | Furnace | A | Original Unit Summer Peak Savings (kW) | Achievable Economic RVT Potential | 0 | 0 | 0 | 0 | 0 | 0 | 0 | 0 | 0 | 0 | 0 | 0 | 0 | 0 | 0 | 0 | 0 | 0 | 0 | 0 | 0 | 0 | 0 | 0 | 0 | 0 | 0
F3_Industrial_Industrial - ID_Existing_Space Heating_Natural Gas_Furnace_A_Achievable Economic RVT Potential | F3 | Industrial | Industrial - ID | Existing | Space Heating | Natural Gas | Furnace | A | Original Unit Winter Peak Savings (kW) | Achievable Economic RVT Potential | 0 | 0 | 0 | 0 | 0 | 0 | 0 | 0 | 0 | 0 | 0 | 0 | 0 | 0 | 0 | 0 | 0 | 0 | 0 | 0 | 0 | 0 | 0 | 0 | 0 | 0 | 0
F4_Industrial_Industrial - ID_Existing_Space Heating_Natural Gas_Furnace_A_Achievable Economic RVT Potential | F4 | Industrial | Industrial - ID | Existing | Space Heating | Natural Gas | Furnace | A | Standalone Impact on Baseline Energy (%) | Achievable Economic RVT Potential | 0 | 0 | 0 | 0 | 0 | 0 | 0 | 0 | 0 | 0 | 0 | 0 | 0 | 0 | 0 | 0 | 0 | 0 | 0 | 0 | 0 | 0 | 0 | 0 | 0 | 0 | 0
F5_Industrial_Industrial - ID_Existing_Space Heating_Natural Gas_Furnace_A_Achievable Economic RVT Potential | F5 | Industrial | Industrial - ID | Existing | Space Heating | Natural Gas | Furnace | A | Standalone Impact on Baseline Summer Peak (%) | Achievable Economic RVT Potential | 0 | 0 | 0 | 0 | 0 | 0 | 0 | 0 | 0 | 0 | 0 | 0 | 0 | 0 | 0 | 0 | 0 | 0 | 0 | 0 | 0 | 0 | 0 | 0 | 0 | 0 | 0
F6_Industrial_Industrial - ID_Existing_Space Heating_Natural Gas_Furnace_A_Achievable Economic RVT Potential | F6 | Industrial | Industrial - ID | Existing | Space Heating | Natural Gas | Furnace | A | Standalone Impact on Baseline Winter Peak (%) | Achievable Economic RVT Potential | 0 | 0 | 0 | 0 | 0 | 0 | 0 | 0 | 0 | 0 | 0 | 0 | 0 | 0 | 0 | 0 | 0 | 0 | 0 | 0 | 0 | 0 | 0 | 0 | 0 | 0 | 0
F7_Industrial_Industrial - ID_Existing_Space Heating_Natural Gas_Furnace_A_Achievable Economic RVT Potential | F7 | Industrial | Industrial - ID | Existing | Space Heating | Natural Gas | Furnace | A | Incremental Energy Savings (MWh or mTherms) | Achievable Economic RVT Potential | 0 | 0 | 0 | 0 | 0 | 0 | 0 | 0 | 0 | 0 | 0 | 0 | 0 | 0 | 0 | 0 | 0 | 0 | 0 | 0 | 0 | 0 | 0 | 0 | 0 | 0 | 0
F8_Industrial_Industrial - ID_Existing_Space Heating_Natural Gas_Furnace_A_Achievable Economic RVT Potential | F8 | Industrial | Industrial - ID | Existing | Space Heating | Natural Gas | Furnace | A | Incremental Summer Peak Savings (MW) | Achievable Economic RVT Potential | 0 | 0 | 0 | 0 | 0 | 0 | 0 | 0 | 0 | 0 | 0 | 0 | 0 | 0 | 0 | 0 | 0 | 0 | 0 | 0 | 0 | 0 | 0 | 0 | 0 | 0 | 0
F9_Industrial_Industrial - ID_Existing_Space Heating_Natural Gas_Furnace_A_Achievable Economic RVT Potential | F9 | Industrial | Industrial - ID | Existing | Space Heating | Natural Gas | Furnace | A | Incremental Winter Peak Savings (MW) | Achievable Economic RVT Potential | 0 | 0 | 0 | 0 | 0 | 0 | 0 | 0 | 0 | 0 | 0 | 0 | 0 | 0 | 0 | 0 | 0 | 0 | 0 | 0 | 0 | 0 | 0 | 0 | 0 | 0 | 0
F10_Industrial_Industrial - ID_Existing_Space Heating_Natural Gas_Furnace_A_Achievable Economic RVT Potential | F10 | Industrial | Industrial - ID | Existing | Space Heating | Natural Gas | Furnace | A | Cumulative Energy Savings (MWh or mTherms) | Achievable Economic RVT Potential | 0 | 0 | 0 | 0 | 0 | 0 | 0 | 0 | 0 | 0 | 0 | 0 | 0 | 0 | 0 | 0 | 0 | 0 | 0 | 0 | 0 | 0 | 0 | 0 | 0 | 0 | 0
F11_Industrial_Industrial - ID_Existing_Space Heating_Natural Gas_Furnace_A_Achievable Economic RVT Potential | F11 | Industrial | Industrial - ID | Existing | Space Heating | Natural Gas | Furnace | A | Cumulative Summer Peak Savings (MW) | Achievable Economic RVT Potential | 0 | 0 | 0 | 0 | 0 | 0 | 0 | 0 | 0 | 0 | 0 | 0 | 0 | 0 | 0 | 0 | 0 | 0 | 0 | 0 | 0 | 0 | 0 | 0 | 0 | 0 | 0
F12_Industrial_Industrial - ID_Existing_Space Heating_Natural Gas_Furnace_A_Achievable Economic RVT Potential | F12 | Industrial | Industrial - ID | Existing | Space Heating | Natural Gas | Furnace | A | Cumulative Winter Peak Savings (MW) | Achievable Economic RVT Potential | 0 | 0 | 0 | 0 | 0 | 0 | 0 | 0 | 0 | 0 | 0 | 0 | 0 | 0 | 0 | 0 | 0 | 0 | 0 | 0 | 0 | 0 | 0 | 0 | 0 | 0 | 0
F13_Industrial_Industrial - ID_Existing_Space Heating_Natural Gas_Furnace_A_Achievable Economic RVT Potential | F13 | Industrial | Industrial - ID | Existing | Space Heating | Natural Gas | Furnace | A | Purchases (Incremental) | Achievable Economic RVT Potential | 0 | 0 | 0 | 0 | 0 | 0 | 0 | 0 | 0 | 0 | 0 | 0 | 0 | 0 | 0 | 0 | 0 | 0 | 0 | 0 | 0 | 0 | 0 | 0 | 0 | 0 | 0
F14_Industrial_Industrial - ID_Existing_Space Heating_Natural Gas_Furnace_A_Achievable Economic RVT Potential | F14 | Industrial | Industrial - ID | Existing | Space Heating | Natural Gas | Furnace | A | Purchases (Cumulative) | Achievable Economic RVT Potential | 0 | 0 | 0 | 0 | 0 | 0 | 0 | 0 | 0 | 0 | 0 | 0 | 0 | 0 | 0 | 0 | 0 | 0 | 0 | 0 | 0 | 0 | 0 | 0 | 0 | 0 | 0
F1_Industrial_Industrial - ID_Existing_Space Heating_Natural Gas_Boiler_A_Achievable Economic RVT Potential | F1 | Industrial | Industrial - ID | Existing | Space Heating | Natural Gas | Boiler | A | Original Unit Energy Savings (kWh or therms) | Achievable Economic RVT Potential | 0 | 57.5568 | 57.3336 | 57.3336 | 57.3336 | 57.3336 | 57.3336 | 57.3336 | 57.3336 | 57.3336 | 57.3336 | 57.3336 | 57.3336 | 57.3336 | 57.3336 | 57.3336 | 57.3336 | 57.3336 | 57.3336 | 57.3336 | 57.3336 | 57.3336 | 57.3336 | 57.3336 | 57.3336 | 57.3336 | 57.3336
F2_Industrial_Industrial - ID_Existing_Space Heating_Natural Gas_Boiler_A_Achievable Economic RVT Potential | F2 | Industrial | Industrial - ID | Existing | Space Heating | Natural Gas | Boiler | A | Original Unit Summer Peak Savings (kW) | Achievable Economic RVT Potential | 0 | 0 | 0 | 0 | 0 | 0 | 0 | 0 | 0 | 0 | 0 | 0 | 0 | 0 | 0 | 0 | 0 | 0 | 0 | 0 | 0 | 0 | 0 | 0 | 0 | 0 | 0
F3_Industrial_Industrial - ID_Existing_Space Heating_Natural Gas_Boiler_A_Achievable Economic RVT Potential | F3 | Industrial | Industrial - ID | Existing | Space Heating | Natural Gas | Boiler | A | Original Unit Winter Peak Savings (kW) | Achievable Economic RVT Potential | 0 | 0 | 0 | 0 | 0 | 0 | 0 | 0 | 0 | 0 | 0 | 0 | 0 | 0 | 0 | 0 | 0 | 0 | 0 | 0 | 0 | 0 | 0 | 0 | 0 | 0 | 0
F4_Industrial_Industrial - ID_Existing_Space Heating_Natural Gas_Boiler_A_Achievable Economic RVT Potential | F4 | Industrial | Industrial - ID | Existing | Space Heating | Natural Gas | Boiler | A | Standalone Impact on Baseline Energy (%) | Achievable Economic RVT Potential | 0 | 0 | 0 | 0 | 0 | 0 | 0 | 0 | 0 | 0 | 0 | 0 | 0 | 0 | 0 | 0 | 0 | 0 | 0 | 0 | 0 | 0 | 0 | 0 | 0 | 0 | 0
F5_Industrial_Industrial - ID_Existing_Space Heating_Natural Gas_Boiler_A_Achievable Economic RVT Potential | F5 | Industrial | Industrial - ID | Existing | Space Heating | Natural Gas | Boiler | A | Standalone Impact on Baseline Summer Peak (%) | Achievable Economic RVT Potential | 0 | 0 | 0 | 0 | 0 | 0 | 0 | 0 | 0 | 0 | 0 | 0 | 0 | 0 | 0 | 0 | 0 | 0 | 0 | 0 | 0 | 0 | 0 | 0 | 0 | 0 | 0
F6_Industrial_Industrial - ID_Existing_Space Heating_Natural Gas_Boiler_A_Achievable Economic RVT Potential | F6 | Industrial | Industrial - ID | Existing | Space Heating | Natural Gas | Boiler | A | Standalone Impact on Baseline Winter Peak (%) | Achievable Economic RVT Potential | 0 | 0 | 0 | 0 | 0 | 0 | 0 | 0 | 0 | 0 | 0 | 0 | 0 | 0 | 0 | 0 | 0 | 0 | 0 | 0 | 0 | 0 | 0 | 0 | 0 | 0 | 0
F7_Industrial_Industrial - ID_Existing_Space Heating_Natural Gas_Boiler_A_Achievable Economic RVT Potential | F7 | Industrial | Industrial - ID | Existing | Space Heating | Natural Gas | Boiler | A | Incremental Energy Savings (MWh or mTherms) | Achievable Economic RVT Potential | 0 | 0 | 0 | 0 | 0 | 0 | 0 | 0 | 0 | 0 | 0 | 0 | 0 | 0 | 0 | 0 | 0 | 0 | 0 | 0 | 0 | 0 | 0 | 0 | 0 | 0 | 0
F8_Industrial_Industrial - ID_Existing_Space Heating_Natural Gas_Boiler_A_Achievable Economic RVT Potential | F8 | Industrial | Industrial - ID | Existing | Space Heating | Natural Gas | Boiler | A | Incremental Summer Peak Savings (MW) | Achievable Economic RVT Potential | 0 | 0 | 0 | 0 | 0 | 0 | 0 | 0 | 0 | 0 | 0 | 0 | 0 | 0 | 0 | 0 | 0 | 0 | 0 | 0 | 0 | 0 | 0 | 0 | 0 | 0 | 0
F9_Industrial_Industrial - ID_Existing_Space Heating_Natural Gas_Boiler_A_Achievable Economic RVT Potential | F9 | Industrial | Industrial - ID | Existing | Space Heating | Natural Gas | Boiler | A | Incremental Winter Peak Savings (MW) | Achievable Economic RVT Potential | 0 | 0 | 0 | 0 | 0 | 0 | 0 | 0 | 0 | 0 | 0 | 0 | 0 | 0 | 0 | 0 | 0 | 0 | 0 | 0 | 0 | 0 | 0 | 0 | 0 | 0 | 0
F10_Industrial_Industrial - ID_Existing_Space Heating_Natural Gas_Boiler_A_Achievable Economic RVT Potential | F10 | Industrial | Industrial - ID | Existing | Space Heating | Natural Gas | Boiler | A | Cumulative Energy Savings (MWh or mTherms) | Achievable Economic RVT Potential | 0 | 0 | 0 | 0 | 0 | 0 | 0 | 0 | 0 | 0 | 0 | 0 | 0 | 0 | 0 | 0 | 0 | 0 | 0 | 0 | 0 | 0 | 0 | 0 | 0 | 0 | 0
F11_Industrial_Industrial - ID_Existing_Space Heating_Natural Gas_Boiler_A_Achievable Economic RVT Potential | F11 | Industrial | Industrial - ID | Existing | Space Heating | Natural Gas | Boiler | A | Cumulative Summer Peak Savings (MW) | Achievable Economic RVT Potential | 0 | 0 | 0 | 0 | 0 | 0 | 0 | 0 | 0 | 0 | 0 | 0 | 0 | 0 | 0 | 0 | 0 | 0 | 0 | 0 | 0 | 0 | 0 | 0 | 0 | 0 | 0
F12_Industrial_Industrial - ID_Existing_Space Heating_Natural Gas_Boiler_A_Achievable Economic RVT Potential | F12 | Industrial | Industrial - ID | Existing | Space Heating | Natural Gas | Boiler | A | Cumulative Winter Peak Savings (MW) | Achievable Economic RVT Potential | 0 | 0 | 0 | 0 | 0 | 0 | 0 | 0 | 0 | 0 | 0 | 0 | 0 | 0 | 0 | 0 | 0 | 0 | 0 | 0 | 0 | 0 | 0 | 0 | 0 | 0 | 0
F13_Industrial_Industrial - ID_Existing_Space Heating_Natural Gas_Boiler_A_Achievable Economic RVT Potential | F13 | Industrial | Industrial - ID | Existing | Space Heating | Natural Gas | Boiler | A | Purchases (Incremental) | Achievable Economic RVT Potential | 0 | 0 | 0 | 0 | 0 | 0 | 0 | 0 | 0 | 0 | 0 | 0 | 0 | 0 | 0 | 0 | 0 | 0 | 0 | 0 | 0 | 0 | 0 | 0 | 0 | 0 | 0
F14_Industrial_Industrial - ID_Existing_Space Heating_Natural Gas_Boiler_A_Achievable Economic RVT Potential | F14 | Industrial | Industrial - ID | Existing | Space Heating | Natural Gas | Boiler | A | Purchases (Cumulative) | Achievable Economic RVT Potential | 0 | 0 | 0 | 0 | 0 | 0 | 0 | 0 | 0 | 0 | 0 | 0 | 0 | 0 | 0 | 0 | 0 | 0 | 0 | 0 | 0 | 0 | 0 | 0 | 0 | 0 | 0
F1_Industrial_Industrial - ID_Existing_Space Heating_Natural Gas_Unit Heater_A_Achievable Economic RVT Potential | F1 | Industrial | Industrial - ID | Existing | Space Heating | Natural Gas | Unit Heater | A | Original Unit Energy Savings (kWh or therms) | Achievable Economic RVT Potential | 0 | 191840.798 | 191096.8947 | 191096.8947 | 191096.8947 | 191096.8947 | 191096.8947 | 191096.8947 | 191096.8947 | 191096.8947 | 191096.8947 | 191096.8947 | 191096.8947 | 191096.8947 | 191096.8947 | 191096.8947 | 191096.8947 | 191096.8947 | 191096.8947 | 191096.8947 | 191096.8947 | 191096.8947 | 191096.8947 | 191096.8947 | 191096.8947 | 191096.8947 | 191096.8947
F2_Industrial_Industrial - ID_Existing_Space Heating_Natural Gas_Unit Heater_A_Achievable Economic RVT Potential | F2 | Industrial | Industrial - ID | Existing | Space Heating | Natural Gas | Unit Heater | A | Original Unit Summer Peak Savings (kW) | Achievable Economic RVT Potential | 0 | 0 | 0 | 0 | 0 | 0 | 0 | 0 | 0 | 0 | 0 | 0 | 0 | 0 | 0 | 0 | 0 | 0 | 0 | 0 | 0 | 0 | 0 | 0 | 0 | 0 | 0
F3_Industrial_Industrial - ID_Existing_Space Heating_Natural Gas_Unit Heater_A_Achievable Economic RVT Potential | F3 | Industrial | Industrial - ID | Existing | Space Heating | Natural Gas | Unit Heater | A | Original Unit Winter Peak Savings (kW) | Achievable Economic RVT Potential | 0 | 0 | 0 | 0 | 0 | 0 | 0 | 0 | 0 | 0 | 0 | 0 | 0 | 0 | 0 | 0 | 0 | 0 | 0 | 0 | 0 | 0 | 0 | 0 | 0 | 0 | 0
F4_Industrial_Industrial - ID_Existing_Space Heating_Natural Gas_Unit Heater_A_Achievable Economic RVT Potential | F4 | Industrial | Industrial - ID | Existing | Space Heating | Natural Gas | Unit Heater | A | Standalone Impact on Baseline Energy (%) | Achievable Economic RVT Potential | 0 | 0 | 0 | 0 | 0 | 0 | 0 | 0 | 0 | 0 | 0 | 0 | 0 | 0 | 0 | 0 | 0 | 0 | 0 | 0 | 0 | 0 | 0 | 0 | 0 | 0 | 0
F5_Industrial_Industrial - ID_Existing_Space Heating_Natural Gas_Unit Heater_A_Achievable Economic RVT Potential | F5 | Industrial | Industrial - ID | Existing | Space Heating | Natural Gas | Unit Heater | A | Standalone Impact on Baseline Summer Peak (%) | Achievable Economic RVT Potential | 0 | 0 | 0 | 0 | 0 | 0 | 0 | 0 | 0 | 0 | 0 | 0 | 0 | 0 | 0 | 0 | 0 | 0 | 0 | 0 | 0 | 0 | 0 | 0 | 0 | 0 | 0
F6_Industrial_Industrial - ID_Existing_Space Heating_Natural Gas_Unit Heater_A_Achievable Economic RVT Potential | F6 | Industrial | Industrial - ID | Existing | Space Heating | Natural Gas | Unit Heater | A | Standalone Impact on Baseline Winter Peak (%) | Achievable Economic RVT Potential | 0 | 0 | 0 | 0 | 0 | 0 | 0 | 0 | 0 | 0 | 0 | 0 | 0 | 0 | 0 | 0 | 0 | 0 | 0 | 0 | 0 | 0 | 0 | 0 | 0 | 0 | 0
F7_Industrial_Industrial - ID_Existing_Space Heating_Natural Gas_Unit Heater_A_Achievable Economic RVT Potential | F7 | Industrial | Industrial - ID | Existing | Space Heating | Natural Gas | Unit Heater | A | Incremental Energy Savings (MWh or mTherms) | Achievable Economic RVT Potential | 0 | 0 | 0 | 0 | 0 | 0 | 0 | 0 | 0 | 0 | 0 | 0 | 0 | 0 | 0 | 0 | 0 | 0 | 0 | 0 | 0 | 0 | 0 | 0 | 0 | 0 | 0
F8_Industrial_Industrial - ID_Existing_Space Heating_Natural Gas_Unit Heater_A_Achievable Economic RVT Potential | F8 | Industrial | Industrial - ID | Existing | Space Heating | Natural Gas | Unit Heater | A | Incremental Summer Peak Savings (MW) | Achievable Economic RVT Potential | 0 | 0 | 0 | 0 | 0 | 0 | 0 | 0 | 0 | 0 | 0 | 0 | 0 | 0 | 0 | 0 | 0 | 0 | 0 | 0 | 0 | 0 | 0 | 0 | 0 | 0 | 0
F9_Industrial_Industrial - ID_Existing_Space Heating_Natural Gas_Unit Heater_A_Achievable Economic RVT Potential | F9 | Industrial | Industrial - ID | Existing | Space Heating | Natural Gas | Unit Heater | A | Incremental Winter Peak Savings (MW) | Achievable Economic RVT Potential | 0 | 0 | 0 | 0 | 0 | 0 | 0 | 0 | 0 | 0 | 0 | 0 | 0 | 0 | 0 | 0 | 0 | 0 | 0 | 0 | 0 | 0 | 0 | 0 | 0 | 0 | 0
F10_Industrial_Industrial - ID_Existing_Space Heating_Natural Gas_Unit Heater_A_Achievable Economic RVT Potential | F10 | Industrial | Industrial - ID | Existing | Space Heating | Natural Gas | Unit Heater | A | Cumulative Energy Savings (MWh or mTherms) | Achievable Economic RVT Potential | 0 | 0 | 0 | 0 | 0 | 0 | 0 | 0 | 0 | 0 | 0 | 0 | 0 | 0 | 0 | 0 | 0 | 0 | 0 | 0 | 0 | 0 | 0 | 0 | 0 | 0 | 0
F11_Industrial_Industrial - ID_Existing_Space Heating_Natural Gas_Unit Heater_A_Achievable Economic RVT Potential | F11 | Industrial | Industrial - ID | Existing | Space Heating | Natural Gas | Unit Heater | A | Cumulative Summer Peak Savings (MW) | Achievable Economic RVT Potential | 0 | 0 | 0 | 0 | 0 | 0 | 0 | 0 | 0 | 0 | 0 | 0 | 0 | 0 | 0 | 0 | 0 | 0 | 0 | 0 | 0 | 0 | 0 | 0 | 0 | 0 | 0
F12_Industrial_Industrial - ID_Existing_Space Heating_Natural Gas_Unit Heater_A_Achievable Economic RVT Potential | F12 | Industrial | Industrial - ID | Existing | Space Heating | Natural Gas | Unit Heater | A | Cumulative Winter Peak Savings (MW) | Achievable Economic RVT Potential | 0 | 0 | 0 | 0 | 0 | 0 | 0 | 0 | 0 | 0 | 0 | 0 | 0 | 0 | 0 | 0 | 0 | 0 | 0 | 0 | 0 | 0 | 0 | 0 | 0 | 0 | 0
F13_Industrial_Industrial - ID_Existing_Space Heating_Natural Gas_Unit Heater_A_Achievable Economic RVT Potential | F13 | Industrial | Industrial - ID | Existing | Space Heating | Natural Gas | Unit Heater | A | Purchases (Incremental) | Achievable Economic RVT Potential | 0 | 0 | 0 | 0 | 0 | 0 | 0 | 0 | 0 | 0 | 0 | 0 | 0 | 0 | 0 | 0 | 0 | 0 | 0 | 0 | 0 | 0 | 0 | 0 | 0 | 0 | 0
F14_Industrial_Industrial - ID_Existing_Space Heating_Natural Gas_Unit Heater_A_Achievable Economic RVT Potential | F14 | Industrial | Industrial - ID | Existing | Space Heating | Natural Gas | Unit Heater | A | Purchases (Cumulative) | Achievable Economic RVT Potential | 0 | 0 | 0 | 0 | 0 | 0 | 0 | 0 | 0 | 0 | 0 | 0 | 0 | 0 | 0 | 0 | 0 | 0 | 0 | 0 | 0 | 0 | 0 | 0 | 0 | 0 | 0
F1_Industrial_Industrial - ID_New_Space Heating_Natural Gas_Furnace_A_Achievable Economic RVT Potential | F1 | Industrial | Industrial - ID | New | Space Heating | Natural Gas | Furnace | A | Original Unit Energy Savings (kWh or therms) | Achievable Economic RVT Potential | 0 | 42.7988 | 42.6329 | 21.3164 | 21.3164 | 21.3164 | 21.3164 | 21.3164 | 21.3164 | 21.3164 | 21.3164 | 21.3164 | 21.3164 | 21.3164 | 21.3164 | 21.3164 | 21.3164 | 21.3164 | 21.3164 | 21.3164 | 21.3164 | 21.3164 | 21.3164 | 21.3164 | 21.3164 | 21.3164 | 21.3164
F2_Industrial_Industrial - ID_New_Space Heating_Natural Gas_Furnace_A_Achievable Economic RVT Potential | F2 | Industrial | Industrial - ID | New | Space Heating | Natural Gas | Furnace | A | Original Unit Summer Peak Savings (kW) | Achievable Economic RVT Potential | 0 | 0 | 0 | 0 | 0 | 0 | 0 | 0 | 0 | 0 | 0 | 0 | 0 | 0 | 0 | 0 | 0 | 0 | 0 | 0 | 0 | 0 | 0 | 0 | 0 | 0 | 0
F3_Industrial_Industrial - ID_New_Space Heating_Natural Gas_Furnace_A_Achievable Economic RVT Potential | F3 | Industrial | Industrial - ID | New | Space Heating | Natural Gas | Furnace | A | Original Unit Winter Peak Savings (kW) | Achievable Economic RVT Potential | 0 | 0 | 0 | 0 | 0 | 0 | 0 | 0 | 0 | 0 | 0 | 0 | 0 | 0 | 0 | 0 | 0 | 0 | 0 | 0 | 0 | 0 | 0 | 0 | 0 | 0 | 0
F4_Industrial_Industrial - ID_New_Space Heating_Natural Gas_Furnace_A_Achievable Economic RVT Potential | F4 | Industrial | Industrial - ID | New | Space Heating | Natural Gas | Furnace | A | Standalone Impact on Baseline Energy (%) | Achievable Economic RVT Potential | 0 | 0 | 0 | 0 | 0 | 0 | 0 | 0 | 0 | 0 | 0 | 0 | 0 | 0 | 0 | 0 | 0 | 0 | 0 | 0 | 0 | 0 | 0 | 0 | 0 | 0 | 0
F5_Industrial_Industrial - ID_New_Space Heating_Natural Gas_Furnace_A_Achievable Economic RVT Potential | F5 | Industrial | Industrial - ID | New | Space Heating | Natural Gas | Furnace | A | Standalone Impact on Baseline Summer Peak (%) | Achievable Economic RVT Potential | 0 | 0 | 0 | 0 | 0 | 0 | 0 | 0 | 0 | 0 | 0 | 0 | 0 | 0 | 0 | 0 | 0 | 0 | 0 | 0 | 0 | 0 | 0 | 0 | 0 | 0 | 0
F6_Industrial_Industrial - ID_New_Space Heating_Natural Gas_Furnace_A_Achievable Economic RVT Potential | F6 | Industrial | Industrial - ID | New | Space Heating | Natural Gas | Furnace | A | Standalone Impact on Baseline Winter Peak (%) | Achievable Economic RVT Potential | 0 | 0 | 0 | 0 | 0 | 0 | 0 | 0 | 0 | 0 | 0 | 0 | 0 | 0 | 0 | 0 | 0 | 0 | 0 | 0 | 0 | 0 | 0 | 0 | 0 | 0 | 0
F7_Industrial_Industrial - ID_New_Space Heating_Natural Gas_Furnace_A_Achievable Economic RVT Potential | F7 | Industrial | Industrial - ID | New | Space Heating | Natural Gas | Furnace | A | Incremental Energy Savings (MWh or mTherms) | Achievable Economic RVT Potential | 0 | 0 | 0 | 0 | 0 | 0 | 0 | 0 | 0 | 0 | 0 | 0 | 0 | 0 | 0 | 0 | 0 | 0 | 0 | 0 | 0 | 0 | 0 | 0 | 0 | 0 | 0
F8_Industrial_Industrial - ID_New_Space Heating_Natural Gas_Furnace_A_Achievable Economic RVT Potential | F8 | Industrial | Industrial - ID | New | Space Heating | Natural Gas | Furnace | A | Incremental Summer Peak Savings (MW) | Achievable Economic RVT Potential | 0 | 0 | 0 | 0 | 0 | 0 | 0 | 0 | 0 | 0 | 0 | 0 | 0 | 0 | 0 | 0 | 0 | 0 | 0 | 0 | 0 | 0 | 0 | 0 | 0 | 0 | 0
F9_Industrial_Industrial - ID_New_Space Heating_Natural Gas_Furnace_A_Achievable Economic RVT Potential | F9 | Industrial | Industrial - ID | New | Space Heating | Natural Gas | Furnace | A | Incremental Winter Peak Savings (MW) | Achievable Economic RVT Potential | 0 | 0 | 0 | 0 | 0 | 0 | 0 | 0 | 0 | 0 | 0 | 0 | 0 | 0 | 0 | 0 | 0 | 0 | 0 | 0 | 0 | 0 | 0 | 0 | 0 | 0 | 0
F10_Industrial_Industrial - ID_New_Space Heating_Natural Gas_Furnace_A_Achievable Economic RVT Potential | F10 | Industrial | Industrial - ID | New | Space Heating | Natural Gas | Furnace | A | Cumulative Energy Savings (MWh or mTherms) | Achievable Economic RVT Potential | 0 | 0 | 0 | 0 | 0 | 0 | 0 | 0 | 0 | 0 | 0 | 0 | 0 | 0 | 0 | 0 | 0 | 0 | 0 | 0 | 0 | 0 | 0 | 0 | 0 | 0 | 0
F11_Industrial_Industrial - ID_New_Space Heating_Natural Gas_Furnace_A_Achievable Economic RVT Potential | F11 | Industrial | Industrial - ID | New | Space Heating | Natural Gas | Furnace | A | Cumulative Summer Peak Savings (MW) | Achievable Economic RVT Potential | 0 | 0 | 0 | 0 | 0 | 0 | 0 | 0 | 0 | 0 | 0 | 0 | 0 | 0 | 0 | 0 | 0 | 0 | 0 | 0 | 0 | 0 | 0 | 0 | 0 | 0 | 0
F12_Industrial_Industrial - ID_New_Space Heating_Natural Gas_Furnace_A_Achievable Economic RVT Potential | F12 | Industrial | Industrial - ID | New | Space Heating | Natural Gas | Furnace | A | Cumulative Winter Peak Savings (MW) | Achievable Economic RVT Potential | 0 | 0 | 0 | 0 | 0 | 0 | 0 | 0 | 0 | 0 | 0 | 0 | 0 | 0 | 0 | 0 | 0 | 0 | 0 | 0 | 0 | 0 | 0 | 0 | 0 | 0 | 0
F13_Industrial_Industrial - ID_New_Space Heating_Natural Gas_Furnace_A_Achievable Economic RVT Potential | F13 | Industrial | Industrial - ID | New | Space Heating | Natural Gas | Furnace | A | Purchases (Incremental) | Achievable Economic RVT Potential | 0 | 0 | 0 | 0 | 0 | 0 | 0 | 0 | 0 | 0 | 0 | 0 | 0 | 0 | 0 | 0 | 0 | 0 | 0 | 0 | 0 | 0 | 0 | 0 | 0 | 0 | 0
F14_Industrial_Industrial - ID_New_Space Heating_Natural Gas_Furnace_A_Achievable Economic RVT Potential | F14 | Industrial | Industrial - ID | New | Space Heating | Natural Gas | Furnace | A | Purchases (Cumulative) | Achievable Economic RVT Potential | 0 | 0 | 0 | 0 | 0 | 0 | 0 | 0 | 0 | 0 | 0 | 0 | 0 | 0 | 0 | 0 | 0 | 0 | 0 | 0 | 0 | 0 | 0 | 0 | 0 | 0 | 0
F1_Industrial_Industrial - ID_New_Space Heating_Natural Gas_Boiler_A_Achievable Economic RVT Potential | F1 | Industrial | Industrial - ID | New | Space Heating | Natural Gas | Boiler | A | Original Unit Energy Savings (kWh or therms) | Achievable Economic RVT Potential | 0 | 51.583 | 51.383 | 51.383 | 51.383 | 51.383 | 51.383 | 51.383 | 51.383 | 51.383 | 51.383 | 51.383 | 51.383 | 51.383 | 51.383 | 51.383 | 51.383 | 51.383 | 51.383 | 51.383 | 51.383 | 51.383 | 51.383 | 51.383 | 51.383 | 51.383 | 51.383
F2_Industrial_Industrial - ID_New_Space Heating_Natural Gas_Boiler_A_Achievable Economic RVT Potential | F2 | Industrial | Industrial - ID | New | Space Heating | Natural Gas | Boiler | A | Original Unit Summer Peak Savings (kW) | Achievable Economic RVT Potential | 0 | 0 | 0 | 0 | 0 | 0 | 0 | 0 | 0 | 0 | 0 | 0 | 0 | 0 | 0 | 0 | 0 | 0 | 0 | 0 | 0 | 0 | 0 | 0 | 0 | 0 | 0
F3_Industrial_Industrial - ID_New_Space Heating_Natural Gas_Boiler_A_Achievable Economic RVT Potential | F3 | Industrial | Industrial - ID | New | Space Heating | Natural Gas | Boiler | A | Original Unit Winter Peak Savings (kW) | Achievable Economic RVT Potential | 0 | 0 | 0 | 0 | 0 | 0 | 0 | 0 | 0 | 0 | 0 | 0 | 0 | 0 | 0 | 0 | 0 | 0 | 0 | 0 | 0 | 0 | 0 | 0 | 0 | 0 | 0
F4_Industrial_Industrial - ID_New_Space Heating_Natural Gas_Boiler_A_Achievable Economic RVT Potential | F4 | Industrial | Industrial - ID | New | Space Heating | Natural Gas | Boiler | A | Standalone Impact on Baseline Energy (%) | Achievable Economic RVT Potential | 0 | 0 | 0 | 0 | 0 | 0 | 0 | 0 | 0 | 0 | 0 | 0 | 0 | 0 | 0 | 0 | 0 | 0 | 0 | 0 | 0 | 0 | 0 | 0 | 0 | 0 | 0
F5_Industrial_Industrial - ID_New_Space Heating_Natural Gas_Boiler_A_Achievable Economic RVT Potential | F5 | Industrial | Industrial - ID | New | Space Heating | Natural Gas | Boiler | A | Standalone Impact on Baseline Summer Peak (%) | Achievable Economic RVT Potential | 0 | 0 | 0 | 0 | 0 | 0 | 0 | 0 | 0 | 0 | 0 | 0 | 0 | 0 | 0 | 0 | 0 | 0 | 0 | 0 | 0 | 0 | 0 | 0 | 0 | 0 | 0
F6_Industrial_Industrial - ID_New_Space Heating_Natural Gas_Boiler_A_Achievable Economic RVT Potential | F6 | Industrial | Industrial - ID | New | Space Heating | Natural Gas | Boiler | A | Standalone Impact on Baseline Winter Peak (%) | Achievable Economic RVT Potential | 0 | 0 | 0 | 0 | 0 | 0 | 0 | 0 | 0 | 0 | 0 | 0 | 0 | 0 | 0 | 0 | 0 | 0 | 0 | 0 | 0 | 0 | 0 | 0 | 0 | 0 | 0
F7_Industrial_Industrial - ID_New_Space Heating_Natural Gas_Boiler_A_Achievable Economic RVT Potential | F7 | Industrial | Industrial - ID | New | Space Heating | Natural Gas | Boiler | A | Incremental Energy Savings (MWh or mTherms) | Achievable Economic RVT Potential | 0 | 0 | 0 | 0 | 0 | 0 | 0 | 0 | 0 | 0 | 0 | 0 | 0 | 0 | 0 | 0 | 0 | 0 | 0 | 0 | 0 | 0 | 0 | 0 | 0 | 0 | 0
F8_Industrial_Industrial - ID_New_Space Heating_Natural Gas_Boiler_A_Achievable Economic RVT Potential | F8 | Industrial | Industrial - ID | New | Space Heating | Natural Gas | Boiler | A | Incremental Summer Peak Savings (MW) | Achievable Economic RVT Potential | 0 | 0 | 0 | 0 | 0 | 0 | 0 | 0 | 0 | 0 | 0 | 0 | 0 | 0 | 0 | 0 | 0 | 0 | 0 | 0 | 0 | 0 | 0 | 0 | 0 | 0 | 0
F9_Industrial_Industrial - ID_New_Space Heating_Natural Gas_Boiler_A_Achievable Economic RVT Potential | F9 | Industrial | Industrial - ID | New | Space Heating | Natural Gas | Boiler | A | Incremental Winter Peak Savings (MW) | Achievable Economic RVT Potential | 0 | 0 | 0 | 0 | 0 | 0 | 0 | 0 | 0 | 0 | 0 | 0 | 0 | 0 | 0 | 0 | 0 | 0 | 0 | 0 | 0 | 0 | 0 | 0 | 0 | 0 | 0
F10_Industrial_Industrial - ID_New_Space Heating_Natural Gas_Boiler_A_Achievable Economic RVT Potential | F10 | Industrial | Industrial - ID | New | Space Heating | Natural Gas | Boiler | A | Cumulative Energy Savings (MWh or mTherms) | Achievable Economic RVT Potential | 0 | 0 | 0 | 0 | 0 | 0 | 0 | 0 | 0 | 0 | 0 | 0 | 0 | 0 | 0 | 0 | 0 | 0 | 0 | 0 | 0 | 0 | 0 | 0 | 0 | 0 | 0
F11_Industrial_Industrial - ID_New_Space Heating_Natural Gas_Boiler_A_Achievable Economic RVT Potential | F11 | Industrial | Industrial - ID | New | Space Heating | Natural Gas | Boiler | A | Cumulative Summer Peak Savings (MW) | Achievable Economic RVT Potential | 0 | 0 | 0 | 0 | 0 | 0 | 0 | 0 | 0 | 0 | 0 | 0 | 0 | 0 | 0 | 0 | 0 | 0 | 0 | 0 | 0 | 0 | 0 | 0 | 0 | 0 | 0
F12_Industrial_Industrial - ID_New_Space Heating_Natural Gas_Boiler_A_Achievable Economic RVT Potential | F12 | Industrial | Industrial - ID | New | Space Heating | Natural Gas | Boiler | A | Cumulative Winter Peak Savings (MW) | Achievable Economic RVT Potential | 0 | 0 | 0 | 0 | 0 | 0 | 0 | 0 | 0 | 0 | 0 | 0 | 0 | 0 | 0 | 0 | 0 | 0 | 0 | 0 | 0 | 0 | 0 | 0 | 0 | 0 | 0
F13_Industrial_Industrial - ID_New_Space Heating_Natural Gas_Boiler_A_Achievable Economic RVT Potential | F13 | Industrial | Industrial - ID | New | Space Heating | Natural Gas | Boiler | A | Purchases (Incremental) | Achievable Economic RVT Potential | 0 | 0 | 0 | 0 | 0 | 0 | 0 | 0 | 0 | 0 | 0 | 0 | 0 | 0 | 0 | 0 | 0 | 0 | 0 | 0 | 0 | 0 | 0 | 0 | 0 | 0 | 0
F14_Industrial_Industrial - ID_New_Space Heating_Natural Gas_Boiler_A_Achievable Economic RVT Potential | F14 | Industrial | Industrial - ID | New | Space Heating | Natural Gas | Boiler | A | Purchases (Cumulative) | Achievable Economic RVT Potential | 0 | 0 | 0 | 0 | 0 | 0 | 0 | 0 | 0 | 0 | 0 | 0 | 0 | 0 | 0 | 0 | 0 | 0 | 0 | 0 | 0 | 0 | 0 | 0 | 0 | 0 | 0
F1_Industrial_Industrial - ID_New_Space Heating_Natural Gas_Unit Heater_A_Achievable Economic RVT Potential | F1 | Industrial | Industrial - ID | New | Space Heating | Natural Gas | Unit Heater | A | Original Unit Energy Savings (kWh or therms) | Achievable Economic RVT Potential | 0 | 191840.798 | 191096.8947 | 191096.8947 | 191096.8947 | 191096.8947 | 191096.8947 | 191096.8947 | 191096.8947 | 191096.8947 | 191096.8947 | 191096.8947 | 191096.8947 | 191096.8947 | 191096.8947 | 191096.8947 | 191096.8947 | 191096.8947 | 191096.8947 | 191096.8947 | 191096.8947 | 191096.8947 | 191096.8947 | 191096.8947 | 191096.8947 | 191096.8947 | 191096.8947
F2_Industrial_Industrial - ID_New_Space Heating_Natural Gas_Unit Heater_A_Achievable Economic RVT Potential | F2 | Industrial | Industrial - ID | New | Space Heating | Natural Gas | Unit Heater | A | Original Unit Summer Peak Savings (kW) | Achievable Economic RVT Potential | 0 | 0 | 0 | 0 | 0 | 0 | 0 | 0 | 0 | 0 | 0 | 0 | 0 | 0 | 0 | 0 | 0 | 0 | 0 | 0 | 0 | 0 | 0 | 0 | 0 | 0 | 0
F3_Industrial_Industrial - ID_New_Space Heating_Natural Gas_Unit Heater_A_Achievable Economic RVT Potential | F3 | Industrial | Industrial - ID | New | Space Heating | Natural Gas | Unit Heater | A | Original Unit Winter Peak Savings (kW) | Achievable Economic RVT Potential | 0 | 0 | 0 | 0 | 0 | 0 | 0 | 0 | 0 | 0 | 0 | 0 | 0 | 0 | 0 | 0 | 0 | 0 | 0 | 0 | 0 | 0 | 0 | 0 | 0 | 0 | 0
F4_Industrial_Industrial - ID_New_Space Heating_Natural Gas_Unit Heater_A_Achievable Economic RVT Potential | F4 | Industrial | Industrial - ID | New | Space Heating | Natural Gas | Unit Heater | A | Standalone Impact on Baseline Energy (%) | Achievable Economic RVT Potential | 0 | 0 | 0 | 0 | 0 | 0 | 0 | 0 | 0 | 0 | 0 | 0 | 0 | 0 | 0 | 0 | 0 | 0 | 0 | 0 | 0 | 0 | 0 | 0 | 0 | 0 | 0
F5_Industrial_Industrial - ID_New_Space Heating_Natural Gas_Unit Heater_A_Achievable Economic RVT Potential | F5 | Industrial | Industrial - ID | New | Space Heating | Natural Gas | Unit Heater | A | Standalone Impact on Baseline Summer Peak (%) | Achievable Economic RVT Potential | 0 | 0 | 0 | 0 | 0 | 0 | 0 | 0 | 0 | 0 | 0 | 0 | 0 | 0 | 0 | 0 | 0 | 0 | 0 | 0 | 0 | 0 | 0 | 0 | 0 | 0 | 0
F6_Industrial_Industrial - ID_New_Space Heating_Natural Gas_Unit Heater_A_Achievable Economic RVT Potential | F6 | Industrial | Industrial - ID | New | Space Heating | Natural Gas | Unit Heater | A | Standalone Impact on Baseline Winter Peak (%) | Achievable Economic RVT Potential | 0 | 0 | 0 | 0 | 0 | 0 | 0 | 0 | 0 | 0 | 0 | 0 | 0 | 0 | 0 | 0 | 0 | 0 | 0 | 0 | 0 | 0 | 0 | 0 | 0 | 0 | 0
F7_Industrial_Industrial - ID_New_Space Heating_Natural Gas_Unit Heater_A_Achievable Economic RVT Potential | F7 | Industrial | Industrial - ID | New | Space Heating | Natural Gas | Unit Heater | A | Incremental Energy Savings (MWh or mTherms) | Achievable Economic RVT Potential | 0 | 0 | 0 | 0 | 0 | 0 | 0 | 0 | 0 | 0 | 0 | 0 | 0 | 0 | 0 | 0 | 0 | 0 | 0 | 0 | 0 | 0 | 0 | 0 | 0 | 0 | 0
F8_Industrial_Industrial - ID_New_Space Heating_Natural Gas_Unit Heater_A_Achievable Economic RVT Potential | F8 | Industrial | Industrial - ID | New | Space Heating | Natural Gas | Unit Heater | A | Incremental Summer Peak Savings (MW) | Achievable Economic RVT Potential | 0 | 0 | 0 | 0 | 0 | 0 | 0 | 0 | 0 | 0 | 0 | 0 | 0 | 0 | 0 | 0 | 0 | 0 | 0 | 0 | 0 | 0 | 0 | 0 | 0 | 0 | 0
F9_Industrial_Industrial - ID_New_Space Heating_Natural Gas_Unit Heater_A_Achievable Economic RVT Potential | F9 | Industrial | Industrial - ID | New | Space Heating | Natural Gas | Unit Heater | A | Incremental Winter Peak Savings (MW) | Achievable Economic RVT Potential | 0 | 0 | 0 | 0 | 0 | 0 | 0 | 0 | 0 | 0 | 0 | 0 | 0 | 0 | 0 | 0 | 0 | 0 | 0 | 0 | 0 | 0 | 0 | 0 | 0 | 0 | 0
F10_Industrial_Industrial - ID_New_Space Heating_Natural Gas_Unit Heater_A_Achievable Economic RVT Potential | F10 | Industrial | Industrial - ID | New | Space Heating | Natural Gas | Unit Heater | A | Cumulative Energy Savings (MWh or mTherms) | Achievable Economic RVT Potential | 0 | 0 | 0 | 0 | 0 | 0 | 0 | 0 | 0 | 0 | 0 | 0 | 0 | 0 | 0 | 0 | 0 | 0 | 0 | 0 | 0 | 0 | 0 | 0 | 0 | 0 | 0
F11_Industrial_Industrial - ID_New_Space Heating_Natural Gas_Unit Heater_A_Achievable Economic RVT Potential | F11 | Industrial | Industrial - ID | New | Space Heating | Natural Gas | Unit Heater | A | Cumulative Summer Peak Savings (MW) | Achievable Economic RVT Potential | 0 | 0 | 0 | 0 | 0 | 0 | 0 | 0 | 0 | 0 | 0 | 0 | 0 | 0 | 0 | 0 | 0 | 0 | 0 | 0 | 0 | 0 | 0 | 0 | 0 | 0 | 0
F12_Industrial_Industrial - ID_New_Space Heating_Natural Gas_Unit Heater_A_Achievable Economic RVT Potential | F12 | Industrial | Industrial - ID | New | Space Heating | Natural Gas | Unit Heater | A | Cumulative Winter Peak Savings (MW) | Achievable Economic RVT Potential | 0 | 0 | 0 | 0 | 0 | 0 | 0 | 0 | 0 | 0 | 0 | 0 | 0 | 0 | 0 | 0 | 0 | 0 | 0 | 0 | 0 | 0 | 0 | 0 | 0 | 0 | 0
F13_Industrial_Industrial - ID_New_Space Heating_Natural Gas_Unit Heater_A_Achievable Economic RVT Potential | F13 | Industrial | Industrial - ID | New | Space Heating | Natural Gas | Unit Heater | A | Purchases (Incremental) | Achievable Economic RVT Potential | 0 | 0 | 0 | 0 | 0 | 0 | 0 | 0 | 0 | 0 | 0 | 0 | 0 | 0 | 0 | 0 | 0 | 0 | 0 | 0 | 0 | 0 | 0 | 0 | 0 | 0 | 0
F14_Industrial_Industrial - ID_New_Space Heating_Natural Gas_Unit Heater_A_Achievable Economic RVT Potential | F14 | Industrial | Industrial - ID | New | Space Heating | Natural Gas | Unit Heater | A | Purchases (Cumulative) | Achievable Economic RVT Potential | 0 | 0 | 0 | 0 | 0 | 0 | 0 | 0 | 0 | 0 | 0 | 0 | 0 | 0 | 0 | 0 | 0 | 0 | 0 | 0 | 0 | 0 | 0 | 0 | 0 | 0 | 0
F1_Industrial_Industrial - WA_Existing_Space Heating_Natural Gas_Insulation - Ceiling_A_Achievable Economic RVT Potential | F1 | Industrial | Industrial - WA | Existing | Space Heating | Natural Gas | Insulation - Ceiling | A | Original Unit Energy Savings (kWh or therms) | Achievable Economic RVT Potential | 0 | 0 | 0.084567 | 0.084408 | 0.084238 | 0.084057 | 0.083869 | 0.083673 | 0.083472 | 0.083266 | 0.083057 | 0.082845 | 0.082633 | 0.082419 | 0.082206 | 0.081994 | 0.081784 | 0.081575 | 0.08137 | 0.081179 | 0.081002 | 0.080839 | 0.080689 | 0.080551 | 0.080424 | 0.080307 | 0.0802
F2_Industrial_Industrial - WA_Existing_Space Heating_Natural Gas_Insulation - Ceiling_A_Achievable Economic RVT Potential | F2 | Industrial | Industrial - WA | Existing | Space Heating | Natural Gas | Insulation - Ceiling | A | Original Unit Summer Peak Savings (kW) | Achievable Economic RVT Potential | 0 | 0 | 0 | 0 | 0 | 0 | 0 | 0 | 0 | 0 | 0 | 0 | 0 | 0 | 0 | 0 | 0 | 0 | 0 | 0 | 0 | 0 | 0 | 0 | 0 | 0 | 0
F3_Industrial_Industrial - WA_Existing_Space Heating_Natural Gas_Insulation - Ceiling_A_Achievable Economic RVT Potential | F3 | Industrial | Industrial - WA | Existing | Space Heating | Natural Gas | Insulation - Ceiling | A | Original Unit Winter Peak Savings (kW) | Achievable Economic RVT Potential | 0 | 0 | 0 | 0 | 0 | 0 | 0 | 0 | 0 | 0 | 0 | 0 | 0 | 0 | 0 | 0 | 0 | 0 | 0 | 0 | 0 | 0 | 0 | 0 | 0 | 0 | 0
F4_Industrial_Industrial - WA_Existing_Space Heating_Natural Gas_Insulation - Ceiling_A_Achievable Economic RVT Potential | F4 | Industrial | Industrial - WA | Existing | Space Heating | Natural Gas | Insulation - Ceiling | A | Standalone Impact on Baseline Energy (%) | Achievable Economic RVT Potential | 0 | 0 | 6.6897e-05 | 0.00020179 | 0.00044277 | 0.00083675 | 0.0014376 | 0.0023025 | 0.0034849 | 0.0050266 | 0.006946 | 0.0092272 | 0.011812 | 0.014596 | 0.01744 | 0.020186 | 0.022685 | 0.024857 | 0.02665 | 0.028056 | 0.029149 | 0.030051 | 0.030579 | 0.031115 | 0.031661 | 0.032216 | 0.032782
F5_Industrial_Industrial - WA_Existing_Space Heating_Natural Gas_Insulation - Ceiling_A_Achievable Economic RVT Potential | F5 | Industrial | Industrial - WA | Existing | Space Heating | Natural Gas | Insulation - Ceiling | A | Standalone Impact on Baseline Summer Peak (%) | Achievable Economic RVT Potential | 0 | 0 | 0 | 0 | 0 | 0 | 0 | 0 | 0 | 0 | 0 | 0 | 0 | 0 | 0 | 0 | 0 | 0 | 0 | 0 | 0 | 0 | 0 | 0 | 0 | 0 | 0
F6_Industrial_Industrial - WA_Existing_Space Heating_Natural Gas_Insulation - Ceiling_A_Achievable Economic RVT Potential | F6 | Industrial | Industrial - WA | Existing | Space Heating | Natural Gas | Insulation - Ceiling | A | Standalone Impact on Baseline Winter Peak (%) | Achievable Economic RVT Potential | 0 | 0 | 0 | 0 | 0 | 0 | 0 | 0 | 0 | 0 | 0 | 0 | 0 | 0 | 0 | 0 | 0 | 0 | 0 | 0 | 0 | 0 | 0 | 0 | 0 | 0 | 0
F7_Industrial_Industrial - WA_Existing_Space Heating_Natural Gas_Insulation - Ceiling_A_Achievable Economic RVT Potential | F7 | Industrial | Industrial - WA | Existing | Space Heating | Natural Gas | Insulation - Ceiling | A | Incremental Energy Savings (MWh or mTherms) | Achievable Economic RVT Potential | 0 | 0 | 0 | 0 | 0 | 0 | 0 | 0 | 0 | 0 | 0 | 0 | 0 | 0 | 0 | 0 | 0 | 0 | 0 | 0 | 0 | 0 | 0 | 0 | 0 | 0 | 0
F8_Industrial_Industrial - WA_Existing_Space Heating_Natural Gas_Insulation - Ceiling_A_Achievable Economic RVT Potential | F8 | Industrial | Industrial - WA | Existing | Space Heating | Natural Gas | Insulation - Ceiling | A | Incremental Summer Peak Savings (MW) | Achievable Economic RVT Potential | 0 | 0 | 0 | 0 | 0 | 0 | 0 | 0 | 0 | 0 | 0 | 0 | 0 | 0 | 0 | 0 | 0 | 0 | 0 | 0 | 0 | 0 | 0 | 0 | 0 | 0 | 0
F9_Industrial_Industrial - WA_Existing_Space Heating_Natural Gas_Insulation - Ceiling_A_Achievable Economic RVT Potential | F9 | Industrial | Industrial - WA | Existing | Space Heating | Natural Gas | Insulation - Ceiling | A | Incremental Winter Peak Savings (MW) | Achievable Economic RVT Potential | 0 | 0 | 0 | 0 | 0 | 0 | 0 | 0 | 0 | 0 | 0 | 0 | 0 | 0 | 0 | 0 | 0 | 0 | 0 | 0 | 0 | 0 | 0 | 0 | 0 | 0 | 0
F10_Industrial_Industrial - WA_Existing_Space Heating_Natural Gas_Insulation - Ceiling_A_Achievable Economic RVT Potential | F10 | Industrial | Industrial - WA | Existing | Space Heating | Natural Gas | Insulation - Ceiling | A | Cumulative Energy Savings (MWh or mTherms) | Achievable Economic RVT Potential | 0 | 0 | 0 | 0 | 0 | 0 | 0 | 0 | 0 | 0 | 0 | 0 | 0 | 0 | 0 | 0 | 0 | 0 | 0 | 0 | 0 | 0 | 0 | 0 | 0 | 0 | 0
F11_Industrial_Industrial - WA_Existing_Space Heating_Natural Gas_Insulation - Ceiling_A_Achievable Economic RVT Potential | F11 | Industrial | Industrial - WA | Existing | Space Heating | Natural Gas | Insulation - Ceiling | A | Cumulative Summer Peak Savings (MW) | Achievable Economic RVT Potential | 0 | 0 | 0 | 0 | 0 | 0 | 0 | 0 | 0 | 0 | 0 | 0 | 0 | 0 | 0 | 0 | 0 | 0 | 0 | 0 | 0 | 0 | 0 | 0 | 0 | 0 | 0
F12_Industrial_Industrial - WA_Existing_Space Heating_Natural Gas_Insulation - Ceiling_A_Achievable Economic RVT Potential | F12 | Industrial | Industrial - WA | Existing | Space Heating | Natural Gas | Insulation - Ceiling | A | Cumulative Winter Peak Savings (MW) | Achievable Economic RVT Potential | 0 | 0 | 0 | 0 | 0 | 0 | 0 | 0 | 0 | 0 | 0 | 0 | 0 | 0 | 0 | 0 | 0 | 0 | 0 | 0 | 0 | 0 | 0 | 0 | 0 | 0 | 0
F13_Industrial_Industrial - WA_Existing_Space Heating_Natural Gas_Insulation - Ceiling_A_Achievable Economic RVT Potential | F13 | Industrial | Industrial - WA | Existing | Space Heating | Natural Gas | Insulation - Ceiling | A | Purchases (Incremental) | Achievable Economic RVT Potential | 0 | 0 | 0 | 0 | 0 | 0 | 0 | 0 | 0 | 0 | 0 | 0 | 0 | 0 | 0 | 0 | 0 | 0 | 0 | 0 | 0 | 0 | 0 | 0 | 0 | 0 | 0
F14_Industrial_Industrial - WA_Existing_Space Heating_Natural Gas_Insulation - Ceiling_A_Achievable Economic RVT Potential | F14 | Industrial | Industrial - WA | Existing | Space Heating | Natural Gas | Insulation - Ceiling | A | Purchases (Cumulative) | Achievable Economic RVT Potential | 0 | 0 | 0 | 0 | 0 | 0 | 0 | 0 | 0 | 0 | 0 | 0 | 0 | 0 | 0 | 0 | 0 | 0 | 0 | 0 | 0 | 0 | 0 | 0 | 0 | 0 | 0
F1_Industrial_Industrial - WA_Existing_Space Heating_Natural Gas_Insulation - Wall Cavity_A_Achievable Economic RVT Potential | F1 | Industrial | Industrial - WA | Existing | Space Heating | Natural Gas | Insulation - Wall Cavity | A | Original Unit Energy Savings (kWh or therms) | Achievable Economic RVT Potential | 0 | 0 | 0.12242 | 0.12219 | 0.12195 | 0.12168 | 0.12141 | 0.12113 | 0.12084 | 0.12054 | 0.12024 | 0.11993 | 0.11962 | 0.11931 | 0.119 | 0.1187 | 0.11839 | 0.11809 | 0.11779 | 0.11752 | 0.11726 | 0.11702 | 0.11681 | 0.11661 | 0.11642 | 0.11626 | 0.1161
F2_Industrial_Industrial - WA_Existing_Space Heating_Natural Gas_Insulation - Wall Cavity_A_Achievable Economic RVT Potential | F2 | Industrial | Industrial - WA | Existing | Space Heating | Natural Gas | Insulation - Wall Cavity | A | Original Unit Summer Peak Savings (kW) | Achievable Economic RVT Potential | 0 | 0 | 0 | 0 | 0 | 0 | 0 | 0 | 0 | 0 | 0 | 0 | 0 | 0 | 0 | 0 | 0 | 0 | 0 | 0 | 0 | 0 | 0 | 0 | 0 | 0 | 0
F3_Industrial_Industrial - WA_Existing_Space Heating_Natural Gas_Insulation - Wall Cavity_A_Achievable Economic RVT Potential | F3 | Industrial | Industrial - WA | Existing | Space Heating | Natural Gas | Insulation - Wall Cavity | A | Original Unit Winter Peak Savings (kW) | Achievable Economic RVT Potential | 0 | 0 | 0 | 0 | 0 | 0 | 0 | 0 | 0 | 0 | 0 | 0 | 0 | 0 | 0 | 0 | 0 | 0 | 0 | 0 | 0 | 0 | 0 | 0 | 0 | 0 | 0
F4_Industrial_Industrial - WA_Existing_Space Heating_Natural Gas_Insulation - Wall Cavity_A_Achievable Economic RVT Potential | F4 | Industrial | Industrial - WA | Existing | Space Heating | Natural Gas | Insulation - Wall Cavity | A | Standalone Impact on Baseline Energy (%) | Achievable Economic RVT Potential | 0 | 0 | 8.0277e-05 | 0.00024215 | 0.00053132 | 0.0010041 | 0.0017252 | 0.002763 | 0.0041819 | 0.0060319 | 0.0083352 | 0.011073 | 0.014174 | 0.017516 | 0.020929 | 0.024223 | 0.027222 | 0.029829 | 0.03198 | 0.033668 | 0.034978 | 0.036062 | 0.036694 | 0.037338 | 0.037993 | 0.03866 | 0.039338
F5_Industrial_Industrial - WA_Existing_Space Heating_Natural Gas_Insulation - Wall Cavity_A_Achievable Economic RVT Potential | F5 | Industrial | Industrial - WA | Existing | Space Heating | Natural Gas | Insulation - Wall Cavity | A | Standalone Impact on Baseline Summer Peak (%) | Achievable Economic RVT Potential | 0 | 0 | 0 | 0 | 0 | 0 | 0 | 0 | 0 | 0 | 0 | 0 | 0 | 0 | 0 | 0 | 0 | 0 | 0 | 0 | 0 | 0 | 0 | 0 | 0 | 0 | 0
F6_Industrial_Industrial - WA_Existing_Space Heating_Natural Gas_Insulation - Wall Cavity_A_Achievable Economic RVT Potential | F6 | Industrial | Industrial - WA | Existing | Space Heating | Natural Gas | Insulation - Wall Cavity | A | Standalone Impact on Baseline Winter Peak (%) | Achievable Economic RVT Potential | 0 | 0 | 0 | 0 | 0 | 0 | 0 | 0 | 0 | 0 | 0 | 0 | 0 | 0 | 0 | 0 | 0 | 0 | 0 | 0 | 0 | 0 | 0 | 0 | 0 | 0 | 0
F7_Industrial_Industrial - WA_Existing_Space Heating_Natural Gas_Insulation - Wall Cavity_A_Achievable Economic RVT Potential | F7 | Industrial | Industrial - WA | Existing | Space Heating | Natural Gas | Insulation - Wall Cavity | A | Incremental Energy Savings (MWh or mTherms) | Achievable Economic RVT Potential | 0 | 0 | 4.0472e-05 | 0.00015863 | 0.00049047 | 0.0012726 | 0.002875 | 0.0057822 | 0.010489 | 0.017281 | 0.025915 | 0.035326 | 0.043587 | 0.048351 | 0.047791 | 0.041629 | 0.031544 | 0.021148 | 0.012123 | 0.0056968 | 0.0022802 | 0.0009512 | 0 | 0 | 0 | 0 | 0
F8_Industrial_Industrial - WA_Existing_Space Heating_Natural Gas_Insulation - Wall Cavity_A_Achievable Economic RVT Potential | F8 | Industrial | Industrial - WA | Existing | Space Heating | Natural Gas | Insulation - Wall Cavity | A | Incremental Summer Peak Savings (MW) | Achievable Economic RVT Potential | 0 | 0 | 0 | 0 | 0 | 0 | 0 | 0 | 0 | 0 | 0 | 0 | 0 | 0 | 0 | 0 | 0 | 0 | 0 | 0 | 0 | 0 | 0 | 0 | 0 | 0 | 0
F9_Industrial_Industrial - WA_Existing_Space Heating_Natural Gas_Insulation - Wall Cavity_A_Achievable Economic RVT Potential | F9 | Industrial | Industrial - WA | Existing | Space Heating | Natural Gas | Insulation - Wall Cavity | A | Incremental Winter Peak Savings (MW) | Achievable Economic RVT Potential | 0 | 0 | 0 | 0 | 0 | 0 | 0 | 0 | 0 | 0 | 0 | 0 | 0 | 0 | 0 | 0 | 0 | 0 | 0 | 0 | 0 | 0 | 0 | 0 | 0 | 0 | 0
F10_Industrial_Industrial - WA_Existing_Space Heating_Natural Gas_Insulation - Wall Cavity_A_Achievable Economic RVT Potential | F10 | Industrial | Industrial - WA | Existing | Space Heating | Natural Gas | Insulation - Wall Cavity | A | Cumulative Energy Savings (MWh or mTherms) | Achievable Economic RVT Potential | 0 | 0 | 4.0472e-05 | 0.00019902 | 0.00068909 | 0.0019603 | 0.0048309 | 0.010602 | 0.021066 | 0.038295 | 0.064113 | 0.099276 | 0.14261 | 0.19059 | 0.23789 | 0.2789 | 0.30973 | 0.33009 | 0.34138 | 0.34628 | 0.3478 | 0.34805 | 0.34741 | 0.34681 | 0.34627 | 0.34576 | 0.3453
F11_Industrial_Industrial - WA_Existing_Space Heating_Natural Gas_Insulation - Wall Cavity_A_Achievable Economic RVT Potential | F11 | Industrial | Industrial - WA | Existing | Space Heating | Natural Gas | Insulation - Wall Cavity | A | Cumulative Summer Peak Savings (MW) | Achievable Economic RVT Potential | 0 | 0 | 0 | 0 | 0 | 0 | 0 | 0 | 0 | 0 | 0 | 0 | 0 | 0 | 0 | 0 | 0 | 0 | 0 | 0 | 0 | 0 | 0 | 0 | 0 | 0 | 0
F12_Industrial_Industrial - WA_Existing_Space Heating_Natural Gas_Insulation - Wall Cavity_A_Achievable Economic RVT Potential | F12 | Industrial | Industrial - WA | Existing | Space Heating | Natural Gas | Insulation - Wall Cavity | A | Cumulative Winter Peak Savings (MW) | Achievable Economic RVT Potential | 0 | 0 | 0 | 0 | 0 | 0 | 0 | 0 | 0 | 0 | 0 | 0 | 0 | 0 | 0 | 0 | 0 | 0 | 0 | 0 | 0 | 0 | 0 | 0 | 0 | 0 | 0
F13_Industrial_Industrial - WA_Existing_Space Heating_Natural Gas_Insulation - Wall Cavity_A_Achievable Economic RVT Potential | F13 | Industrial | Industrial - WA | Existing | Space Heating | Natural Gas | Insulation - Wall Cavity | A | Purchases (Incremental) | Achievable Economic RVT Potential | 0 | 0 | 0.33059 | 1.2982 | 4.022 | 10.4586 | 23.6802 | 47.7362 | 86.8057 | 143.3663 | 215.5323 | 294.5519 | 364.3713 | 405.2477 | 401.593 | 350.7124 | 266.4383 | 179.0783 | 102.915 | 48.4757 | 19.4456 | 8.1282 | 0 | 0 | 0 | 0 | 0
F14_Industrial_Industrial - WA_Existing_Space Heating_Natural Gas_Insulation - Wall Cavity_A_Achievable Economic RVT Potential | F14 | Industrial | Industrial - WA | Existing | Space Heating | Natural Gas | Insulation - Wall Cavity | A | Purchases (Cumulative) | Achievable Economic RVT Potential | 0 | 0 | 0.33059 | 1.6288 | 5.6508 | 16.1095 | 39.7897 | 87.5259 | 174.3316 | 317.698 | 533.2303 | 827.7822 | 1192.1535 | 1597.4012 | 1998.9942 | 2349.7065 | 2616.1449 | 2795.2232 | 2898.1382 | 2946.6138 | 2966.0594 | 2974.1877 | 2974.1877 | 2974.1877 | 2974.1877 | 2974.1877 | 2974.1877
F1_Industrial_Industrial - WA_Existing_Space Heating_Natural Gas_Insulation - Ducting_A_Achievable Economic RVT Potential | F1 | Industrial | Industrial - WA | Existing | Space Heating | Natural Gas | Insulation - Ducting | A | Original Unit Energy Savings (kWh or therms) | Achievable Economic RVT Potential | 0 | 0 | 0.0067699 | 0.0067574 | 0.0067416 | 0.0067227 | 0.0067012 | 0.0066772 | 0.0066511 | 0.006623 | 0.0065934 | 0.0065622 | 0.0065299 | 0.0064964 | 0.0064621 | 0.006427 | 0.0063913 | 0.0063551 | 0.0063185 | 0.0062846 | 0.0062528 | 0.0062234 | 0.0061963 | 0.0061713 | 0.0061482 | 0.0061268 | 0.0061072
F2_Industrial_Industrial - WA_Existing_Space Heating_Natural Gas_Insulation - Ducting_A_Achievable Economic RVT Potential | F2 | Industrial | Industrial - WA | Existing | Space Heating | Natural Gas | Insulation - Ducting | A | Original Unit Summer Peak Savings (kW) | Achievable Economic RVT Potential | 0 | 0 | 0 | 0 | 0 | 0 | 0 | 0 | 0 | 0 | 0 | 0 | 0 | 0 | 0 | 0 | 0 | 0 | 0 | 0 | 0 | 0 | 0 | 0 | 0 | 0 | 0
F3_Industrial_Industrial - WA_Existing_Space Heating_Natural Gas_Insulation - Ducting_A_Achievable Economic RVT Potential | F3 | Industrial | Industrial - WA | Existing | Space Heating | Natural Gas | Insulation - Ducting | A | Original Unit Winter Peak Savings (kW) | Achievable Economic RVT Potential | 0 | 0 | 0 | 0 | 0 | 0 | 0 | 0 | 0 | 0 | 0 | 0 | 0 | 0 | 0 | 0 | 0 | 0 | 0 | 0 | 0 | 0 | 0 | 0 | 0 | 0 | 0
F4_Industrial_Industrial - WA_Existing_Space Heating_Natural Gas_Insulation - Ducting_A_Achievable Economic RVT Potential | F4 | Industrial | Industrial - WA | Existing | Space Heating | Natural Gas | Insulation - Ducting | A | Standalone Impact on Baseline Energy (%) | Achievable Economic RVT Potential | 0 | 0 | 0 | 0 | 0 | 0 | 0 | 0 | 0 | 0 | 0 | 0 | 0 | 0 | 0 | 0 | 0 | 0 | 0 | 0 | 0 | 0 | 0 | 0 | 0 | 0 | 0
F5_Industrial_Industrial - WA_Existing_Space Heating_Natural Gas_Insulation - Ducting_A_Achievable Economic RVT Potential | F5 | Industrial | Industrial - WA | Existing | Space Heating | Natural Gas | Insulation - Ducting | A | Standalone Impact on Baseline Summer Peak (%) | Achievable Economic RVT Potential | 0 | 0 | 0 | 0 | 0 | 0 | 0 | 0 | 0 | 0 | 0 | 0 | 0 | 0 | 0 | 0 | 0 | 0 | 0 | 0 | 0 | 0 | 0 | 0 | 0 | 0 | 0
F6_Industrial_Industrial - WA_Existing_Space Heating_Natural Gas_Insulation - Ducting_A_Achievable Economic RVT Potential | F6 | Industrial | Industrial - WA | Existing | Space Heating | Natural Gas | Insulation - Ducting | A | Standalone Impact on Baseline Winter Peak (%) | Achievable Economic RVT Potential | 0 | 0 | 0 | 0 | 0 | 0 | 0 | 0 | 0 | 0 | 0 | 0 | 0 | 0 | 0 | 0 | 0 | 0 | 0 | 0 | 0 | 0 | 0 | 0 | 0 | 0 | 0
F7_Industrial_Industrial - WA_Existing_Space Heating_Natural Gas_Insulation - Ducting_A_Achievable Economic RVT Potential | F7 | Industrial | Industrial - WA | Existing | Space Heating | Natural Gas | Insulation - Ducting | A | Incremental Energy Savings (MWh or mTherms) | Achievable Economic RVT Potential | 0 | 0 | 0 | 0 | 0 | 0 | 0 | 0 | 0 | 0 | 0 | 0 | 0 | 0 | 0 | 0 | 0 | 0 | 0 | 0 | 0 | 0 | 0 | 0 | 0 | 0 | 0
F8_Industrial_Industrial - WA_Existing_Space Heating_Natural Gas_Insulation - Ducting_A_Achievable Economic RVT Potential | F8 | Industrial | Industrial - WA | Existing | Space Heating | Natural Gas | Insulation - Ducting | A | Incremental Summer Peak Savings (MW) | Achievable Economic RVT Potential | 0 | 0 | 0 | 0 | 0 | 0 | 0 | 0 | 0 | 0 | 0 | 0 | 0 | 0 | 0 | 0 | 0 | 0 | 0 | 0 | 0 | 0 | 0 | 0 | 0 | 0 | 0
F9_Industrial_Industrial - WA_Existing_Space Heating_Natural Gas_Insulation - Ducting_A_Achievable Economic RVT Potential | F9 | Industrial | Industrial - WA | Existing | Space Heating | Natural Gas | Insulation - Ducting | A | Incremental Winter Peak Savings (MW) | Achievable Economic RVT Potential | 0 | 0 | 0 | 0 | 0 | 0 | 0 | 0 | 0 | 0 | 0 | 0 | 0 | 0 | 0 | 0 | 0 | 0 | 0 | 0 | 0 | 0 | 0 | 0 | 0 | 0 | 0
F10_Industrial_Industrial - WA_Existing_Space Heating_Natural Gas_Insulation - Ducting_A_Achievable Economic RVT Potential | F10 | Industrial | Industrial - WA | Existing | Space Heating | Natural Gas | Insulation - Ducting | A | Cumulative Energy Savings (MWh or mTherms) | Achievable Economic RVT Potential | 0 | 0 | 0 | 0 | 0 | 0 | 0 | 0 | 0 | 0 | 0 | 0 | 0 | 0 | 0 | 0 | 0 | 0 | 0 | 0 | 0 | 0 | 0 | 0 | 0 | 0 | 0
F11_Industrial_Industrial - WA_Existing_Space Heating_Natural Gas_Insulation - Ducting_A_Achievable Economic RVT Potential | F11 | Industrial | Industrial - WA | Existing | Space Heating | Natural Gas | Insulation - Ducting | A | Cumulative Summer Peak Savings (MW) | Achievable Economic RVT Potential | 0 | 0 | 0 | 0 | 0 | 0 | 0 | 0 | 0 | 0 | 0 | 0 | 0 | 0 | 0 | 0 | 0 | 0 | 0 | 0 | 0 | 0 | 0 | 0 | 0 | 0 | 0
F12_Industrial_Industrial - WA_Existing_Space Heating_Natural Gas_Insulation - Ducting_A_Achievable Economic RVT Potential | F12 | Industrial | Industrial - WA | Existing | Space Heating | Natural Gas | Insulation - Ducting | A | Cumulative Winter Peak Savings (MW) | Achievable Economic RVT Potential | 0 | 0 | 0 | 0 | 0 | 0 | 0 | 0 | 0 | 0 | 0 | 0 | 0 | 0 | 0 | 0 | 0 | 0 | 0 | 0 | 0 | 0 | 0 | 0 | 0 | 0 | 0
F13_Industrial_Industrial - WA_Existing_Space Heating_Natural Gas_Insulation - Ducting_A_Achievable Economic RVT Potential | F13 | Industrial | Industrial - WA | Existing | Space Heating | Natural Gas | Insulation - Ducting | A | Purchases (Incremental) | Achievable Economic RVT Potential | 0 | 0 | 0 | 0 | 0 | 0 | 0 | 0 | 0 | 0 | 0 | 0 | 0 | 0 | 0 | 0 | 0 | 0 | 0 | 0 | 0 | 0 | 0 | 0 | 0 | 0 | 0
F14_Industrial_Industrial - WA_Existing_Space Heating_Natural Gas_Insulation - Ducting_A_Achievable Economic RVT Potential | F14 | Industrial | Industrial - WA | Existing | Space Heating | Natural Gas | Insulation - Ducting | A | Purchases (Cumulative) | Achievable Economic RVT Potential | 0 | 0 | 0 | 0 | 0 | 0 | 0 | 0 | 0 | 0 | 0 | 0 | 0 | 0 | 0 | 0 | 0 | 0 | 0 | 0 | 0 | 0 | 0 | 0 | 0 | 0 | 0
F1_Industrial_Industrial - WA_Existing_Space Heating_Natural Gas_Ducting - Repair and Sealing_A_Achievable Economic RVT Potential | F1 | Industrial | Industrial - WA | Existing | Space Heating | Natural Gas | Ducting - Repair and Sealing | A | Original Unit Energy Savings (kWh or therms) | Achievable Economic RVT Potential | 0 | 0 | 0.27616 | 0.27565 | 0.275 | 0.27424 | 0.27336 | 0.27238 | 0.27131 | 0.27017 | 0.26896 | 0.26769 | 0.26637 | 0.265 | 0.2636 | 0.26217 | 0.26071 | 0.25924 | 0.25775 | 0.25636 | 0.25506 | 0.25387 | 0.25276 | 0.25174 | 0.2508 | 0.24993 | 0.24912
F2_Industrial_Industrial - WA_Existing_Space Heating_Natural Gas_Ducting - Repair and Sealing_A_Achievable Economic RVT Potential | F2 | Industrial | Industrial - WA | Existing | Space Heating | Natural Gas | Ducting - Repair and Sealing | A | Original Unit Summer Peak Savings (kW) | Achievable Economic RVT Potential | 0 | 0 | 0 | 0 | 0 | 0 | 0 | 0 | 0 | 0 | 0 | 0 | 0 | 0 | 0 | 0 | 0 | 0 | 0 | 0 | 0 | 0 | 0 | 0 | 0 | 0 | 0
F3_Industrial_Industrial - WA_Existing_Space Heating_Natural Gas_Ducting - Repair and Sealing_A_Achievable Economic RVT Potential | F3 | Industrial | Industrial - WA | Existing | Space Heating | Natural Gas | Ducting - Repair and Sealing | A | Original Unit Winter Peak Savings (kW) | Achievable Economic RVT Potential | 0 | 0 | 0 | 0 | 0 | 0 | 0 | 0 | 0 | 0 | 0 | 0 | 0 | 0 | 0 | 0 | 0 | 0 | 0 | 0 | 0 | 0 | 0 | 0 | 0 | 0 | 0
F4_Industrial_Industrial - WA_Existing_Space Heating_Natural Gas_Ducting - Repair and Sealing_A_Achievable Economic RVT Potential | F4 | Industrial | Industrial - WA | Existing | Space Heating | Natural Gas | Ducting - Repair and Sealing | A | Standalone Impact on Baseline Energy (%) | Achievable Economic RVT Potential | 0 | 0 | 2.4697e-05 | 7.4502e-05 | 0.00016341 | 0.00030862 | 0.00052974 | 0.00084735 | 0.0012806 | 0.0018439 | 0.0025429 | 0.0033707 | 0.0043046 | 0.0053058 | 0.0063225 | 0.0072969 | 0.0081757 | 0.0089305 | 0.0095435 | 0.010017 | 0.010344 | 0.010571 | 0.01073 | 0.010893 | 0.01106 | 0.011231 | 0.011406
F5_Industrial_Industrial - WA_Existing_Space Heating_Natural Gas_Ducting - Repair and Sealing_A_Achievable Economic RVT Potential | F5 | Industrial | Industrial - WA | Existing | Space Heating | Natural Gas | Ducting - Repair and Sealing | A | Standalone Impact on Baseline Summer Peak (%) | Achievable Economic RVT Potential | 0 | 0 | 0 | 0 | 0 | 0 | 0 | 0 | 0 | 0 | 0 | 0 | 0 | 0 | 0 | 0 | 0 | 0 | 0 | 0 | 0 | 0 | 0 | 0 | 0 | 0 | 0
F6_Industrial_Industrial - WA_Existing_Space Heating_Natural Gas_Ducting - Repair and Sealing_A_Achievable Economic RVT Potential | F6 | Industrial | Industrial - WA | Existing | Space Heating | Natural Gas | Ducting - Repair and Sealing | A | Standalone Impact on Baseline Winter Peak (%) | Achievable Economic RVT Potential | 0 | 0 | 0 | 0 | 0 | 0 | 0 | 0 | 0 | 0 | 0 | 0 | 0 | 0 | 0 | 0 | 0 | 0 | 0 | 0 | 0 | 0 | 0 | 0 | 0 | 0 | 0
F7_Industrial_Industrial - WA_Existing_Space Heating_Natural Gas_Ducting - Repair and Sealing_A_Achievable Economic RVT Potential | F7 | Industrial | Industrial - WA | Existing | Space Heating | Natural Gas | Ducting - Repair and Sealing | A | Incremental Energy Savings (MWh or mTherms) | Achievable Economic RVT Potential | 0 | 0 | 1.2451e-05 | 4.8804e-05 | 0.00015085 | 0.00039116 | 0.00088282 | 0.0017733 | 0.003212 | 0.0052825 | 0.007906 | 0.010754 | 0.013237 | 0.014646 | 0.014438 | 0.01254 | 0.0094737 | 0.0063314 | 0.0036177 | 0.0016949 | 0.00066494 | 0.00023648 | 0 | 0 | 0 | 0 | 0
F8_Industrial_Industrial - WA_Existing_Space Heating_Natural Gas_Ducting - Repair and Sealing_A_Achievable Economic RVT Potential | F8 | Industrial | Industrial - WA | Existing | Space Heating | Natural Gas | Ducting - Repair and Sealing | A | Incremental Summer Peak Savings (MW) | Achievable Economic RVT Potential | 0 | 0 | 0 | 0 | 0 | 0 | 0 | 0 | 0 | 0 | 0 | 0 | 0 | 0 | 0 | 0 | 0 | 0 | 0 | 0 | 0 | 0 | 0 | 0 | 0 | 0 | 0
F9_Industrial_Industrial - WA_Existing_Space Heating_Natural Gas_Ducting - Repair and Sealing_A_Achievable Economic RVT Potential | F9 | Industrial | Industrial - WA | Existing | Space Heating | Natural Gas | Ducting - Repair and Sealing | A | Incremental Winter Peak Savings (MW) | Achievable Economic RVT Potential | 0 | 0 | 0 | 0 | 0 | 0 | 0 | 0 | 0 | 0 | 0 | 0 | 0 | 0 | 0 | 0 | 0 | 0 | 0 | 0 | 0 | 0 | 0 | 0 | 0 | 0 | 0
F10_Industrial_Industrial - WA_Existing_Space Heating_Natural Gas_Ducting - Repair and Sealing_A_Achievable Economic RVT Potential | F10 | Industrial | Industrial - WA | Existing | Space Heating | Natural Gas | Ducting - Repair and Sealing | A | Cumulative Energy Savings (MWh or mTherms) | Achievable Economic RVT Potential | 0 | 0 | 1.2451e-05 | 6.1232e-05 | 0.00021194 | 0.00060251 | 0.0014834 | 0.0032514 | 0.0064507 | 0.011706 | 0.01956 | 0.030221 | 0.043309 | 0.057733 | 0.071866 | 0.084015 | 0.093022 | 0.098827 | 0.10188 | 0.10302 | 0.10317 | 0.10292 | 0.10247 | 0.10206 | 0.10167 | 0.10132 | 0.101
F11_Industrial_Industrial - WA_Existing_Space Heating_Natural Gas_Ducting - Repair and Sealing_A_Achievable Economic RVT Potential | F11 | Industrial | Industrial - WA | Existing | Space Heating | Natural Gas | Ducting - Repair and Sealing | A | Cumulative Summer Peak Savings (MW) | Achievable Economic RVT Potential | 0 | 0 | 0 | 0 | 0 | 0 | 0 | 0 | 0 | 0 | 0 | 0 | 0 | 0 | 0 | 0 | 0 | 0 | 0 | 0 | 0 | 0 | 0 | 0 | 0 | 0 | 0
F12_Industrial_Industrial - WA_Existing_Space Heating_Natural Gas_Ducting - Repair and Sealing_A_Achievable Economic RVT Potential | F12 | Industrial | Industrial - WA | Existing | Space Heating | Natural Gas | Ducting - Repair and Sealing | A | Cumulative Winter Peak Savings (MW) | Achievable Economic RVT Potential | 0 | 0 | 0 | 0 | 0 | 0 | 0 | 0 | 0 | 0 | 0 | 0 | 0 | 0 | 0 | 0 | 0 | 0 | 0 | 0 | 0 | 0 | 0 | 0 | 0 | 0 | 0
F13_Industrial_Industrial - WA_Existing_Space Heating_Natural Gas_Ducting - Repair and Sealing_A_Achievable Economic RVT Potential | F13 | Industrial | Industrial - WA | Existing | Space Heating | Natural Gas | Ducting - Repair and Sealing | A | Purchases (Incremental) | Achievable Economic RVT Potential | 0 | 0 | 0.045087 | 0.17705 | 0.54854 | 1.4264 | 3.2296 | 6.5104 | 11.8388 | 19.5527 | 29.3949 | 40.1719 | 49.694 | 55.2689 | 54.7704 | 47.8312 | 36.3377 | 24.4232 | 14.0359 | 6.6113 | 2.607 | 0.9315 | 0 | 0 | 0 | 0 | 0
F14_Industrial_Industrial - WA_Existing_Space Heating_Natural Gas_Ducting - Repair and Sealing_A_Achievable Economic RVT Potential | F14 | Industrial | Industrial - WA | Existing | Space Heating | Natural Gas | Ducting - Repair and Sealing | A | Purchases (Cumulative) | Achievable Economic RVT Potential | 0 | 0 | 0.045087 | 0.22214 | 0.77068 | 2.1971 | 5.4266 | 11.937 | 23.7759 | 43.3286 | 72.7235 | 112.8954 | 162.5894 | 217.8583 | 272.6288 | 320.46 | 356.7976 | 381.2209 | 395.2567 | 401.868 | 404.4749 | 405.4064 | 405.4064 | 405.4064 | 405.4064 | 405.4064 | 405.4064
F1_Industrial_Industrial - WA_Existing_Space Heating_Natural Gas_Building Shell - Air Sealing (Infiltration Control)_A_Achievable Economic RVT Potential | F1 | Industrial | Industrial - WA | Existing | Space Heating | Natural Gas | Building Shell - Air Sealing (Infiltration Control) | A | Original Unit Energy Savings (kWh or therms) | Achievable Economic RVT Potential | 0 | 0 | 63.6072 | 63.4875 | 63.3593 | 63.2236 | 63.0816 | 62.9345 | 62.7831 | 62.6284 | 62.4711 | 62.3121 | 62.1521 | 61.9916 | 61.8313 | 61.6718 | 61.5135 | 61.3569 | 61.2024 | 61.059 | 60.9254 | 60.8027 | 60.6898 | 60.586 | 60.4906 | 60.4029 | 60.3223
F2_Industrial_Industrial - WA_Existing_Space Heating_Natural Gas_Building Shell - Air Sealing (Infiltration Control)_A_Achievable Economic RVT Potential | F2 | Industrial | Industrial - WA | Existing | Space Heating | Natural Gas | Building Shell - Air Sealing (Infiltration Control) | A | Original Unit Summer Peak Savings (kW) | Achievable Economic RVT Potential | 0 | 0 | 0 | 0 | 0 | 0 | 0 | 0 | 0 | 0 | 0 | 0 | 0 | 0 | 0 | 0 | 0 | 0 | 0 | 0 | 0 | 0 | 0 | 0 | 0 | 0 | 0
F3_Industrial_Industrial - WA_Existing_Space Heating_Natural Gas_Building Shell - Air Sealing (Infiltration Control)_A_Achievable Economic RVT Potential | F3 | Industrial | Industrial - WA | Existing | Space Heating | Natural Gas | Building Shell - Air Sealing (Infiltration Control) | A | Original Unit Winter Peak Savings (kW) | Achievable Economic RVT Potential | 0 | 0 | 0 | 0 | 0 | 0 | 0 | 0 | 0 | 0 | 0 | 0 | 0 | 0 | 0 | 0 | 0 | 0 | 0 | 0 | 0 | 0 | 0 | 0 | 0 | 0 | 0
F4_Industrial_Industrial - WA_Existing_Space Heating_Natural Gas_Building Shell - Air Sealing (Infiltration Control)_A_Achievable Economic RVT Potential | F4 | Industrial | Industrial - WA | Existing | Space Heating | Natural Gas | Building Shell - Air Sealing (Infiltration Control) | A | Standalone Impact on Baseline Energy (%) | Achievable Economic RVT Potential | 0 | 0 | 4.2266e-06 | 1.2749e-05 | 2.7974e-05 | 5.2866e-05 | 9.0831e-05 | 0.00014547 | 0.00022018 | 0.00031758 | 0.00043885 | 0.00058298 | 0.00074125 | 0.00090703 | 0.0010686 | 0.0012125 | 0.0013252 | 0.0013974 | 0.0014219 | 0.0014468 | 0.0014722 | 0.0014981 | 0.0015243 | 0.0015511 | 0.0015783 | 0.001606 | 0.0016342
F5_Industrial_Industrial - WA_Existing_Space Heating_Natural Gas_Building Shell - Air Sealing (Infiltration Control)_A_Achievable Economic RVT Potential | F5 | Industrial | Industrial - WA | Existing | Space Heating | Natural Gas | Building Shell - Air Sealing (Infiltration Control) | A | Standalone Impact on Baseline Summer Peak (%) | Achievable Economic RVT Potential | 0 | 0 | 0 | 0 | 0 | 0 | 0 | 0 | 0 | 0 | 0 | 0 | 0 | 0 | 0 | 0 | 0 | 0 | 0 | 0 | 0 | 0 | 0 | 0 | 0 | 0 | 0
F6_Industrial_Industrial - WA_Existing_Space Heating_Natural Gas_Building Shell - Air Sealing (Infiltration Control)_A_Achievable Economic RVT Potential | F6 | Industrial | Industrial - WA | Existing | Space Heating | Natural Gas | Building Shell - Air Sealing (Infiltration Control) | A | Standalone Impact on Baseline Winter Peak (%) | Achievable Economic RVT Potential | 0 | 0 | 0 | 0 | 0 | 0 | 0 | 0 | 0 | 0 | 0 | 0 | 0 | 0 | 0 | 0 | 0 | 0 | 0 | 0 | 0 | 0 | 0 | 0 | 0 | 0 | 0
F7_Industrial_Industrial - WA_Existing_Space Heating_Natural Gas_Building Shell - Air Sealing (Infiltration Control)_A_Achievable Economic RVT Potential | F7 | Industrial | Industrial - WA | Existing | Space Heating | Natural Gas | Building Shell - Air Sealing (Infiltration Control) | A | Incremental Energy Savings (MWh or mTherms) | Achievable Economic RVT Potential | 0 | 0 | 2.1309e-06 | 8.3518e-06 | 2.5823e-05 | 6.7005e-05 | 0.00015137 | 0.00030443 | 0.00055226 | 0.00090986 | 0.0013644 | 0.0018599 | 0.0022928 | 0.0025376 | 0.002491 | 0.0021264 | 0.0015132 | 0.00081663 | 9.9908e-05 | 0 | 0 | 0 | 0 | 0 | 0 | 0 | 0
F8_Industrial_Industrial - WA_Existing_Space Heating_Natural Gas_Building Shell - Air Sealing (Infiltration Control)_A_Achievable Economic RVT Potential | F8 | Industrial | Industrial - WA | Existing | Space Heating | Natural Gas | Building Shell - Air Sealing (Infiltration Control) | A | Incremental Summer Peak Savings (MW) | Achievable Economic RVT Potential | 0 | 0 | 0 | 0 | 0 | 0 | 0 | 0 | 0 | 0 | 0 | 0 | 0 | 0 | 0 | 0 | 0 | 0 | 0 | 0 | 0 | 0 | 0 | 0 | 0 | 0 | 0
F9_Industrial_Industrial - WA_Existing_Space Heating_Natural Gas_Building Shell - Air Sealing (Infiltration Control)_A_Achievable Economic RVT Potential | F9 | Industrial | Industrial - WA | Existing | Space Heating | Natural Gas | Building Shell - Air Sealing (Infiltration Control) | A | Incremental Winter Peak Savings (MW) | Achievable Economic RVT Potential | 0 | 0 | 0 | 0 | 0 | 0 | 0 | 0 | 0 | 0 | 0 | 0 | 0 | 0 | 0 | 0 | 0 | 0 | 0 | 0 | 0 | 0 | 0 | 0 | 0 | 0 | 0
F10_Industrial_Industrial - WA_Existing_Space Heating_Natural Gas_Building Shell - Air Sealing (Infiltration Control)_A_Achievable Economic RVT Potential | F10 | Industrial | Industrial - WA | Existing | Space Heating | Natural Gas | Building Shell - Air Sealing (Infiltration Control) | A | Cumulative Energy Savings (MWh or mTherms) | Achievable Economic RVT Potential | 0 | 0 | 2.1309e-06 | 1.0479e-05 | 3.6281e-05 | 0.00010321 | 0.00025435 | 0.00055819 | 0.0011091 | 0.0020162 | 0.0033756 | 0.0052269 | 0.0075063 | 0.010024 | 0.01249 | 0.014584 | 0.01606 | 0.016835 | 0.016893 | 0.016853 | 0.016816 | 0.016782 | 0.016751 | 0.016723 | 0.016696 | 0.016672 | 0.01665
F11_Industrial_Industrial - WA_Existing_Space Heating_Natural Gas_Building Shell - Air Sealing (Infiltration Control)_A_Achievable Economic RVT Potential | F11 | Industrial | Industrial - WA | Existing | Space Heating | Natural Gas | Building Shell - Air Sealing (Infiltration Control) | A | Cumulative Summer Peak Savings (MW) | Achievable Economic RVT Potential | 0 | 0 | 0 | 0 | 0 | 0 | 0 | 0 | 0 | 0 | 0 | 0 | 0 | 0 | 0 | 0 | 0 | 0 | 0 | 0 | 0 | 0 | 0 | 0 | 0 | 0 | 0
F12_Industrial_Industrial - WA_Existing_Space Heating_Natural Gas_Building Shell - Air Sealing (Infiltration Control)_A_Achievable Economic RVT Potential | F12 | Industrial | Industrial - WA | Existing | Space Heating | Natural Gas | Building Shell - Air Sealing (Infiltration Control) | A | Cumulative Winter Peak Savings (MW) | Achievable Economic RVT Potential | 0 | 0 | 0 | 0 | 0 | 0 | 0 | 0 | 0 | 0 | 0 | 0 | 0 | 0 | 0 | 0 | 0 | 0 | 0 | 0 | 0 | 0 | 0 | 0 | 0 | 0 | 0
F13_Industrial_Industrial - WA_Existing_Space Heating_Natural Gas_Building Shell - Air Sealing (Infiltration Control)_A_Achievable Economic RVT Potential | F13 | Industrial | Industrial - WA | Existing | Space Heating | Natural Gas | Building Shell - Air Sealing (Infiltration Control) | A | Purchases (Incremental) | Achievable Economic RVT Potential | 0 | 0 | 3.35e-05 | 0.00013155 | 0.00040757 | 0.0010598 | 0.0023996 | 0.0048373 | 0.0087964 | 0.014528 | 0.021841 | 0.029848 | 0.03689 | 0.040934 | 0.040288 | 0.034479 | 0.0246 | 0.013309 | 0.0016324 | 0 | 0 | 0 | 0 | 0 | 0 | 0 | 0
F14_Industrial_Industrial - WA_Existing_Space Heating_Natural Gas_Building Shell - Air Sealing (Infiltration Control)_A_Achievable Economic RVT Potential | F14 | Industrial | Industrial - WA | Existing | Space Heating | Natural Gas | Building Shell - Air Sealing (Infiltration Control) | A | Purchases (Cumulative) | Achievable Economic RVT Potential | 0 | 0 | 3.35e-05 | 0.00016505 | 0.00057262 | 0.0016324 | 0.0040321 | 0.0088694 | 0.017666 | 0.032194 | 0.054034 | 0.083883 | 0.12077 | 0.16171 | 0.20199 | 0.23647 | 0.26107 | 0.27438 | 0.27601 | 0.27601 | 0.27601 | 0.27601 | 0.27601 | 0.27601 | 0.27601 | 0.27601 | 0.27601
F1_Industrial_Industrial - WA_Existing_Space Heating_Natural Gas_Ventilation - Demand Controlled_A_Achievable Economic RVT Potential | F1 | Industrial | Industrial - WA | Existing | Space Heating | Natural Gas | Ventilation - Demand Controlled | A | Original Unit Energy Savings (kWh or therms) | Achievable Economic RVT Potential | 0 | 0 | 0.05097 | 0.050876 | 0.050757 | 0.050615 | 0.050453 | 0.050272 | 0.050075 | 0.049864 | 0.049641 | 0.049407 | 0.049163 | 0.048911 | 0.048652 | 0.048388 | 0.048119 | 0.047847 | 0.047572 | 0.047316 | 0.047077 | 0.046855 | 0.046651 | 0.046463 | 0.046289 | 0.046129 | 0.04598
F2_Industrial_Industrial - WA_Existing_Space Heating_Natural Gas_Ventilation - Demand Controlled_A_Achievable Economic RVT Potential | F2 | Industrial | Industrial - WA | Existing | Space Heating | Natural Gas | Ventilation - Demand Controlled | A | Original Unit Summer Peak Savings (kW) | Achievable Economic RVT Potential | 0 | 0 | 0 | 0 | 0 | 0 | 0 | 0 | 0 | 0 | 0 | 0 | 0 | 0 | 0 | 0 | 0 | 0 | 0 | 0 | 0 | 0 | 0 | 0 | 0 | 0 | 0
F3_Industrial_Industrial - WA_Existing_Space Heating_Natural Gas_Ventilation - Demand Controlled_A_Achievable Economic RVT Potential | F3 | Industrial | Industrial - WA | Existing | Space Heating | Natural Gas | Ventilation - Demand Controlled | A | Original Unit Winter Peak Savings (kW) | Achievable Economic RVT Potential | 0 | 0 | 0 | 0 | 0 | 0 | 0 | 0 | 0 | 0 | 0 | 0 | 0 | 0 | 0 | 0 | 0 | 0 | 0 | 0 | 0 | 0 | 0 | 0 | 0 | 0 | 0
F4_Industrial_Industrial - WA_Existing_Space Heating_Natural Gas_Ventilation - Demand Controlled_A_Achievable Economic RVT Potential | F4 | Industrial | Industrial - WA | Existing | Space Heating | Natural Gas | Ventilation - Demand Controlled | A | Standalone Impact on Baseline Energy (%) | Achievable Economic RVT Potential | 0 | 0 | 0.00044438 | 0.00089659 | 0.0013563 | 0.0018231 | 0.0022969 | 0.0027329 | 0.0030951 | 0.0033982 | 0.0036541 | 0.0038722 | 0.0039308 | 0.0039895 | 0.0040485 | 0.0041078 | 0.0041673 | 0.0042272 | 0.0042874 | 0.0043494 | 0.0044129 | 0.0044783 | 0.0045454 | 0.0046144 | 0.0046852 | 0.0047577 | 0.0048321
F5_Industrial_Industrial - WA_Existing_Space Heating_Natural Gas_Ventilation - Demand Controlled_A_Achievable Economic RVT Potential | F5 | Industrial | Industrial - WA | Existing | Space Heating | Natural Gas | Ventilation - Demand Controlled | A | Standalone Impact on Baseline Summer Peak (%) | Achievable Economic RVT Potential | 0 | 0 | 0 | 0 | 0 | 0 | 0 | 0 | 0 | 0 | 0 | 0 | 0 | 0 | 0 | 0 | 0 | 0 | 0 | 0 | 0 | 0 | 0 | 0 | 0 | 0 | 0
F6_Industrial_Industrial - WA_Existing_Space Heating_Natural Gas_Ventilation - Demand Controlled_A_Achievable Economic RVT Potential | F6 | Industrial | Industrial - WA | Existing | Space Heating | Natural Gas | Ventilation - Demand Controlled | A | Standalone Impact on Baseline Winter Peak (%) | Achievable Economic RVT Potential | 0 | 0 | 0 | 0 | 0 | 0 | 0 | 0 | 0 | 0 | 0 | 0 | 0 | 0 | 0 | 0 | 0 | 0 | 0 | 0 | 0 | 0 | 0 | 0 | 0 | 0 | 0
F7_Industrial_Industrial - WA_Existing_Space Heating_Natural Gas_Ventilation - Demand Controlled_A_Achievable Economic RVT Potential | F7 | Industrial | Industrial - WA | Existing | Space Heating | Natural Gas | Ventilation - Demand Controlled | A | Incremental Energy Savings (MWh or mTherms) | Achievable Economic RVT Potential | 0 | 0 | 0 | 0 | 0 | 0 | 0 | 0 | 0 | 0 | 0 | 0 | 0 | 0 | 0 | 0 | 0 | 0 | 0 | 0 | 0 | 0 | 0 | 0 | 0 | 0 | 0
F8_Industrial_Industrial - WA_Existing_Space Heating_Natural Gas_Ventilation - Demand Controlled_A_Achievable Economic RVT Potential | F8 | Industrial | Industrial - WA | Existing | Space Heating | Natural Gas | Ventilation - Demand Controlled | A | Incremental Summer Peak Savings (MW) | Achievable Economic RVT Potential | 0 | 0 | 0 | 0 | 0 | 0 | 0 | 0 | 0 | 0 | 0 | 0 | 0 | 0 | 0 | 0 | 0 | 0 | 0 | 0 | 0 | 0 | 0 | 0 | 0 | 0 | 0
F9_Industrial_Industrial - WA_Existing_Space Heating_Natural Gas_Ventilation - Demand Controlled_A_Achievable Economic RVT Potential | F9 | Industrial | Industrial - WA | Existing | Space Heating | Natural Gas | Ventilation - Demand Controlled | A | Incremental Winter Peak Savings (MW) | Achievable Economic RVT Potential | 0 | 0 | 0 | 0 | 0 | 0 | 0 | 0 | 0 | 0 | 0 | 0 | 0 | 0 | 0 | 0 | 0 | 0 | 0 | 0 | 0 | 0 | 0 | 0 | 0 | 0 | 0
F10_Industrial_Industrial - WA_Existing_Space Heating_Natural Gas_Ventilation - Demand Controlled_A_Achievable Economic RVT Potential | F10 | Industrial | Industrial - WA | Existing | Space Heating | Natural Gas | Ventilation - Demand Controlled | A | Cumulative Energy Savings (MWh or mTherms) | Achievable Economic RVT Potential | 0 | 0 | 0 | 0 | 0 | 0 | 0 | 0 | 0 | 0 | 0 | 0 | 0 | 0 | 0 | 0 | 0 | 0 | 0 | 0 | 0 | 0 | 0 | 0 | 0 | 0 | 0
F11_Industrial_Industrial - WA_Existing_Space Heating_Natural Gas_Ventilation - Demand Controlled_A_Achievable Economic RVT Potential | F11 | Industrial | Industrial - WA | Existing | Space Heating | Natural Gas | Ventilation - Demand Controlled | A | Cumulative Summer Peak Savings (MW) | Achievable Economic RVT Potential | 0 | 0 | 0 | 0 | 0 | 0 | 0 | 0 | 0 | 0 | 0 | 0 | 0 | 0 | 0 | 0 | 0 | 0 | 0 | 0 | 0 | 0 | 0 | 0 | 0 | 0 | 0
F12_Industrial_Industrial - WA_Existing_Space Heating_Natural Gas_Ventilation - Demand Controlled_A_Achievable Economic RVT Potential | F12 | Industrial | Industrial - WA | Existing | Space Heating | Natural Gas | Ventilation - Demand Controlled | A | Cumulative Winter Peak Savings (MW) | Achievable Economic RVT Potential | 0 | 0 | 0 | 0 | 0 | 0 | 0 | 0 | 0 | 0 | 0 | 0 | 0 | 0 | 0 | 0 | 0 | 0 | 0 | 0 | 0 | 0 | 0 | 0 | 0 | 0 | 0
F13_Industrial_Industrial - WA_Existing_Space Heating_Natural Gas_Ventilation - Demand Controlled_A_Achievable Economic RVT Potential | F13 | Industrial | Industrial - WA | Existing | Space Heating | Natural Gas | Ventilation - Demand Controlled | A | Purchases (Incremental) | Achievable Economic RVT Potential | 0 | 0 | 0 | 0 | 0 | 0 | 0 | 0 | 0 | 0 | 0 | 0 | 0 | 0 | 0 | 0 | 0 | 0 | 0 | 0 | 0 | 0 | 0 | 0 | 0 | 0 | 0
F14_Industrial_Industrial - WA_Existing_Space Heating_Natural Gas_Ventilation - Demand Controlled_A_Achievable Economic RVT Potential | F14 | Industrial | Industrial - WA | Existing | Space Heating | Natural Gas | Ventilation - Demand Controlled | A | Purchases (Cumulative) | Achievable Economic RVT Potential | 0 | 0 | 0 | 0 | 0 | 0 | 0 | 0 | 0 | 0 | 0 | 0 | 0 | 0 | 0 | 0 | 0 | 0 | 0 | 0 | 0 | 0 | 0 | 0 | 0 | 0 | 0
F1_Industrial_Industrial - WA_Existing_Space Heating_Natural Gas_Destratification Fans (HVLS)_A_Achievable Economic RVT Potential | F1 | Industrial | Industrial - WA | Existing | Space Heating | Natural Gas | Destratification Fans (HVLS) | A | Original Unit Energy Savings (kWh or therms) | Achievable Economic RVT Potential | 0 | 0 | 122898.3356 | 122667.2309 | 122419.3962 | 122157.2392 | 121882.9771 | 121598.6518 | 121306.1435 | 121007.1837 | 120703.3673 | 120396.1627 | 120086.9228 | 119776.8934 | 119467.2218 | 119158.9652 | 118853.0971 | 118550.5141 | 118252.0425 | 117974.9563 | 117716.8778 | 117479.6459 | 117261.5666 | 117061.0845 | 116876.7712 | 116707.315 | 116551.5114
F2_Industrial_Industrial - WA_Existing_Space Heating_Natural Gas_Destratification Fans (HVLS)_A_Achievable Economic RVT Potential | F2 | Industrial | Industrial - WA | Existing | Space Heating | Natural Gas | Destratification Fans (HVLS) | A | Original Unit Summer Peak Savings (kW) | Achievable Economic RVT Potential | 0 | 0 | 0 | 0 | 0 | 0 | 0 | 0 | 0 | 0 | 0 | 0 | 0 | 0 | 0 | 0 | 0 | 0 | 0 | 0 | 0 | 0 | 0 | 0 | 0 | 0 | 0
F3_Industrial_Industrial - WA_Existing_Space Heating_Natural Gas_Destratification Fans (HVLS)_A_Achievable Economic RVT Potential | F3 | Industrial | Industrial - WA | Existing | Space Heating | Natural Gas | Destratification Fans (HVLS) | A | Original Unit Winter Peak Savings (kW) | Achievable Economic RVT Potential | 0 | 0 | 0 | 0 | 0 | 0 | 0 | 0 | 0 | 0 | 0 | 0 | 0 | 0 | 0 | 0 | 0 | 0 | 0 | 0 | 0 | 0 | 0 | 0 | 0 | 0 | 0
F4_Industrial_Industrial - WA_Existing_Space Heating_Natural Gas_Destratification Fans (HVLS)_A_Achievable Economic RVT Potential | F4 | Industrial | Industrial - WA | Existing | Space Heating | Natural Gas | Destratification Fans (HVLS) | A | Standalone Impact on Baseline Energy (%) | Achievable Economic RVT Potential | 0 | 0 | 0.0016344 | 0.0032975 | 0.0049897 | 0.0067116 | 0.0084638 | 0.010247 | 0.012061 | 0.013907 | 0.015785 | 0.017697 | 0.019641 | 0.02162 | 0.023634 | 0.025683 | 0.027768 | 0.028255 | 0.028751 | 0.029255 | 0.029769 | 0.030291 | 0.030822 | 0.031363 | 0.031913 | 0.032473 | 0.033043
F5_Industrial_Industrial - WA_Existing_Space Heating_Natural Gas_Destratification Fans (HVLS)_A_Achievable Economic RVT Potential | F5 | Industrial | Industrial - WA | Existing | Space Heating | Natural Gas | Destratification Fans (HVLS) | A | Standalone Impact on Baseline Summer Peak (%) | Achievable Economic RVT Potential | 0 | 0 | 0 | 0 | 0 | 0 | 0 | 0 | 0 | 0 | 0 | 0 | 0 | 0 | 0 | 0 | 0 | 0 | 0 | 0 | 0 | 0 | 0 | 0 | 0 | 0 | 0
F6_Industrial_Industrial - WA_Existing_Space Heating_Natural Gas_Destratification Fans (HVLS)_A_Achievable Economic RVT Potential | F6 | Industrial | Industrial - WA | Existing | Space Heating | Natural Gas | Destratification Fans (HVLS) | A | Standalone Impact on Baseline Winter Peak (%) | Achievable Economic RVT Potential | 0 | 0 | 0 | 0 | 0 | 0 | 0 | 0 | 0 | 0 | 0 | 0 | 0 | 0 | 0 | 0 | 0 | 0 | 0 | 0 | 0 | 0 | 0 | 0 | 0 | 0 | 0
F7_Industrial_Industrial - WA_Existing_Space Heating_Natural Gas_Destratification Fans (HVLS)_A_Achievable Economic RVT Potential | F7 | Industrial | Industrial - WA | Existing | Space Heating | Natural Gas | Destratification Fans (HVLS) | A | Incremental Energy Savings (MWh or mTherms) | Achievable Economic RVT Potential | 0 | 0 | 0 | 0 | 0 | 0 | 0 | 0 | 0 | 0 | 0 | 0 | 0 | 0 | 0 | 0 | 0 | 0 | 0 | 0 | 0 | 0 | 0 | 0 | 0 | 0 | 0
F8_Industrial_Industrial - WA_Existing_Space Heating_Natural Gas_Destratification Fans (HVLS)_A_Achievable Economic RVT Potential | F8 | Industrial | Industrial - WA | Existing | Space Heating | Natural Gas | Destratification Fans (HVLS) | A | Incremental Summer Peak Savings (MW) | Achievable Economic RVT Potential | 0 | 0 | 0 | 0 | 0 | 0 | 0 | 0 | 0 | 0 | 0 | 0 | 0 | 0 | 0 | 0 | 0 | 0 | 0 | 0 | 0 | 0 | 0 | 0 | 0 | 0 | 0
F9_Industrial_Industrial - WA_Existing_Space Heating_Natural Gas_Destratification Fans (HVLS)_A_Achievable Economic RVT Potential | F9 | Industrial | Industrial - WA | Existing | Space Heating | Natural Gas | Destratification Fans (HVLS) | A | Incremental Winter Peak Savings (MW) | Achievable Economic RVT Potential | 0 | 0 | 0 | 0 | 0 | 0 | 0 | 0 | 0 | 0 | 0 | 0 | 0 | 0 | 0 | 0 | 0 | 0 | 0 | 0 | 0 | 0 | 0 | 0 | 0 | 0 | 0
F10_Industrial_Industrial - WA_Existing_Space Heating_Natural Gas_Destratification Fans (HVLS)_A_Achievable Economic RVT Potential | F10 | Industrial | Industrial - WA | Existing | Space Heating | Natural Gas | Destratification Fans (HVLS) | A | Cumulative Energy Savings (MWh or mTherms) | Achievable Economic RVT Potential | 0 | 0 | 0 | 0 | 0 | 0 | 0 | 0 | 0 | 0 | 0 | 0 | 0 | 0 | 0 | 0 | 0 | 0 | 0 | 0 | 0 | 0 | 0 | 0 | 0 | 0 | 0
F11_Industrial_Industrial - WA_Existing_Space Heating_Natural Gas_Destratification Fans (HVLS)_A_Achievable Economic RVT Potential | F11 | Industrial | Industrial - WA | Existing | Space Heating | Natural Gas | Destratification Fans (HVLS) | A | Cumulative Summer Peak Savings (MW) | Achievable Economic RVT Potential | 0 | 0 | 0 | 0 | 0 | 0 | 0 | 0 | 0 | 0 | 0 | 0 | 0 | 0 | 0 | 0 | 0 | 0 | 0 | 0 | 0 | 0 | 0 | 0 | 0 | 0 | 0
F12_Industrial_Industrial - WA_Existing_Space Heating_Natural Gas_Destratification Fans (HVLS)_A_Achievable Economic RVT Potential | F12 | Industrial | Industrial - WA | Existing | Space Heating | Natural Gas | Destratification Fans (HVLS) | A | Cumulative Winter Peak Savings (MW) | Achievable Economic RVT Potential | 0 | 0 | 0 | 0 | 0 | 0 | 0 | 0 | 0 | 0 | 0 | 0 | 0 | 0 | 0 | 0 | 0 | 0 | 0 | 0 | 0 | 0 | 0 | 0 | 0 | 0 | 0
F13_Industrial_Industrial - WA_Existing_Space Heating_Natural Gas_Destratification Fans (HVLS)_A_Achievable Economic RVT Potential | F13 | Industrial | Industrial - WA | Existing | Space Heating | Natural Gas | Destratification Fans (HVLS) | A | Purchases (Incremental) | Achievable Economic RVT Potential | 0 | 0 | 0 | 0 | 0 | 0 | 0 | 0 | 0 | 0 | 0 | 0 | 0 | 0 | 0 | 0 | 0 | 0 | 0 | 0 | 0 | 0 | 0 | 0 | 0 | 0 | 0
F14_Industrial_Industrial - WA_Existing_Space Heating_Natural Gas_Destratification Fans (HVLS)_A_Achievable Economic RVT Potential | F14 | Industrial | Industrial - WA | Existing | Space Heating | Natural Gas | Destratification Fans (HVLS) | A | Purchases (Cumulative) | Achievable Economic RVT Potential | 0 | 0 | 0 | 0 | 0 | 0 | 0 | 0 | 0 | 0 | 0 | 0 | 0 | 0 | 0 | 0 | 0 | 0 | 0 | 0 | 0 | 0 | 0 | 0 | 0 | 0 | 0
F1_Industrial_Industrial - WA_Existing_Space Heating_Natural Gas_Condensing RTU_A_Achievable Economic RVT Potential | F1 | Industrial | Industrial - WA | Existing | Space Heating | Natural Gas | Condensing RTU | A | Original Unit Energy Savings (kWh or therms) | Achievable Economic RVT Potential | 0 | 0 | 0.082041 | 0.08189 | 0.081698 | 0.08147 | 0.081208 | 0.080918 | 0.080601 | 0.080262 | 0.079902 | 0.079525 | 0.079133 | 0.078727 | 0.078311 | 0.077886 | 0.077453 | 0.077014 | 0.076572 | 0.07616 | 0.075774 | 0.075419 | 0.07509 | 0.074787 | 0.074507 | 0.074248 | 0.07401
F2_Industrial_Industrial - WA_Existing_Space Heating_Natural Gas_Condensing RTU_A_Achievable Economic RVT Potential | F2 | Industrial | Industrial - WA | Existing | Space Heating | Natural Gas | Condensing RTU | A | Original Unit Summer Peak Savings (kW) | Achievable Economic RVT Potential | 0 | 0 | 0 | 0 | 0 | 0 | 0 | 0 | 0 | 0 | 0 | 0 | 0 | 0 | 0 | 0 | 0 | 0 | 0 | 0 | 0 | 0 | 0 | 0 | 0 | 0 | 0
F3_Industrial_Industrial - WA_Existing_Space Heating_Natural Gas_Condensing RTU_A_Achievable Economic RVT Potential | F3 | Industrial | Industrial - WA | Existing | Space Heating | Natural Gas | Condensing RTU | A | Original Unit Winter Peak Savings (kW) | Achievable Economic RVT Potential | 0 | 0 | 0 | 0 | 0 | 0 | 0 | 0 | 0 | 0 | 0 | 0 | 0 | 0 | 0 | 0 | 0 | 0 | 0 | 0 | 0 | 0 | 0 | 0 | 0 | 0 | 0
F4_Industrial_Industrial - WA_Existing_Space Heating_Natural Gas_Condensing RTU_A_Achievable Economic RVT Potential | F4 | Industrial | Industrial - WA | Existing | Space Heating | Natural Gas | Condensing RTU | A | Standalone Impact on Baseline Energy (%) | Achievable Economic RVT Potential | 0 | 0 | 0 | 0 | 0 | 0 | 0 | 0 | 0 | 0 | 0 | 0 | 0 | 0 | 0 | 0 | 0 | 0 | 0 | 0 | 0 | 0 | 0 | 0 | 0 | 0 | 0
F5_Industrial_Industrial - WA_Existing_Space Heating_Natural Gas_Condensing RTU_A_Achievable Economic RVT Potential | F5 | Industrial | Industrial - WA | Existing | Space Heating | Natural Gas | Condensing RTU | A | Standalone Impact on Baseline Summer Peak (%) | Achievable Economic RVT Potential | 0 | 0 | 0 | 0 | 0 | 0 | 0 | 0 | 0 | 0 | 0 | 0 | 0 | 0 | 0 | 0 | 0 | 0 | 0 | 0 | 0 | 0 | 0 | 0 | 0 | 0 | 0
F6_Industrial_Industrial - WA_Existing_Space Heating_Natural Gas_Condensing RTU_A_Achievable Economic RVT Potential | F6 | Industrial | Industrial - WA | Existing | Space Heating | Natural Gas | Condensing RTU | A | Standalone Impact on Baseline Winter Peak (%) | Achievable Economic RVT Potential | 0 | 0 | 0 | 0 | 0 | 0 | 0 | 0 | 0 | 0 | 0 | 0 | 0 | 0 | 0 | 0 | 0 | 0 | 0 | 0 | 0 | 0 | 0 | 0 | 0 | 0 | 0
F7_Industrial_Industrial - WA_Existing_Space Heating_Natural Gas_Condensing RTU_A_Achievable Economic RVT Potential | F7 | Industrial | Industrial - WA | Existing | Space Heating | Natural Gas | Condensing RTU | A | Incremental Energy Savings (MWh or mTherms) | Achievable Economic RVT Potential | 0 | 0 | 0 | 0 | 0 | 0 | 0 | 0 | 0 | 0 | 0 | 0 | 0 | 0 | 0 | 0 | 0 | 0 | 0 | 0 | 0 | 0 | 0 | 0 | 0 | 0 | 0
F8_Industrial_Industrial - WA_Existing_Space Heating_Natural Gas_Condensing RTU_A_Achievable Economic RVT Potential | F8 | Industrial | Industrial - WA | Existing | Space Heating | Natural Gas | Condensing RTU | A | Incremental Summer Peak Savings (MW) | Achievable Economic RVT Potential | 0 | 0 | 0 | 0 | 0 | 0 | 0 | 0 | 0 | 0 | 0 | 0 | 0 | 0 | 0 | 0 | 0 | 0 | 0 | 0 | 0 | 0 | 0 | 0 | 0 | 0 | 0
F9_Industrial_Industrial - WA_Existing_Space Heating_Natural Gas_Condensing RTU_A_Achievable Economic RVT Potential | F9 | Industrial | Industrial - WA | Existing | Space Heating | Natural Gas | Condensing RTU | A | Incremental Winter Peak Savings (MW) | Achievable Economic RVT Potential | 0 | 0 | 0 | 0 | 0 | 0 | 0 | 0 | 0 | 0 | 0 | 0 | 0 | 0 | 0 | 0 | 0 | 0 | 0 | 0 | 0 | 0 | 0 | 0 | 0 | 0 | 0
F10_Industrial_Industrial - WA_Existing_Space Heating_Natural Gas_Condensing RTU_A_Achievable Economic RVT Potential | F10 | Industrial | Industrial - WA | Existing | Space Heating | Natural Gas | Condensing RTU | A | Cumulative Energy Savings (MWh or mTherms) | Achievable Economic RVT Potential | 0 | 0 | 0 | 0 | 0 | 0 | 0 | 0 | 0 | 0 | 0 | 0 | 0 | 0 | 0 | 0 | 0 | 0 | 0 | 0 | 0 | 0 | 0 | 0 | 0 | 0 | 0
F11_Industrial_Industrial - WA_Existing_Space Heating_Natural Gas_Condensing RTU_A_Achievable Economic RVT Potential | F11 | Industrial | Industrial - WA | Existing | Space Heating | Natural Gas | Condensing RTU | A | Cumulative Summer Peak Savings (MW) | Achievable Economic RVT Potential | 0 | 0 | 0 | 0 | 0 | 0 | 0 | 0 | 0 | 0 | 0 | 0 | 0 | 0 | 0 | 0 | 0 | 0 | 0 | 0 | 0 | 0 | 0 | 0 | 0 | 0 | 0
F12_Industrial_Industrial - WA_Existing_Space Heating_Natural Gas_Condensing RTU_A_Achievable Economic RVT Potential | F12 | Industrial | Industrial - WA | Existing | Space Heating | Natural Gas | Condensing RTU | A | Cumulative Winter Peak Savings (MW) | Achievable Economic RVT Potential | 0 | 0 | 0 | 0 | 0 | 0 | 0 | 0 | 0 | 0 | 0 | 0 | 0 | 0 | 0 | 0 | 0 | 0 | 0 | 0 | 0 | 0 | 0 | 0 | 0 | 0 | 0
F13_Industrial_Industrial - WA_Existing_Space Heating_Natural Gas_Condensing RTU_A_Achievable Economic RVT Potential | F13 | Industrial | Industrial - WA | Existing | Space Heating | Natural Gas | Condensing RTU | A | Purchases (Incremental) | Achievable Economic RVT Potential | 0 | 0 | 0 | 0 | 0 | 0 | 0 | 0 | 0 | 0 | 0 | 0 | 0 | 0 | 0 | 0 | 0 | 0 | 0 | 0 | 0 | 0 | 0 | 0 | 0 | 0 | 0
F14_Industrial_Industrial - WA_Existing_Space Heating_Natural Gas_Condensing RTU_A_Achievable Economic RVT Potential | F14 | Industrial | Industrial - WA | Existing | Space Heating | Natural Gas | Condensing RTU | A | Purchases (Cumulative) | Achievable Economic RVT Potential | 0 | 0 | 0 | 0 | 0 | 0 | 0 | 0 | 0 | 0 | 0 | 0 | 0 | 0 | 0 | 0 | 0 | 0 | 0 | 0 | 0 | 0 | 0 | 0 | 0 | 0 | 0
F1_Industrial_Industrial - WA_Existing_Space Heating_Natural Gas_Industrial Air Curtains_A_Achievable Economic RVT Potential | F1 | Industrial | Industrial - WA | Existing | Space Heating | Natural Gas | Industrial Air Curtains | A | Original Unit Energy Savings (kWh or therms) | Achievable Economic RVT Potential | 0 | 0 | -0.018169 | -0.018134 | -0.018098 | -0.018059 | -0.018018 | -0.017976 | -0.017933 | -0.017889 | -0.017844 | -0.017799 | -0.017753 | -0.017707 | -0.017661 | -0.017616 | -0.01757 | -0.017526 | -0.017482 | -0.017441 | -0.017403 | -0.017367 | -0.017335 | -0.017306 | -0.017278 | -0.017253 | -0.01723
F2_Industrial_Industrial - WA_Existing_Space Heating_Natural Gas_Industrial Air Curtains_A_Achievable Economic RVT Potential | F2 | Industrial | Industrial - WA | Existing | Space Heating | Natural Gas | Industrial Air Curtains | A | Original Unit Summer Peak Savings (kW) | Achievable Economic RVT Potential | 0 | 0 | 0 | 0 | 0 | 0 | 0 | 0 | 0 | 0 | 0 | 0 | 0 | 0 | 0 | 0 | 0 | 0 | 0 | 0 | 0 | 0 | 0 | 0 | 0 | 0 | 0
F3_Industrial_Industrial - WA_Existing_Space Heating_Natural Gas_Industrial Air Curtains_A_Achievable Economic RVT Potential | F3 | Industrial | Industrial - WA | Existing | Space Heating | Natural Gas | Industrial Air Curtains | A | Original Unit Winter Peak Savings (kW) | Achievable Economic RVT Potential | 0 | 0 | 0 | 0 | 0 | 0 | 0 | 0 | 0 | 0 | 0 | 0 | 0 | 0 | 0 | 0 | 0 | 0 | 0 | 0 | 0 | 0 | 0 | 0 | 0 | 0 | 0
F4_Industrial_Industrial - WA_Existing_Space Heating_Natural Gas_Industrial Air Curtains_A_Achievable Economic RVT Potential | F4 | Industrial | Industrial - WA | Existing | Space Heating | Natural Gas | Industrial Air Curtains | A | Standalone Impact on Baseline Energy (%) | Achievable Economic RVT Potential | 0 | 0 | 0 | 0 | 0 | 0 | 0 | 0 | 0 | 0 | 0 | 0 | 0 | 0 | 0 | 0 | 0 | 0 | 0 | 0 | 0 | 0 | 0 | 0 | 0 | 0 | 0
F5_Industrial_Industrial - WA_Existing_Space Heating_Natural Gas_Industrial Air Curtains_A_Achievable Economic RVT Potential | F5 | Industrial | Industrial - WA | Existing | Space Heating | Natural Gas | Industrial Air Curtains | A | Standalone Impact on Baseline Summer Peak (%) | Achievable Economic RVT Potential | 0 | 0 | 0 | 0 | 0 | 0 | 0 | 0 | 0 | 0 | 0 | 0 | 0 | 0 | 0 | 0 | 0 | 0 | 0 | 0 | 0 | 0 | 0 | 0 | 0 | 0 | 0
F6_Industrial_Industrial - WA_Existing_Space Heating_Natural Gas_Industrial Air Curtains_A_Achievable Economic RVT Potential | F6 | Industrial | Industrial - WA | Existing | Space Heating | Natural Gas | Industrial Air Curtains | A | Standalone Impact on Baseline Winter Peak (%) | Achievable Economic RVT Potential | 0 | 0 | 0 | 0 | 0 | 0 | 0 | 0 | 0 | 0 | 0 | 0 | 0 | 0 | 0 | 0 | 0 | 0 | 0 | 0 | 0 | 0 | 0 | 0 | 0 | 0 | 0
F7_Industrial_Industrial - WA_Existing_Space Heating_Natural Gas_Industrial Air Curtains_A_Achievable Economic RVT Potential | F7 | Industrial | Industrial - WA | Existing | Space Heating | Natural Gas | Industrial Air Curtains | A | Incremental Energy Savings (MWh or mTherms) | Achievable Economic RVT Potential | 0 | 0 | 0 | 0 | 0 | 0 | 0 | 0 | 0 | 0 | 0 | 0 | 0 | 0 | 0 | 0 | 0 | 0 | 0 | 0 | 0 | 0 | 0 | 0 | 0 | 0 | 0
F8_Industrial_Industrial - WA_Existing_Space Heating_Natural Gas_Industrial Air Curtains_A_Achievable Economic RVT Potential | F8 | Industrial | Industrial - WA | Existing | Space Heating | Natural Gas | Industrial Air Curtains | A | Incremental Summer Peak Savings (MW) | Achievable Economic RVT Potential | 0 | 0 | 0 | 0 | 0 | 0 | 0 | 0 | 0 | 0 | 0 | 0 | 0 | 0 | 0 | 0 | 0 | 0 | 0 | 0 | 0 | 0 | 0 | 0 | 0 | 0 | 0
F9_Industrial_Industrial - WA_Existing_Space Heating_Natural Gas_Industrial Air Curtains_A_Achievable Economic RVT Potential | F9 | Industrial | Industrial - WA | Existing | Space Heating | Natural Gas | Industrial Air Curtains | A | Incremental Winter Peak Savings (MW) | Achievable Economic RVT Potential | 0 | 0 | 0 | 0 | 0 | 0 | 0 | 0 | 0 | 0 | 0 | 0 | 0 | 0 | 0 | 0 | 0 | 0 | 0 | 0 | 0 | 0 | 0 | 0 | 0 | 0 | 0
F10_Industrial_Industrial - WA_Existing_Space Heating_Natural Gas_Industrial Air Curtains_A_Achievable Economic RVT Potential | F10 | Industrial | Industrial - WA | Existing | Space Heating | Natural Gas | Industrial Air Curtains | A | Cumulative Energy Savings (MWh or mTherms) | Achievable Economic RVT Potential | 0 | 0 | 0 | 0 | 0 | 0 | 0 | 0 | 0 | 0 | 0 | 0 | 0 | 0 | 0 | 0 | 0 | 0 | 0 | 0 | 0 | 0 | 0 | 0 | 0 | 0 | 0
F11_Industrial_Industrial - WA_Existing_Space Heating_Natural Gas_Industrial Air Curtains_A_Achievable Economic RVT Potential | F11 | Industrial | Industrial - WA | Existing | Space Heating | Natural Gas | Industrial Air Curtains | A | Cumulative Summer Peak Savings (MW) | Achievable Economic RVT Potential | 0 | 0 | 0 | 0 | 0 | 0 | 0 | 0 | 0 | 0 | 0 | 0 | 0 | 0 | 0 | 0 | 0 | 0 | 0 | 0 | 0 | 0 | 0 | 0 | 0 | 0 | 0
F12_Industrial_Industrial - WA_Existing_Space Heating_Natural Gas_Industrial Air Curtains_A_Achievable Economic RVT Potential | F12 | Industrial | Industrial - WA | Existing | Space Heating | Natural Gas | Industrial Air Curtains | A | Cumulative Winter Peak Savings (MW) | Achievable Economic RVT Potential | 0 | 0 | 0 | 0 | 0 | 0 | 0 | 0 | 0 | 0 | 0 | 0 | 0 | 0 | 0 | 0 | 0 | 0 | 0 | 0 | 0 | 0 | 0 | 0 | 0 | 0 | 0
F13_Industrial_Industrial - WA_Existing_Space Heating_Natural Gas_Industrial Air Curtains_A_Achievable Economic RVT Potential | F13 | Industrial | Industrial - WA | Existing | Space Heating | Natural Gas | Industrial Air Curtains | A | Purchases (Incremental) | Achievable Economic RVT Potential | 0 | 0 | 0 | 0 | 0 | 0 | 0 | 0 | 0 | 0 | 0 | 0 | 0 | 0 | 0 | 0 | 0 | 0 | 0 | 0 | 0 | 0 | 0 | 0 | 0 | 0 | 0
F14_Industrial_Industrial - WA_Existing_Space Heating_Natural Gas_Industrial Air Curtains_A_Achievable Economic RVT Potential | F14 | Industrial | Industrial - WA | Existing | Space Heating | Natural Gas | Industrial Air Curtains | A | Purchases (Cumulative) | Achievable Economic RVT Potential | 0 | 0 | 0 | 0 | 0 | 0 | 0 | 0 | 0 | 0 | 0 | 0 | 0 | 0 | 0 | 0 | 0 | 0 | 0 | 0 | 0 | 0 | 0 | 0 | 0 | 0 | 0
F1_Industrial_Industrial - WA_Existing_Space Heating_Natural Gas_HVAC - Energy Recovery Ventilator_A_Achievable Economic RVT Potential | F1 | Industrial | Industrial - WA | Existing | Space Heating | Natural Gas | HVAC - Energy Recovery Ventilator | A | Original Unit Energy Savings (kWh or therms) | Achievable Economic RVT Potential | 0 | 0 | 0.20666 | 0.20627 | 0.20586 | 0.20542 | 0.20495 | 0.20448 | 0.20398 | 0.20348 | 0.20297 | 0.20245 | 0.20193 | 0.20141 | 0.20089 | 0.20037 | 0.19986 | 0.19935 | 0.19885 | 0.19838 | 0.19795 | 0.19755 | 0.19718 | 0.19685 | 0.19654 | 0.19625 | 0.19599
F2_Industrial_Industrial - WA_Existing_Space Heating_Natural Gas_HVAC - Energy Recovery Ventilator_A_Achievable Economic RVT Potential | F2 | Industrial | Industrial - WA | Existing | Space Heating | Natural Gas | HVAC - Energy Recovery Ventilator | A | Original Unit Summer Peak Savings (kW) | Achievable Economic RVT Potential | 0 | 0 | 0 | 0 | 0 | 0 | 0 | 0 | 0 | 0 | 0 | 0 | 0 | 0 | 0 | 0 | 0 | 0 | 0 | 0 | 0 | 0 | 0 | 0 | 0 | 0 | 0
F3_Industrial_Industrial - WA_Existing_Space Heating_Natural Gas_HVAC - Energy Recovery Ventilator_A_Achievable Economic RVT Potential | F3 | Industrial | Industrial - WA | Existing | Space Heating | Natural Gas | HVAC - Energy Recovery Ventilator | A | Original Unit Winter Peak Savings (kW) | Achievable Economic RVT Potential | 0 | 0 | 0 | 0 | 0 | 0 | 0 | 0 | 0 | 0 | 0 | 0 | 0 | 0 | 0 | 0 | 0 | 0 | 0 | 0 | 0 | 0 | 0 | 0 | 0 | 0 | 0
F4_Industrial_Industrial - WA_Existing_Space Heating_Natural Gas_HVAC - Energy Recovery Ventilator_A_Achievable Economic RVT Potential | F4 | Industrial | Industrial - WA | Existing | Space Heating | Natural Gas | HVAC - Energy Recovery Ventilator | A | Standalone Impact on Baseline Energy (%) | Achievable Economic RVT Potential | 0 | 0 | 0.0006375 | 0.0012862 | 0.0019462 | 0.0026179 | 0.0033013 | 0.0039967 | 0.0047044 | 0.0054244 | 0.0061571 | 0.0069026 | 0.0076612 | 0.0084331 | 0.0092185 | 0.010018 | 0.010831 | 0.011659 | 0.012501 | 0.013357 | 0.014229 | 0.015116 | 0.015382 | 0.015651 | 0.015926 | 0.016205 | 0.01649
F5_Industrial_Industrial - WA_Existing_Space Heating_Natural Gas_HVAC - Energy Recovery Ventilator_A_Achievable Economic RVT Potential | F5 | Industrial | Industrial - WA | Existing | Space Heating | Natural Gas | HVAC - Energy Recovery Ventilator | A | Standalone Impact on Baseline Summer Peak (%) | Achievable Economic RVT Potential | 0 | 0 | 0 | 0 | 0 | 0 | 0 | 0 | 0 | 0 | 0 | 0 | 0 | 0 | 0 | 0 | 0 | 0 | 0 | 0 | 0 | 0 | 0 | 0 | 0 | 0 | 0
F6_Industrial_Industrial - WA_Existing_Space Heating_Natural Gas_HVAC - Energy Recovery Ventilator_A_Achievable Economic RVT Potential | F6 | Industrial | Industrial - WA | Existing | Space Heating | Natural Gas | HVAC - Energy Recovery Ventilator | A | Standalone Impact on Baseline Winter Peak (%) | Achievable Economic RVT Potential | 0 | 0 | 0 | 0 | 0 | 0 | 0 | 0 | 0 | 0 | 0 | 0 | 0 | 0 | 0 | 0 | 0 | 0 | 0 | 0 | 0 | 0 | 0 | 0 | 0 | 0 | 0
F7_Industrial_Industrial - WA_Existing_Space Heating_Natural Gas_HVAC - Energy Recovery Ventilator_A_Achievable Economic RVT Potential | F7 | Industrial | Industrial - WA | Existing | Space Heating | Natural Gas | HVAC - Energy Recovery Ventilator | A | Incremental Energy Savings (MWh or mTherms) | Achievable Economic RVT Potential | 0 | 0 | 0 | 0 | 0 | 0 | 0 | 0 | 0 | 0 | 0 | 0 | 0 | 0 | 0 | 0 | 0 | 0 | 0 | 0 | 0 | 0 | 0 | 0 | 0 | 0 | 0
F8_Industrial_Industrial - WA_Existing_Space Heating_Natural Gas_HVAC - Energy Recovery Ventilator_A_Achievable Economic RVT Potential | F8 | Industrial | Industrial - WA | Existing | Space Heating | Natural Gas | HVAC - Energy Recovery Ventilator | A | Incremental Summer Peak Savings (MW) | Achievable Economic RVT Potential | 0 | 0 | 0 | 0 | 0 | 0 | 0 | 0 | 0 | 0 | 0 | 0 | 0 | 0 | 0 | 0 | 0 | 0 | 0 | 0 | 0 | 0 | 0 | 0 | 0 | 0 | 0
F9_Industrial_Industrial - WA_Existing_Space Heating_Natural Gas_HVAC - Energy Recovery Ventilator_A_Achievable Economic RVT Potential | F9 | Industrial | Industrial - WA | Existing | Space Heating | Natural Gas | HVAC - Energy Recovery Ventilator | A | Incremental Winter Peak Savings (MW) | Achievable Economic RVT Potential | 0 | 0 | 0 | 0 | 0 | 0 | 0 | 0 | 0 | 0 | 0 | 0 | 0 | 0 | 0 | 0 | 0 | 0 | 0 | 0 | 0 | 0 | 0 | 0 | 0 | 0 | 0
F10_Industrial_Industrial - WA_Existing_Space Heating_Natural Gas_HVAC - Energy Recovery Ventilator_A_Achievable Economic RVT Potential | F10 | Industrial | Industrial - WA | Existing | Space Heating | Natural Gas | HVAC - Energy Recovery Ventilator | A | Cumulative Energy Savings (MWh or mTherms) | Achievable Economic RVT Potential | 0 | 0 | 0 | 0 | 0 | 0 | 0 | 0 | 0 | 0 | 0 | 0 | 0 | 0 | 0 | 0 | 0 | 0 | 0 | 0 | 0 | 0 | 0 | 0 | 0 | 0 | 0
F11_Industrial_Industrial - WA_Existing_Space Heating_Natural Gas_HVAC - Energy Recovery Ventilator_A_Achievable Economic RVT Potential | F11 | Industrial | Industrial - WA | Existing | Space Heating | Natural Gas | HVAC - Energy Recovery Ventilator | A | Cumulative Summer Peak Savings (MW) | Achievable Economic RVT Potential | 0 | 0 | 0 | 0 | 0 | 0 | 0 | 0 | 0 | 0 | 0 | 0 | 0 | 0 | 0 | 0 | 0 | 0 | 0 | 0 | 0 | 0 | 0 | 0 | 0 | 0 | 0
F12_Industrial_Industrial - WA_Existing_Space Heating_Natural Gas_HVAC - Energy Recovery Ventilator_A_Achievable Economic RVT Potential | F12 | Industrial | Industrial - WA | Existing | Space Heating | Natural Gas | HVAC - Energy Recovery Ventilator | A | Cumulative Winter Peak Savings (MW) | Achievable Economic RVT Potential | 0 | 0 | 0 | 0 | 0 | 0 | 0 | 0 | 0 | 0 | 0 | 0 | 0 | 0 | 0 | 0 | 0 | 0 | 0 | 0 | 0 | 0 | 0 | 0 | 0 | 0 | 0
F13_Industrial_Industrial - WA_Existing_Space Heating_Natural Gas_HVAC - Energy Recovery Ventilator_A_Achievable Economic RVT Potential | F13 | Industrial | Industrial - WA | Existing | Space Heating | Natural Gas | HVAC - Energy Recovery Ventilator | A | Purchases (Incremental) | Achievable Economic RVT Potential | 0 | 0 | 0 | 0 | 0 | 0 | 0 | 0 | 0 | 0 | 0 | 0 | 0 | 0 | 0 | 0 | 0 | 0 | 0 | 0 | 0 | 0 | 0 | 0 | 0 | 0 | 0
F14_Industrial_Industrial - WA_Existing_Space Heating_Natural Gas_HVAC - Energy Recovery Ventilator_A_Achievable Economic RVT Potential | F14 | Industrial | Industrial - WA | Existing | Space Heating | Natural Gas | HVAC - Energy Recovery Ventilator | A | Purchases (Cumulative) | Achievable Economic RVT Potential | 0 | 0 | 0 | 0 | 0 | 0 | 0 | 0 | 0 | 0 | 0 | 0 | 0 | 0 | 0 | 0 | 0 | 0 | 0 | 0 | 0 | 0 | 0 | 0 | 0 | 0 | 0
F1_Industrial_Industrial - WA_Existing_Space Heating_Natural Gas_Thermostat - Connected_A_Achievable Economic RVT Potential | F1 | Industrial | Industrial - WA | Existing | Space Heating | Natural Gas | Thermostat - Connected | A | Original Unit Energy Savings (kWh or therms) | Achievable Economic RVT Potential | 0 | 0 | 7347.0108 | 7333.1951 | 7318.3792 | 7302.7071 | 7286.3114 | 7269.3141 | 7251.8276 | 7233.9554 | 7215.7929 | 7197.4279 | 7178.9411 | 7160.4072 | 7141.8947 | 7123.4667 | 7105.1815 | 7087.0928 | 7069.2498 | 7052.6852 | 7037.257 | 7023.075 | 7010.0379 | 6998.0529 | 6987.0344 | 6976.9041 | 6967.59
F2_Industrial_Industrial - WA_Existing_Space Heating_Natural Gas_Thermostat - Connected_A_Achievable Economic RVT Potential | F2 | Industrial | Industrial - WA | Existing | Space Heating | Natural Gas | Thermostat - Connected | A | Original Unit Summer Peak Savings (kW) | Achievable Economic RVT Potential | 0 | 0 | 0 | 0 | 0 | 0 | 0 | 0 | 0 | 0 | 0 | 0 | 0 | 0 | 0 | 0 | 0 | 0 | 0 | 0 | 0 | 0 | 0 | 0 | 0 | 0 | 0
F3_Industrial_Industrial - WA_Existing_Space Heating_Natural Gas_Thermostat - Connected_A_Achievable Economic RVT Potential | F3 | Industrial | Industrial - WA | Existing | Space Heating | Natural Gas | Thermostat - Connected | A | Original Unit Winter Peak Savings (kW) | Achievable Economic RVT Potential | 0 | 0 | 0 | 0 | 0 | 0 | 0 | 0 | 0 | 0 | 0 | 0 | 0 | 0 | 0 | 0 | 0 | 0 | 0 | 0 | 0 | 0 | 0 | 0 | 0 | 0 | 0
F4_Industrial_Industrial - WA_Existing_Space Heating_Natural Gas_Thermostat - Connected_A_Achievable Economic RVT Potential | F4 | Industrial | Industrial - WA | Existing | Space Heating | Natural Gas | Thermostat - Connected | A | Standalone Impact on Baseline Energy (%) | Achievable Economic RVT Potential | 0 | 0 | 0.0015496 | 0.0031263 | 0.0047307 | 0.0063632 | 0.0080244 | 0.0081652 | 0.0083084 | 0.0084542 | 0.0086025 | 0.0087534 | 0.008907 | 0.0090633 | 0.0092223 | 0.0093841 | 0.0095487 | 0.0097162 | 0.0098867 | 0.01006 | 0.010237 | 0.010416 | 0.010599 | 0.010785 | 0.010974 | 0.011167 | 0.011363
F5_Industrial_Industrial - WA_Existing_Space Heating_Natural Gas_Thermostat - Connected_A_Achievable Economic RVT Potential | F5 | Industrial | Industrial - WA | Existing | Space Heating | Natural Gas | Thermostat - Connected | A | Standalone Impact on Baseline Summer Peak (%) | Achievable Economic RVT Potential | 0 | 0 | 0 | 0 | 0 | 0 | 0 | 0 | 0 | 0 | 0 | 0 | 0 | 0 | 0 | 0 | 0 | 0 | 0 | 0 | 0 | 0 | 0 | 0 | 0 | 0 | 0
F6_Industrial_Industrial - WA_Existing_Space Heating_Natural Gas_Thermostat - Connected_A_Achievable Economic RVT Potential | F6 | Industrial | Industrial - WA | Existing | Space Heating | Natural Gas | Thermostat - Connected | A | Standalone Impact on Baseline Winter Peak (%) | Achievable Economic RVT Potential | 0 | 0 | 0 | 0 | 0 | 0 | 0 | 0 | 0 | 0 | 0 | 0 | 0 | 0 | 0 | 0 | 0 | 0 | 0 | 0 | 0 | 0 | 0 | 0 | 0 | 0 | 0
F7_Industrial_Industrial - WA_Existing_Space Heating_Natural Gas_Thermostat - Connected_A_Achievable Economic RVT Potential | F7 | Industrial | Industrial - WA | Existing | Space Heating | Natural Gas | Thermostat - Connected | A | Incremental Energy Savings (MWh or mTherms) | Achievable Economic RVT Potential | 0 | 0 | 0 | 0 | 0 | 0 | 0 | 0 | 0 | 0 | 0 | 0 | 0 | 0 | 0 | 0 | 0 | 0 | 0 | 0 | 0 | 0 | 0 | 0 | 0 | 0 | 0
F8_Industrial_Industrial - WA_Existing_Space Heating_Natural Gas_Thermostat - Connected_A_Achievable Economic RVT Potential | F8 | Industrial | Industrial - WA | Existing | Space Heating | Natural Gas | Thermostat - Connected | A | Incremental Summer Peak Savings (MW) | Achievable Economic RVT Potential | 0 | 0 | 0 | 0 | 0 | 0 | 0 | 0 | 0 | 0 | 0 | 0 | 0 | 0 | 0 | 0 | 0 | 0 | 0 | 0 | 0 | 0 | 0 | 0 | 0 | 0 | 0
F9_Industrial_Industrial - WA_Existing_Space Heating_Natural Gas_Thermostat - Connected_A_Achievable Economic RVT Potential | F9 | Industrial | Industrial - WA | Existing | Space Heating | Natural Gas | Thermostat - Connected | A | Incremental Winter Peak Savings (MW) | Achievable Economic RVT Potential | 0 | 0 | 0 | 0 | 0 | 0 | 0 | 0 | 0 | 0 | 0 | 0 | 0 | 0 | 0 | 0 | 0 | 0 | 0 | 0 | 0 | 0 | 0 | 0 | 0 | 0 | 0
F10_Industrial_Industrial - WA_Existing_Space Heating_Natural Gas_Thermostat - Connected_A_Achievable Economic RVT Potential | F10 | Industrial | Industrial - WA | Existing | Space Heating | Natural Gas | Thermostat - Connected | A | Cumulative Energy Savings (MWh or mTherms) | Achievable Economic RVT Potential | 0 | 0 | 0 | 0 | 0 | 0 | 0 | 0 | 0 | 0 | 0 | 0 | 0 | 0 | 0 | 0 | 0 | 0 | 0 | 0 | 0 | 0 | 0 | 0 | 0 | 0 | 0
F11_Industrial_Industrial - WA_Existing_Space Heating_Natural Gas_Thermostat - Connected_A_Achievable Economic RVT Potential | F11 | Industrial | Industrial - WA | Existing | Space Heating | Natural Gas | Thermostat - Connected | A | Cumulative Summer Peak Savings (MW) | Achievable Economic RVT Potential | 0 | 0 | 0 | 0 | 0 | 0 | 0 | 0 | 0 | 0 | 0 | 0 | 0 | 0 | 0 | 0 | 0 | 0 | 0 | 0 | 0 | 0 | 0 | 0 | 0 | 0 | 0
F12_Industrial_Industrial - WA_Existing_Space Heating_Natural Gas_Thermostat - Connected_A_Achievable Economic RVT Potential | F12 | Industrial | Industrial - WA | Existing | Space Heating | Natural Gas | Thermostat - Connected | A | Cumulative Winter Peak Savings (MW) | Achievable Economic RVT Potential | 0 | 0 | 0 | 0 | 0 | 0 | 0 | 0 | 0 | 0 | 0 | 0 | 0 | 0 | 0 | 0 | 0 | 0 | 0 | 0 | 0 | 0 | 0 | 0 | 0 | 0 | 0
F13_Industrial_Industrial - WA_Existing_Space Heating_Natural Gas_Thermostat - Connected_A_Achievable Economic RVT Potential | F13 | Industrial | Industrial - WA | Existing | Space Heating | Natural Gas | Thermostat - Connected | A | Purchases (Incremental) | Achievable Economic RVT Potential | 0 | 0 | 0 | 0 | 0 | 0 | 0 | 0 | 0 | 0 | 0 | 0 | 0 | 0 | 0 | 0 | 0 | 0 | 0 | 0 | 0 | 0 | 0 | 0 | 0 | 0 | 0
F14_Industrial_Industrial - WA_Existing_Space Heating_Natural Gas_Thermostat - Connected_A_Achievable Economic RVT Potential | F14 | Industrial | Industrial - WA | Existing | Space Heating | Natural Gas | Thermostat - Connected | A | Purchases (Cumulative) | Achievable Economic RVT Potential | 0 | 0 | 0 | 0 | 0 | 0 | 0 | 0 | 0 | 0 | 0 | 0 | 0 | 0 | 0 | 0 | 0 | 0 | 0 | 0 | 0 | 0 | 0 | 0 | 0 | 0 | 0
F1_Industrial_Industrial - WA_Existing_Space Heating_Natural Gas_Gas Boiler - Maintenance_A_Achievable Economic RVT Potential | F1 | Industrial | Industrial - WA | Existing | Space Heating | Natural Gas | Gas Boiler - Maintenance | A | Original Unit Energy Savings (kWh or therms) | Achievable Economic RVT Potential | 0 | 0 | 0.6959 | 0.69416 | 0.69246 | 0.69079 | 0.68917 | 0.68759 | 0.68606 | 0.68458 | 0.68315 | 0.68178 | 0.68047 | 0.67923 | 0.67804 | 0.67692 | 0.67586 | 0.67487 | 0.67395 | 0.67309 | 0.67231 | 0.6716 | 0.67095 | 0.67036 | 0.66983 | 0.66934 | 0.6689
F2_Industrial_Industrial - WA_Existing_Space Heating_Natural Gas_Gas Boiler - Maintenance_A_Achievable Economic RVT Potential | F2 | Industrial | Industrial - WA | Existing | Space Heating | Natural Gas | Gas Boiler - Maintenance | A | Original Unit Summer Peak Savings (kW) | Achievable Economic RVT Potential | 0 | 0 | 0 | 0 | 0 | 0 | 0 | 0 | 0 | 0 | 0 | 0 | 0 | 0 | 0 | 0 | 0 | 0 | 0 | 0 | 0 | 0 | 0 | 0 | 0 | 0 | 0
F3_Industrial_Industrial - WA_Existing_Space Heating_Natural Gas_Gas Boiler - Maintenance_A_Achievable Economic RVT Potential | F3 | Industrial | Industrial - WA | Existing | Space Heating | Natural Gas | Gas Boiler - Maintenance | A | Original Unit Winter Peak Savings (kW) | Achievable Economic RVT Potential | 0 | 0 | 0 | 0 | 0 | 0 | 0 | 0 | 0 | 0 | 0 | 0 | 0 | 0 | 0 | 0 | 0 | 0 | 0 | 0 | 0 | 0 | 0 | 0 | 0 | 0 | 0
F4_Industrial_Industrial - WA_Existing_Space Heating_Natural Gas_Gas Boiler - Maintenance_A_Achievable Economic RVT Potential | F4 | Industrial | Industrial - WA | Existing | Space Heating | Natural Gas | Gas Boiler - Maintenance | A | Standalone Impact on Baseline Energy (%) | Achievable Economic RVT Potential | 0 | 0 | 0.00017406 | 0.00029893 | 0.00038842 | 0.00039513 | 0.00040202 | 0.00040909 | 0.00041634 | 0.00042377 | 0.00043139 | 0.0004392 | 0.00044719 | 0.00045538 | 0.00046376 | 0.00047233 | 0.0004811 | 0.00049007 | 0.00049925 | 0.00050855 | 0.00051801 | 0.0005276 | 0.00053734 | 0.00054722 | 0.00055725 | 0.00056744 | 0.00057779
F5_Industrial_Industrial - WA_Existing_Space Heating_Natural Gas_Gas Boiler - Maintenance_A_Achievable Economic RVT Potential | F5 | Industrial | Industrial - WA | Existing | Space Heating | Natural Gas | Gas Boiler - Maintenance | A | Standalone Impact on Baseline Summer Peak (%) | Achievable Economic RVT Potential | 0 | 0 | 0 | 0 | 0 | 0 | 0 | 0 | 0 | 0 | 0 | 0 | 0 | 0 | 0 | 0 | 0 | 0 | 0 | 0 | 0 | 0 | 0 | 0 | 0 | 0 | 0
F6_Industrial_Industrial - WA_Existing_Space Heating_Natural Gas_Gas Boiler - Maintenance_A_Achievable Economic RVT Potential | F6 | Industrial | Industrial - WA | Existing | Space Heating | Natural Gas | Gas Boiler - Maintenance | A | Standalone Impact on Baseline Winter Peak (%) | Achievable Economic RVT Potential | 0 | 0 | 0 | 0 | 0 | 0 | 0 | 0 | 0 | 0 | 0 | 0 | 0 | 0 | 0 | 0 | 0 | 0 | 0 | 0 | 0 | 0 | 0 | 0 | 0 | 0 | 0
F7_Industrial_Industrial - WA_Existing_Space Heating_Natural Gas_Gas Boiler - Maintenance_A_Achievable Economic RVT Potential | F7 | Industrial | Industrial - WA | Existing | Space Heating | Natural Gas | Gas Boiler - Maintenance | A | Incremental Energy Savings (MWh or mTherms) | Achievable Economic RVT Potential | 0 | 0 | 0 | 0 | 0 | 0 | 0 | 0 | 0 | 0 | 0 | 0 | 0 | 0 | 0 | 0 | 0 | 0 | 0 | 0 | 0 | 0 | 0 | 0 | 0 | 0 | 0
F8_Industrial_Industrial - WA_Existing_Space Heating_Natural Gas_Gas Boiler - Maintenance_A_Achievable Economic RVT Potential | F8 | Industrial | Industrial - WA | Existing | Space Heating | Natural Gas | Gas Boiler - Maintenance | A | Incremental Summer Peak Savings (MW) | Achievable Economic RVT Potential | 0 | 0 | 0 | 0 | 0 | 0 | 0 | 0 | 0 | 0 | 0 | 0 | 0 | 0 | 0 | 0 | 0 | 0 | 0 | 0 | 0 | 0 | 0 | 0 | 0 | 0 | 0
F9_Industrial_Industrial - WA_Existing_Space Heating_Natural Gas_Gas Boiler - Maintenance_A_Achievable Economic RVT Potential | F9 | Industrial | Industrial - WA | Existing | Space Heating | Natural Gas | Gas Boiler - Maintenance | A | Incremental Winter Peak Savings (MW) | Achievable Economic RVT Potential | 0 | 0 | 0 | 0 | 0 | 0 | 0 | 0 | 0 | 0 | 0 | 0 | 0 | 0 | 0 | 0 | 0 | 0 | 0 | 0 | 0 | 0 | 0 | 0 | 0 | 0 | 0
F10_Industrial_Industrial - WA_Existing_Space Heating_Natural Gas_Gas Boiler - Maintenance_A_Achievable Economic RVT Potential | F10 | Industrial | Industrial - WA | Existing | Space Heating | Natural Gas | Gas Boiler - Maintenance | A | Cumulative Energy Savings (MWh or mTherms) | Achievable Economic RVT Potential | 0 | 0 | 0 | 0 | 0 | 0 | 0 | 0 | 0 | 0 | 0 | 0 | 0 | 0 | 0 | 0 | 0 | 0 | 0 | 0 | 0 | 0 | 0 | 0 | 0 | 0 | 0
F11_Industrial_Industrial - WA_Existing_Space Heating_Natural Gas_Gas Boiler - Maintenance_A_Achievable Economic RVT Potential | F11 | Industrial | Industrial - WA | Existing | Space Heating | Natural Gas | Gas Boiler - Maintenance | A | Cumulative Summer Peak Savings (MW) | Achievable Economic RVT Potential | 0 | 0 | 0 | 0 | 0 | 0 | 0 | 0 | 0 | 0 | 0 | 0 | 0 | 0 | 0 | 0 | 0 | 0 | 0 | 0 | 0 | 0 | 0 | 0 | 0 | 0 | 0
F12_Industrial_Industrial - WA_Existing_Space Heating_Natural Gas_Gas Boiler - Maintenance_A_Achievable Economic RVT Potential | F12 | Industrial | Industrial - WA | Existing | Space Heating | Natural Gas | Gas Boiler - Maintenance | A | Cumulative Winter Peak Savings (MW) | Achievable Economic RVT Potential | 0 | 0 | 0 | 0 | 0 | 0 | 0 | 0 | 0 | 0 | 0 | 0 | 0 | 0 | 0 | 0 | 0 | 0 | 0 | 0 | 0 | 0 | 0 | 0 | 0 | 0 | 0
F13_Industrial_Industrial - WA_Existing_Space Heating_Natural Gas_Gas Boiler - Maintenance_A_Achievable Economic RVT Potential | F13 | Industrial | Industrial - WA | Existing | Space Heating | Natural Gas | Gas Boiler - Maintenance | A | Purchases (Incremental) | Achievable Economic RVT Potential | 0 | 0 | 0 | 0 | 0 | 0 | 0 | 0 | 0 | 0 | 0 | 0 | 0 | 0 | 0 | 0 | 0 | 0 | 0 | 0 | 0 | 0 | 0 | 0 | 0 | 0 | 0
F14_Industrial_Industrial - WA_Existing_Space Heating_Natural Gas_Gas Boiler - Maintenance_A_Achievable Economic RVT Potential | F14 | Industrial | Industrial - WA | Existing | Space Heating | Natural Gas | Gas Boiler - Maintenance | A | Purchases (Cumulative) | Achievable Economic RVT Potential | 0 | 0 | 0 | 0 | 0 | 0 | 0 | 0 | 0 | 0 | 0 | 0 | 0 | 0 | 0 | 0 | 0 | 0 | 0 | 0 | 0 | 0 | 0 | 0 | 0 | 0 | 0
F1_Industrial_Industrial - WA_Existing_Space Heating_Natural Gas_Gas Furnace - Maintenance_A_Achievable Economic RVT Potential | F1 | Industrial | Industrial - WA | Existing | Space Heating | Natural Gas | Gas Furnace - Maintenance | A | Original Unit Energy Savings (kWh or therms) | Achievable Economic RVT Potential | 0 | 0 | 0.69903 | 0.69774 | 0.69611 | 0.69416 | 0.69193 | 0.68945 | 0.68676 | 0.68387 | 0.6808 | 0.67759 | 0.67424 | 0.67079 | 0.66724 | 0.66362 | 0.65993 | 0.6562 | 0.65242 | 0.64892 | 0.64563 | 0.6426 | 0.6398 | 0.63722 | 0.63483 | 0.63263 | 0.6306
F2_Industrial_Industrial - WA_Existing_Space Heating_Natural Gas_Gas Furnace - Maintenance_A_Achievable Economic RVT Potential | F2 | Industrial | Industrial - WA | Existing | Space Heating | Natural Gas | Gas Furnace - Maintenance | A | Original Unit Summer Peak Savings (kW) | Achievable Economic RVT Potential | 0 | 0 | 0 | 0 | 0 | 0 | 0 | 0 | 0 | 0 | 0 | 0 | 0 | 0 | 0 | 0 | 0 | 0 | 0 | 0 | 0 | 0 | 0 | 0 | 0 | 0 | 0
F3_Industrial_Industrial - WA_Existing_Space Heating_Natural Gas_Gas Furnace - Maintenance_A_Achievable Economic RVT Potential | F3 | Industrial | Industrial - WA | Existing | Space Heating | Natural Gas | Gas Furnace - Maintenance | A | Original Unit Winter Peak Savings (kW) | Achievable Economic RVT Potential | 0 | 0 | 0 | 0 | 0 | 0 | 0 | 0 | 0 | 0 | 0 | 0 | 0 | 0 | 0 | 0 | 0 | 0 | 0 | 0 | 0 | 0 | 0 | 0 | 0 | 0 | 0
F4_Industrial_Industrial - WA_Existing_Space Heating_Natural Gas_Gas Furnace - Maintenance_A_Achievable Economic RVT Potential | F4 | Industrial | Industrial - WA | Existing | Space Heating | Natural Gas | Gas Furnace - Maintenance | A | Standalone Impact on Baseline Energy (%) | Achievable Economic RVT Potential | 0 | 0 | 0.00010956 | 0.00018828 | 0.00024467 | 0.0002488 | 0.00025292 | 0.00025703 | 0.00026115 | 0.00026526 | 0.00026939 | 0.00027351 | 0.00027765 | 0.0002818 | 0.00028597 | 0.00029016 | 0.00029436 | 0.00029859 | 0.00030284 | 0.00030722 | 0.00031171 | 0.00031633 | 0.00032107 | 0.00032594 | 0.00033094 | 0.00033606 | 0.00034132
F5_Industrial_Industrial - WA_Existing_Space Heating_Natural Gas_Gas Furnace - Maintenance_A_Achievable Economic RVT Potential | F5 | Industrial | Industrial - WA | Existing | Space Heating | Natural Gas | Gas Furnace - Maintenance | A | Standalone Impact on Baseline Summer Peak (%) | Achievable Economic RVT Potential | 0 | 0 | 0 | 0 | 0 | 0 | 0 | 0 | 0 | 0 | 0 | 0 | 0 | 0 | 0 | 0 | 0 | 0 | 0 | 0 | 0 | 0 | 0 | 0 | 0 | 0 | 0
F6_Industrial_Industrial - WA_Existing_Space Heating_Natural Gas_Gas Furnace - Maintenance_A_Achievable Economic RVT Potential | F6 | Industrial | Industrial - WA | Existing | Space Heating | Natural Gas | Gas Furnace - Maintenance | A | Standalone Impact on Baseline Winter Peak (%) | Achievable Economic RVT Potential | 0 | 0 | 0 | 0 | 0 | 0 | 0 | 0 | 0 | 0 | 0 | 0 | 0 | 0 | 0 | 0 | 0 | 0 | 0 | 0 | 0 | 0 | 0 | 0 | 0 | 0 | 0
F7_Industrial_Industrial - WA_Existing_Space Heating_Natural Gas_Gas Furnace - Maintenance_A_Achievable Economic RVT Potential | F7 | Industrial | Industrial - WA | Existing | Space Heating | Natural Gas | Gas Furnace - Maintenance | A | Incremental Energy Savings (MWh or mTherms) | Achievable Economic RVT Potential | 0 | 0 | 0 | 0 | 0 | 0 | 0 | 0 | 0 | 0 | 0 | 0 | 0 | 0 | 0 | 0 | 0 | 0 | 0 | 0 | 0 | 0 | 0 | 0 | 0 | 0 | 0
F8_Industrial_Industrial - WA_Existing_Space Heating_Natural Gas_Gas Furnace - Maintenance_A_Achievable Economic RVT Potential | F8 | Industrial | Industrial - WA | Existing | Space Heating | Natural Gas | Gas Furnace - Maintenance | A | Incremental Summer Peak Savings (MW) | Achievable Economic RVT Potential | 0 | 0 | 0 | 0 | 0 | 0 | 0 | 0 | 0 | 0 | 0 | 0 | 0 | 0 | 0 | 0 | 0 | 0 | 0 | 0 | 0 | 0 | 0 | 0 | 0 | 0 | 0
F9_Industrial_Industrial - WA_Existing_Space Heating_Natural Gas_Gas Furnace - Maintenance_A_Achievable Economic RVT Potential | F9 | Industrial | Industrial - WA | Existing | Space Heating | Natural Gas | Gas Furnace - Maintenance | A | Incremental Winter Peak Savings (MW) | Achievable Economic RVT Potential | 0 | 0 | 0 | 0 | 0 | 0 | 0 | 0 | 0 | 0 | 0 | 0 | 0 | 0 | 0 | 0 | 0 | 0 | 0 | 0 | 0 | 0 | 0 | 0 | 0 | 0 | 0
F10_Industrial_Industrial - WA_Existing_Space Heating_Natural Gas_Gas Furnace - Maintenance_A_Achievable Economic RVT Potential | F10 | Industrial | Industrial - WA | Existing | Space Heating | Natural Gas | Gas Furnace - Maintenance | A | Cumulative Energy Savings (MWh or mTherms) | Achievable Economic RVT Potential | 0 | 0 | 0 | 0 | 0 | 0 | 0 | 0 | 0 | 0 | 0 | 0 | 0 | 0 | 0 | 0 | 0 | 0 | 0 | 0 | 0 | 0 | 0 | 0 | 0 | 0 | 0
F11_Industrial_Industrial - WA_Existing_Space Heating_Natural Gas_Gas Furnace - Maintenance_A_Achievable Economic RVT Potential | F11 | Industrial | Industrial - WA | Existing | Space Heating | Natural Gas | Gas Furnace - Maintenance | A | Cumulative Summer Peak Savings (MW) | Achievable Economic RVT Potential | 0 | 0 | 0 | 0 | 0 | 0 | 0 | 0 | 0 | 0 | 0 | 0 | 0 | 0 | 0 | 0 | 0 | 0 | 0 | 0 | 0 | 0 | 0 | 0 | 0 | 0 | 0
F12_Industrial_Industrial - WA_Existing_Space Heating_Natural Gas_Gas Furnace - Maintenance_A_Achievable Economic RVT Potential | F12 | Industrial | Industrial - WA | Existing | Space Heating | Natural Gas | Gas Furnace - Maintenance | A | Cumulative Winter Peak Savings (MW) | Achievable Economic RVT Potential | 0 | 0 | 0 | 0 | 0 | 0 | 0 | 0 | 0 | 0 | 0 | 0 | 0 | 0 | 0 | 0 | 0 | 0 | 0 | 0 | 0 | 0 | 0 | 0 | 0 | 0 | 0
F13_Industrial_Industrial - WA_Existing_Space Heating_Natural Gas_Gas Furnace - Maintenance_A_Achievable Economic RVT Potential | F13 | Industrial | Industrial - WA | Existing | Space Heating | Natural Gas | Gas Furnace - Maintenance | A | Purchases (Incremental) | Achievable Economic RVT Potential | 0 | 0 | 0 | 0 | 0 | 0 | 0 | 0 | 0 | 0 | 0 | 0 | 0 | 0 | 0 | 0 | 0 | 0 | 0 | 0 | 0 | 0 | 0 | 0 | 0 | 0 | 0
F14_Industrial_Industrial - WA_Existing_Space Heating_Natural Gas_Gas Furnace - Maintenance_A_Achievable Economic RVT Potential | F14 | Industrial | Industrial - WA | Existing | Space Heating | Natural Gas | Gas Furnace - Maintenance | A | Purchases (Cumulative) | Achievable Economic RVT Potential | 0 | 0 | 0 | 0 | 0 | 0 | 0 | 0 | 0 | 0 | 0 | 0 | 0 | 0 | 0 | 0 | 0 | 0 | 0 | 0 | 0 | 0 | 0 | 0 | 0 | 0 | 0
F1_Industrial_Industrial - WA_Existing_Space Heating_Natural Gas_Gas Furnace - Tube Inserts_A_Achievable Economic RVT Potential | F1 | Industrial | Industrial - WA | Existing | Space Heating | Natural Gas | Gas Furnace - Tube Inserts | A | Original Unit Energy Savings (kWh or therms) | Achievable Economic RVT Potential | 0 | 0 | 0 | 0 | 0 | 0 | 0 | 0 | 0 | 0 | 0 | 0 | 0 | 0 | 0 | 0 | 0 | 0 | 0 | 0 | 0 | 0 | 0 | 0 | 0 | 0 | 0
F2_Industrial_Industrial - WA_Existing_Space Heating_Natural Gas_Gas Furnace - Tube Inserts_A_Achievable Economic RVT Potential | F2 | Industrial | Industrial - WA | Existing | Space Heating | Natural Gas | Gas Furnace - Tube Inserts | A | Original Unit Summer Peak Savings (kW) | Achievable Economic RVT Potential | 0 | 0 | 0 | 0 | 0 | 0 | 0 | 0 | 0 | 0 | 0 | 0 | 0 | 0 | 0 | 0 | 0 | 0 | 0 | 0 | 0 | 0 | 0 | 0 | 0 | 0 | 0
F3_Industrial_Industrial - WA_Existing_Space Heating_Natural Gas_Gas Furnace - Tube Inserts_A_Achievable Economic RVT Potential | F3 | Industrial | Industrial - WA | Existing | Space Heating | Natural Gas | Gas Furnace - Tube Inserts | A | Original Unit Winter Peak Savings (kW) | Achievable Economic RVT Potential | 0 | 0 | 0 | 0 | 0 | 0 | 0 | 0 | 0 | 0 | 0 | 0 | 0 | 0 | 0 | 0 | 0 | 0 | 0 | 0 | 0 | 0 | 0 | 0 | 0 | 0 | 0
F4_Industrial_Industrial - WA_Existing_Space Heating_Natural Gas_Gas Furnace - Tube Inserts_A_Achievable Economic RVT Potential | F4 | Industrial | Industrial - WA | Existing | Space Heating | Natural Gas | Gas Furnace - Tube Inserts | A | Standalone Impact on Baseline Energy (%) | Achievable Economic RVT Potential | 0 | 0 | 0 | 0 | 0 | 0 | 0 | 0 | 0 | 0 | 0 | 0 | 0 | 0 | 0 | 0 | 0 | 0 | 0 | 0 | 0 | 0 | 0 | 0 | 0 | 0 | 0
F5_Industrial_Industrial - WA_Existing_Space Heating_Natural Gas_Gas Furnace - Tube Inserts_A_Achievable Economic RVT Potential | F5 | Industrial | Industrial - WA | Existing | Space Heating | Natural Gas | Gas Furnace - Tube Inserts | A | Standalone Impact on Baseline Summer Peak (%) | Achievable Economic RVT Potential | 0 | 0 | 0 | 0 | 0 | 0 | 0 | 0 | 0 | 0 | 0 | 0 | 0 | 0 | 0 | 0 | 0 | 0 | 0 | 0 | 0 | 0 | 0 | 0 | 0 | 0 | 0
F6_Industrial_Industrial - WA_Existing_Space Heating_Natural Gas_Gas Furnace - Tube Inserts_A_Achievable Economic RVT Potential | F6 | Industrial | Industrial - WA | Existing | Space Heating | Natural Gas | Gas Furnace - Tube Inserts | A | Standalone Impact on Baseline Winter Peak (%) | Achievable Economic RVT Potential | 0 | 0 | 0 | 0 | 0 | 0 | 0 | 0 | 0 | 0 | 0 | 0 | 0 | 0 | 0 | 0 | 0 | 0 | 0 | 0 | 0 | 0 | 0 | 0 | 0 | 0 | 0
F7_Industrial_Industrial - WA_Existing_Space Heating_Natural Gas_Gas Furnace - Tube Inserts_A_Achievable Economic RVT Potential | F7 | Industrial | Industrial - WA | Existing | Space Heating | Natural Gas | Gas Furnace - Tube Inserts | A | Incremental Energy Savings (MWh or mTherms) | Achievable Economic RVT Potential | 0 | 0 | 0 | 0 | 0 | 0 | 0 | 0 | 0 | 0 | 0 | 0 | 0 | 0 | 0 | 0 | 0 | 0 | 0 | 0 | 0 | 0 | 0 | 0 | 0 | 0 | 0
F8_Industrial_Industrial - WA_Existing_Space Heating_Natural Gas_Gas Furnace - Tube Inserts_A_Achievable Economic RVT Potential | F8 | Industrial | Industrial - WA | Existing | Space Heating | Natural Gas | Gas Furnace - Tube Inserts | A | Incremental Summer Peak Savings (MW) | Achievable Economic RVT Potential | 0 | 0 | 0 | 0 | 0 | 0 | 0 | 0 | 0 | 0 | 0 | 0 | 0 | 0 | 0 | 0 | 0 | 0 | 0 | 0 | 0 | 0 | 0 | 0 | 0 | 0 | 0
F9_Industrial_Industrial - WA_Existing_Space Heating_Natural Gas_Gas Furnace - Tube Inserts_A_Achievable Economic RVT Potential | F9 | Industrial | Industrial - WA | Existing | Space Heating | Natural Gas | Gas Furnace - Tube Inserts | A | Incremental Winter Peak Savings (MW) | Achievable Economic RVT Potential | 0 | 0 | 0 | 0 | 0 | 0 | 0 | 0 | 0 | 0 | 0 | 0 | 0 | 0 | 0 | 0 | 0 | 0 | 0 | 0 | 0 | 0 | 0 | 0 | 0 | 0 | 0
F10_Industrial_Industrial - WA_Existing_Space Heating_Natural Gas_Gas Furnace - Tube Inserts_A_Achievable Economic RVT Potential | F10 | Industrial | Industrial - WA | Existing | Space Heating | Natural Gas | Gas Furnace - Tube Inserts | A | Cumulative Energy Savings (MWh or mTherms) | Achievable Economic RVT Potential | 0 | 0 | 0 | 0 | 0 | 0 | 0 | 0 | 0 | 0 | 0 | 0 | 0 | 0 | 0 | 0 | 0 | 0 | 0 | 0 | 0 | 0 | 0 | 0 | 0 | 0 | 0
F11_Industrial_Industrial - WA_Existing_Space Heating_Natural Gas_Gas Furnace - Tube Inserts_A_Achievable Economic RVT Potential | F11 | Industrial | Industrial - WA | Existing | Space Heating | Natural Gas | Gas Furnace - Tube Inserts | A | Cumulative Summer Peak Savings (MW) | Achievable Economic RVT Potential | 0 | 0 | 0 | 0 | 0 | 0 | 0 | 0 | 0 | 0 | 0 | 0 | 0 | 0 | 0 | 0 | 0 | 0 | 0 | 0 | 0 | 0 | 0 | 0 | 0 | 0 | 0
F12_Industrial_Industrial - WA_Existing_Space Heating_Natural Gas_Gas Furnace - Tube Inserts_A_Achievable Economic RVT Potential | F12 | Industrial | Industrial - WA | Existing | Space Heating | Natural Gas | Gas Furnace - Tube Inserts | A | Cumulative Winter Peak Savings (MW) | Achievable Economic RVT Potential | 0 | 0 | 0 | 0 | 0 | 0 | 0 | 0 | 0 | 0 | 0 | 0 | 0 | 0 | 0 | 0 | 0 | 0 | 0 | 0 | 0 | 0 | 0 | 0 | 0 | 0 | 0
F13_Industrial_Industrial - WA_Existing_Space Heating_Natural Gas_Gas Furnace - Tube Inserts_A_Achievable Economic RVT Potential | F13 | Industrial | Industrial - WA | Existing | Space Heating | Natural Gas | Gas Furnace - Tube Inserts | A | Purchases (Incremental) | Achievable Economic RVT Potential | 0 | 0 | 0 | 0 | 0 | 0 | 0 | 0 | 0 | 0 | 0 | 0 | 0 | 0 | 0 | 0 | 0 | 0 | 0 | 0 | 0 | 0 | 0 | 0 | 0 | 0 | 0
F14_Industrial_Industrial - WA_Existing_Space Heating_Natural Gas_Gas Furnace - Tube Inserts_A_Achievable Economic RVT Potential | F14 | Industrial | Industrial - WA | Existing | Space Heating | Natural Gas | Gas Furnace - Tube Inserts | A | Purchases (Cumulative) | Achievable Economic RVT Potential | 0 | 0 | 0 | 0 | 0 | 0 | 0 | 0 | 0 | 0 | 0 | 0 | 0 | 0 | 0 | 0 | 0 | 0 | 0 | 0 | 0 | 0 | 0 | 0 | 0 | 0 | 0
F1_Industrial_Industrial - WA_Existing_Space Heating_Natural Gas_Gas Boiler - Burner Control Optimization_A_Achievable Economic RVT Potential | F1 | Industrial | Industrial - WA | Existing | Space Heating | Natural Gas | Gas Boiler - Burner Control Optimization | A | Original Unit Energy Savings (kWh or therms) | Achievable Economic RVT Potential | 0 | 0 | 0.33635 | 0.33551 | 0.33469 | 0.33388 | 0.3331 | 0.33233 | 0.33159 | 0.33088 | 0.33019 | 0.32953 | 0.3289 | 0.32829 | 0.32772 | 0.32718 | 0.32667 | 0.32619 | 0.32574 | 0.32533 | 0.32495 | 0.32461 | 0.32429 | 0.32401 | 0.32375 | 0.32352 | 0.3233
F2_Industrial_Industrial - WA_Existing_Space Heating_Natural Gas_Gas Boiler - Burner Control Optimization_A_Achievable Economic RVT Potential | F2 | Industrial | Industrial - WA | Existing | Space Heating | Natural Gas | Gas Boiler - Burner Control Optimization | A | Original Unit Summer Peak Savings (kW) | Achievable Economic RVT Potential | 0 | 0 | 0 | 0 | 0 | 0 | 0 | 0 | 0 | 0 | 0 | 0 | 0 | 0 | 0 | 0 | 0 | 0 | 0 | 0 | 0 | 0 | 0 | 0 | 0 | 0 | 0
F3_Industrial_Industrial - WA_Existing_Space Heating_Natural Gas_Gas Boiler - Burner Control Optimization_A_Achievable Economic RVT Potential | F3 | Industrial | Industrial - WA | Existing | Space Heating | Natural Gas | Gas Boiler - Burner Control Optimization | A | Original Unit Winter Peak Savings (kW) | Achievable Economic RVT Potential | 0 | 0 | 0 | 0 | 0 | 0 | 0 | 0 | 0 | 0 | 0 | 0 | 0 | 0 | 0 | 0 | 0 | 0 | 0 | 0 | 0 | 0 | 0 | 0 | 0 | 0 | 0
F4_Industrial_Industrial - WA_Existing_Space Heating_Natural Gas_Gas Boiler - Burner Control Optimization_A_Achievable Economic RVT Potential | F4 | Industrial | Industrial - WA | Existing | Space Heating | Natural Gas | Gas Boiler - Burner Control Optimization | A | Standalone Impact on Baseline Energy (%) | Achievable Economic RVT Potential | 0 | 0 | 1.6832e-05 | 4.3559e-05 | 9.7166e-05 | 0.00019133 | 0.00033851 | 0.00054586 | 0.00081191 | 0.0011256 | 0.0014682 | 0.0018173 | 0.0021516 | 0.0024547 | 0.0027173 | 0.0029367 | 0.0031161 | 0.0032617 | 0.0033811 | 0.0034813 | 0.003546 | 0.0036117 | 0.0036784 | 0.003746 | 0.0038147 | 0.0038845 | 0.0039553
F5_Industrial_Industrial - WA_Existing_Space Heating_Natural Gas_Gas Boiler - Burner Control Optimization_A_Achievable Economic RVT Potential | F5 | Industrial | Industrial - WA | Existing | Space Heating | Natural Gas | Gas Boiler - Burner Control Optimization | A | Standalone Impact on Baseline Summer Peak (%) | Achievable Economic RVT Potential | 0 | 0 | 0 | 0 | 0 | 0 | 0 | 0 | 0 | 0 | 0 | 0 | 0 | 0 | 0 | 0 | 0 | 0 | 0 | 0 | 0 | 0 | 0 | 0 | 0 | 0 | 0
F6_Industrial_Industrial - WA_Existing_Space Heating_Natural Gas_Gas Boiler - Burner Control Optimization_A_Achievable Economic RVT Potential | F6 | Industrial | Industrial - WA | Existing | Space Heating | Natural Gas | Gas Boiler - Burner Control Optimization | A | Standalone Impact on Baseline Winter Peak (%) | Achievable Economic RVT Potential | 0 | 0 | 0 | 0 | 0 | 0 | 0 | 0 | 0 | 0 | 0 | 0 | 0 | 0 | 0 | 0 | 0 | 0 | 0 | 0 | 0 | 0 | 0 | 0 | 0 | 0 | 0
F7_Industrial_Industrial - WA_Existing_Space Heating_Natural Gas_Gas Boiler - Burner Control Optimization_A_Achievable Economic RVT Potential | F7 | Industrial | Industrial - WA | Existing | Space Heating | Natural Gas | Gas Boiler - Burner Control Optimization | A | Incremental Energy Savings (MWh or mTherms) | Achievable Economic RVT Potential | 0 | 0 | 0 | 0 | 0 | 0 | 0 | 0 | 0 | 0 | 0 | 0 | 0 | 0 | 0 | 0 | 0 | 0 | 0 | 0 | 0 | 0 | 0 | 0 | 0 | 0 | 0
F8_Industrial_Industrial - WA_Existing_Space Heating_Natural Gas_Gas Boiler - Burner Control Optimization_A_Achievable Economic RVT Potential | F8 | Industrial | Industrial - WA | Existing | Space Heating | Natural Gas | Gas Boiler - Burner Control Optimization | A | Incremental Summer Peak Savings (MW) | Achievable Economic RVT Potential | 0 | 0 | 0 | 0 | 0 | 0 | 0 | 0 | 0 | 0 | 0 | 0 | 0 | 0 | 0 | 0 | 0 | 0 | 0 | 0 | 0 | 0 | 0 | 0 | 0 | 0 | 0
F9_Industrial_Industrial - WA_Existing_Space Heating_Natural Gas_Gas Boiler - Burner Control Optimization_A_Achievable Economic RVT Potential | F9 | Industrial | Industrial - WA | Existing | Space Heating | Natural Gas | Gas Boiler - Burner Control Optimization | A | Incremental Winter Peak Savings (MW) | Achievable Economic RVT Potential | 0 | 0 | 0 | 0 | 0 | 0 | 0 | 0 | 0 | 0 | 0 | 0 | 0 | 0 | 0 | 0 | 0 | 0 | 0 | 0 | 0 | 0 | 0 | 0 | 0 | 0 | 0
F10_Industrial_Industrial - WA_Existing_Space Heating_Natural Gas_Gas Boiler - Burner Control Optimization_A_Achievable Economic RVT Potential | F10 | Industrial | Industrial - WA | Existing | Space Heating | Natural Gas | Gas Boiler - Burner Control Optimization | A | Cumulative Energy Savings (MWh or mTherms) | Achievable Economic RVT Potential | 0 | 0 | 0 | 0 | 0 | 0 | 0 | 0 | 0 | 0 | 0 | 0 | 0 | 0 | 0 | 0 | 0 | 0 | 0 | 0 | 0 | 0 | 0 | 0 | 0 | 0 | 0
F11_Industrial_Industrial - WA_Existing_Space Heating_Natural Gas_Gas Boiler - Burner Control Optimization_A_Achievable Economic RVT Potential | F11 | Industrial | Industrial - WA | Existing | Space Heating | Natural Gas | Gas Boiler - Burner Control Optimization | A | Cumulative Summer Peak Savings (MW) | Achievable Economic RVT Potential | 0 | 0 | 0 | 0 | 0 | 0 | 0 | 0 | 0 | 0 | 0 | 0 | 0 | 0 | 0 | 0 | 0 | 0 | 0 | 0 | 0 | 0 | 0 | 0 | 0 | 0 | 0
F12_Industrial_Industrial - WA_Existing_Space Heating_Natural Gas_Gas Boiler - Burner Control Optimization_A_Achievable Economic RVT Potential | F12 | Industrial | Industrial - WA | Existing | Space Heating | Natural Gas | Gas Boiler - Burner Control Optimization | A | Cumulative Winter Peak Savings (MW) | Achievable Economic RVT Potential | 0 | 0 | 0 | 0 | 0 | 0 | 0 | 0 | 0 | 0 | 0 | 0 | 0 | 0 | 0 | 0 | 0 | 0 | 0 | 0 | 0 | 0 | 0 | 0 | 0 | 0 | 0
F13_Industrial_Industrial - WA_Existing_Space Heating_Natural Gas_Gas Boiler - Burner Control Optimization_A_Achievable Economic RVT Potential | F13 | Industrial | Industrial - WA | Existing | Space Heating | Natural Gas | Gas Boiler - Burner Control Optimization | A | Purchases (Incremental) | Achievable Economic RVT Potential | 0 | 0 | 0 | 0 | 0 | 0 | 0 | 0 | 0 | 0 | 0 | 0 | 0 | 0 | 0 | 0 | 0 | 0 | 0 | 0 | 0 | 0 | 0 | 0 | 0 | 0 | 0
F14_Industrial_Industrial - WA_Existing_Space Heating_Natural Gas_Gas Boiler - Burner Control Optimization_A_Achievable Economic RVT Potential | F14 | Industrial | Industrial - WA | Existing | Space Heating | Natural Gas | Gas Boiler - Burner Control Optimization | A | Purchases (Cumulative) | Achievable Economic RVT Potential | 0 | 0 | 0 | 0 | 0 | 0 | 0 | 0 | 0 | 0 | 0 | 0 | 0 | 0 | 0 | 0 | 0 | 0 | 0 | 0 | 0 | 0 | 0 | 0 | 0 | 0 | 0
F1_Industrial_Industrial - WA_Existing_Space Heating_Natural Gas_Gas Boiler - High Turndown Burner_A_Achievable Economic RVT Potential | F1 | Industrial | Industrial - WA | Existing | Space Heating | Natural Gas | Gas Boiler - High Turndown Burner | A | Original Unit Energy Savings (kWh or therms) | Achievable Economic RVT Potential | 0 | 0 | 1.1598 | 1.1569 | 1.1541 | 1.1513 | 1.1486 | 1.146 | 1.1434 | 1.141 | 1.1386 | 1.1363 | 1.1341 | 1.132 | 1.1301 | 1.1282 | 1.1264 | 1.1248 | 1.1232 | 1.1218 | 1.1205 | 1.1193 | 1.1183 | 1.1173 | 1.1164 | 1.1156 | 1.1148
F2_Industrial_Industrial - WA_Existing_Space Heating_Natural Gas_Gas Boiler - High Turndown Burner_A_Achievable Economic RVT Potential | F2 | Industrial | Industrial - WA | Existing | Space Heating | Natural Gas | Gas Boiler - High Turndown Burner | A | Original Unit Summer Peak Savings (kW) | Achievable Economic RVT Potential | 0 | 0 | 0 | 0 | 0 | 0 | 0 | 0 | 0 | 0 | 0 | 0 | 0 | 0 | 0 | 0 | 0 | 0 | 0 | 0 | 0 | 0 | 0 | 0 | 0 | 0 | 0
F3_Industrial_Industrial - WA_Existing_Space Heating_Natural Gas_Gas Boiler - High Turndown Burner_A_Achievable Economic RVT Potential | F3 | Industrial | Industrial - WA | Existing | Space Heating | Natural Gas | Gas Boiler - High Turndown Burner | A | Original Unit Winter Peak Savings (kW) | Achievable Economic RVT Potential | 0 | 0 | 0 | 0 | 0 | 0 | 0 | 0 | 0 | 0 | 0 | 0 | 0 | 0 | 0 | 0 | 0 | 0 | 0 | 0 | 0 | 0 | 0 | 0 | 0 | 0 | 0
F4_Industrial_Industrial - WA_Existing_Space Heating_Natural Gas_Gas Boiler - High Turndown Burner_A_Achievable Economic RVT Potential | F4 | Industrial | Industrial - WA | Existing | Space Heating | Natural Gas | Gas Boiler - High Turndown Burner | A | Standalone Impact on Baseline Energy (%) | Achievable Economic RVT Potential | 0 | 0 | 0.00035861 | 0.00072307 | 0.0010937 | 0.0014707 | 0.0018544 | 0.0022094 | 0.0025064 | 0.0027576 | 0.0029723 | 0.0031583 | 0.0033216 | 0.0034672 | 0.0035988 | 0.0037197 | 0.0038322 | 0.0039037 | 0.0039768 | 0.0040509 | 0.0041262 | 0.0042026 | 0.0042802 | 0.0043589 | 0.0044388 | 0.00452 | 0.0046024
F5_Industrial_Industrial - WA_Existing_Space Heating_Natural Gas_Gas Boiler - High Turndown Burner_A_Achievable Economic RVT Potential | F5 | Industrial | Industrial - WA | Existing | Space Heating | Natural Gas | Gas Boiler - High Turndown Burner | A | Standalone Impact on Baseline Summer Peak (%) | Achievable Economic RVT Potential | 0 | 0 | 0 | 0 | 0 | 0 | 0 | 0 | 0 | 0 | 0 | 0 | 0 | 0 | 0 | 0 | 0 | 0 | 0 | 0 | 0 | 0 | 0 | 0 | 0 | 0 | 0
F6_Industrial_Industrial - WA_Existing_Space Heating_Natural Gas_Gas Boiler - High Turndown Burner_A_Achievable Economic RVT Potential | F6 | Industrial | Industrial - WA | Existing | Space Heating | Natural Gas | Gas Boiler - High Turndown Burner | A | Standalone Impact on Baseline Winter Peak (%) | Achievable Economic RVT Potential | 0 | 0 | 0 | 0 | 0 | 0 | 0 | 0 | 0 | 0 | 0 | 0 | 0 | 0 | 0 | 0 | 0 | 0 | 0 | 0 | 0 | 0 | 0 | 0 | 0 | 0 | 0
F7_Industrial_Industrial - WA_Existing_Space Heating_Natural Gas_Gas Boiler - High Turndown Burner_A_Achievable Economic RVT Potential | F7 | Industrial | Industrial - WA | Existing | Space Heating | Natural Gas | Gas Boiler - High Turndown Burner | A | Incremental Energy Savings (MWh or mTherms) | Achievable Economic RVT Potential | 0 | 0 | 0 | 0 | 0 | 0 | 0 | 0 | 0 | 0 | 0 | 0 | 0 | 0 | 0 | 0 | 0 | 0 | 0 | 0 | 0 | 0 | 0 | 0 | 0 | 0 | 0
F8_Industrial_Industrial - WA_Existing_Space Heating_Natural Gas_Gas Boiler - High Turndown Burner_A_Achievable Economic RVT Potential | F8 | Industrial | Industrial - WA | Existing | Space Heating | Natural Gas | Gas Boiler - High Turndown Burner | A | Incremental Summer Peak Savings (MW) | Achievable Economic RVT Potential | 0 | 0 | 0 | 0 | 0 | 0 | 0 | 0 | 0 | 0 | 0 | 0 | 0 | 0 | 0 | 0 | 0 | 0 | 0 | 0 | 0 | 0 | 0 | 0 | 0 | 0 | 0
F9_Industrial_Industrial - WA_Existing_Space Heating_Natural Gas_Gas Boiler - High Turndown Burner_A_Achievable Economic RVT Potential | F9 | Industrial | Industrial - WA | Existing | Space Heating | Natural Gas | Gas Boiler - High Turndown Burner | A | Incremental Winter Peak Savings (MW) | Achievable Economic RVT Potential | 0 | 0 | 0 | 0 | 0 | 0 | 0 | 0 | 0 | 0 | 0 | 0 | 0 | 0 | 0 | 0 | 0 | 0 | 0 | 0 | 0 | 0 | 0 | 0 | 0 | 0 | 0
F10_Industrial_Industrial - WA_Existing_Space Heating_Natural Gas_Gas Boiler - High Turndown Burner_A_Achievable Economic RVT Potential | F10 | Industrial | Industrial - WA | Existing | Space Heating | Natural Gas | Gas Boiler - High Turndown Burner | A | Cumulative Energy Savings (MWh or mTherms) | Achievable Economic RVT Potential | 0 | 0 | 0 | 0 | 0 | 0 | 0 | 0 | 0 | 0 | 0 | 0 | 0 | 0 | 0 | 0 | 0 | 0 | 0 | 0 | 0 | 0 | 0 | 0 | 0 | 0 | 0
F11_Industrial_Industrial - WA_Existing_Space Heating_Natural Gas_Gas Boiler - High Turndown Burner_A_Achievable Economic RVT Potential | F11 | Industrial | Industrial - WA | Existing | Space Heating | Natural Gas | Gas Boiler - High Turndown Burner | A | Cumulative Summer Peak Savings (MW) | Achievable Economic RVT Potential | 0 | 0 | 0 | 0 | 0 | 0 | 0 | 0 | 0 | 0 | 0 | 0 | 0 | 0 | 0 | 0 | 0 | 0 | 0 | 0 | 0 | 0 | 0 | 0 | 0 | 0 | 0
F12_Industrial_Industrial - WA_Existing_Space Heating_Natural Gas_Gas Boiler - High Turndown Burner_A_Achievable Economic RVT Potential | F12 | Industrial | Industrial - WA | Existing | Space Heating | Natural Gas | Gas Boiler - High Turndown Burner | A | Cumulative Winter Peak Savings (MW) | Achievable Economic RVT Potential | 0 | 0 | 0 | 0 | 0 | 0 | 0 | 0 | 0 | 0 | 0 | 0 | 0 | 0 | 0 | 0 | 0 | 0 | 0 | 0 | 0 | 0 | 0 | 0 | 0 | 0 | 0
F13_Industrial_Industrial - WA_Existing_Space Heating_Natural Gas_Gas Boiler - High Turndown Burner_A_Achievable Economic RVT Potential | F13 | Industrial | Industrial - WA | Existing | Space Heating | Natural Gas | Gas Boiler - High Turndown Burner | A | Purchases (Incremental) | Achievable Economic RVT Potential | 0 | 0 | 0 | 0 | 0 | 0 | 0 | 0 | 0 | 0 | 0 | 0 | 0 | 0 | 0 | 0 | 0 | 0 | 0 | 0 | 0 | 0 | 0 | 0 | 0 | 0 | 0
F14_Industrial_Industrial - WA_Existing_Space Heating_Natural Gas_Gas Boiler - High Turndown Burner_A_Achievable Economic RVT Potential | F14 | Industrial | Industrial - WA | Existing | Space Heating | Natural Gas | Gas Boiler - High Turndown Burner | A | Purchases (Cumulative) | Achievable Economic RVT Potential | 0 | 0 | 0 | 0 | 0 | 0 | 0 | 0 | 0 | 0 | 0 | 0 | 0 | 0 | 0 | 0 | 0 | 0 | 0 | 0 | 0 | 0 | 0 | 0 | 0 | 0 | 0
F1_Industrial_Industrial - WA_Existing_Space Heating_Natural Gas_Gas Boiler - Hot Water Reset_A_Achievable Economic RVT Potential | F1 | Industrial | Industrial - WA | Existing | Space Heating | Natural Gas | Gas Boiler - Hot Water Reset | A | Original Unit Energy Savings (kWh or therms) | Achievable Economic RVT Potential | 0 | 0 | 1237.1517 | 1234.0624 | 1231.0332 | 1228.0714 | 1225.184 | 1222.3771 | 1219.6565 | 1217.0273 | 1214.4942 | 1212.0615 | 1209.7329 | 1207.5121 | 1205.4023 | 1203.4063 | 1201.5267 | 1199.7661 | 1198.1265 | 1196.61 | 1195.2184 | 1193.9533 | 1192.8032 | 1191.7576 | 1190.8071 | 1189.9431 | 1189.1575
F2_Industrial_Industrial - WA_Existing_Space Heating_Natural Gas_Gas Boiler - Hot Water Reset_A_Achievable Economic RVT Potential | F2 | Industrial | Industrial - WA | Existing | Space Heating | Natural Gas | Gas Boiler - Hot Water Reset | A | Original Unit Summer Peak Savings (kW) | Achievable Economic RVT Potential | 0 | 0 | 0 | 0 | 0 | 0 | 0 | 0 | 0 | 0 | 0 | 0 | 0 | 0 | 0 | 0 | 0 | 0 | 0 | 0 | 0 | 0 | 0 | 0 | 0 | 0 | 0
F3_Industrial_Industrial - WA_Existing_Space Heating_Natural Gas_Gas Boiler - Hot Water Reset_A_Achievable Economic RVT Potential | F3 | Industrial | Industrial - WA | Existing | Space Heating | Natural Gas | Gas Boiler - Hot Water Reset | A | Original Unit Winter Peak Savings (kW) | Achievable Economic RVT Potential | 0 | 0 | 0 | 0 | 0 | 0 | 0 | 0 | 0 | 0 | 0 | 0 | 0 | 0 | 0 | 0 | 0 | 0 | 0 | 0 | 0 | 0 | 0 | 0 | 0 | 0 | 0
F4_Industrial_Industrial - WA_Existing_Space Heating_Natural Gas_Gas Boiler - Hot Water Reset_A_Achievable Economic RVT Potential | F4 | Industrial | Industrial - WA | Existing | Space Heating | Natural Gas | Gas Boiler - Hot Water Reset | A | Standalone Impact on Baseline Energy (%) | Achievable Economic RVT Potential | 0 | 0 | 0.00030077 | 0.00067493 | 0.0011379 | 0.0016815 | 0.0023083 | 0.0030475 | 0.0038681 | 0.0047204 | 0.0055438 | 0.0062792 | 0.0068854 | 0.0073371 | 0.0076614 | 0.0078943 | 0.0080795 | 0.0082442 | 0.0084029 | 0.0085605 | 0.0087198 | 0.0088813 | 0.0090452 | 0.0092116 | 0.0093805 | 0.009552 | 0.0097261
F5_Industrial_Industrial - WA_Existing_Space Heating_Natural Gas_Gas Boiler - Hot Water Reset_A_Achievable Economic RVT Potential | F5 | Industrial | Industrial - WA | Existing | Space Heating | Natural Gas | Gas Boiler - Hot Water Reset | A | Standalone Impact on Baseline Summer Peak (%) | Achievable Economic RVT Potential | 0 | 0 | 0 | 0 | 0 | 0 | 0 | 0 | 0 | 0 | 0 | 0 | 0 | 0 | 0 | 0 | 0 | 0 | 0 | 0 | 0 | 0 | 0 | 0 | 0 | 0 | 0
F6_Industrial_Industrial - WA_Existing_Space Heating_Natural Gas_Gas Boiler - Hot Water Reset_A_Achievable Economic RVT Potential | F6 | Industrial | Industrial - WA | Existing | Space Heating | Natural Gas | Gas Boiler - Hot Water Reset | A | Standalone Impact on Baseline Winter Peak (%) | Achievable Economic RVT Potential | 0 | 0 | 0 | 0 | 0 | 0 | 0 | 0 | 0 | 0 | 0 | 0 | 0 | 0 | 0 | 0 | 0 | 0 | 0 | 0 | 0 | 0 | 0 | 0 | 0 | 0 | 0
F7_Industrial_Industrial - WA_Existing_Space Heating_Natural Gas_Gas Boiler - Hot Water Reset_A_Achievable Economic RVT Potential | F7 | Industrial | Industrial - WA | Existing | Space Heating | Natural Gas | Gas Boiler - Hot Water Reset | A | Incremental Energy Savings (MWh or mTherms) | Achievable Economic RVT Potential | 0 | 0 | 0 | 0 | 0 | 0 | 0 | 0 | 0 | 0 | 0 | 0 | 0 | 0 | 0 | 0 | 0 | 0 | 0 | 0 | 0 | 0 | 0 | 0 | 0 | 0 | 0
F8_Industrial_Industrial - WA_Existing_Space Heating_Natural Gas_Gas Boiler - Hot Water Reset_A_Achievable Economic RVT Potential | F8 | Industrial | Industrial - WA | Existing | Space Heating | Natural Gas | Gas Boiler - Hot Water Reset | A | Incremental Summer Peak Savings (MW) | Achievable Economic RVT Potential | 0 | 0 | 0 | 0 | 0 | 0 | 0 | 0 | 0 | 0 | 0 | 0 | 0 | 0 | 0 | 0 | 0 | 0 | 0 | 0 | 0 | 0 | 0 | 0 | 0 | 0 | 0
F9_Industrial_Industrial - WA_Existing_Space Heating_Natural Gas_Gas Boiler - Hot Water Reset_A_Achievable Economic RVT Potential | F9 | Industrial | Industrial - WA | Existing | Space Heating | Natural Gas | Gas Boiler - Hot Water Reset | A | Incremental Winter Peak Savings (MW) | Achievable Economic RVT Potential | 0 | 0 | 0 | 0 | 0 | 0 | 0 | 0 | 0 | 0 | 0 | 0 | 0 | 0 | 0 | 0 | 0 | 0 | 0 | 0 | 0 | 0 | 0 | 0 | 0 | 0 | 0
F10_Industrial_Industrial - WA_Existing_Space Heating_Natural Gas_Gas Boiler - Hot Water Reset_A_Achievable Economic RVT Potential | F10 | Industrial | Industrial - WA | Existing | Space Heating | Natural Gas | Gas Boiler - Hot Water Reset | A | Cumulative Energy Savings (MWh or mTherms) | Achievable Economic RVT Potential | 0 | 0 | 0 | 0 | 0 | 0 | 0 | 0 | 0 | 0 | 0 | 0 | 0 | 0 | 0 | 0 | 0 | 0 | 0 | 0 | 0 | 0 | 0 | 0 | 0 | 0 | 0
F11_Industrial_Industrial - WA_Existing_Space Heating_Natural Gas_Gas Boiler - Hot Water Reset_A_Achievable Economic RVT Potential | F11 | Industrial | Industrial - WA | Existing | Space Heating | Natural Gas | Gas Boiler - Hot Water Reset | A | Cumulative Summer Peak Savings (MW) | Achievable Economic RVT Potential | 0 | 0 | 0 | 0 | 0 | 0 | 0 | 0 | 0 | 0 | 0 | 0 | 0 | 0 | 0 | 0 | 0 | 0 | 0 | 0 | 0 | 0 | 0 | 0 | 0 | 0 | 0
F12_Industrial_Industrial - WA_Existing_Space Heating_Natural Gas_Gas Boiler - Hot Water Reset_A_Achievable Economic RVT Potential | F12 | Industrial | Industrial - WA | Existing | Space Heating | Natural Gas | Gas Boiler - Hot Water Reset | A | Cumulative Winter Peak Savings (MW) | Achievable Economic RVT Potential | 0 | 0 | 0 | 0 | 0 | 0 | 0 | 0 | 0 | 0 | 0 | 0 | 0 | 0 | 0 | 0 | 0 | 0 | 0 | 0 | 0 | 0 | 0 | 0 | 0 | 0 | 0
F13_Industrial_Industrial - WA_Existing_Space Heating_Natural Gas_Gas Boiler - Hot Water Reset_A_Achievable Economic RVT Potential | F13 | Industrial | Industrial - WA | Existing | Space Heating | Natural Gas | Gas Boiler - Hot Water Reset | A | Purchases (Incremental) | Achievable Economic RVT Potential | 0 | 0 | 0 | 0 | 0 | 0 | 0 | 0 | 0 | 0 | 0 | 0 | 0 | 0 | 0 | 0 | 0 | 0 | 0 | 0 | 0 | 0 | 0 | 0 | 0 | 0 | 0
F14_Industrial_Industrial - WA_Existing_Space Heating_Natural Gas_Gas Boiler - Hot Water Reset_A_Achievable Economic RVT Potential | F14 | Industrial | Industrial - WA | Existing | Space Heating | Natural Gas | Gas Boiler - Hot Water Reset | A | Purchases (Cumulative) | Achievable Economic RVT Potential | 0 | 0 | 0 | 0 | 0 | 0 | 0 | 0 | 0 | 0 | 0 | 0 | 0 | 0 | 0 | 0 | 0 | 0 | 0 | 0 | 0 | 0 | 0 | 0 | 0 | 0 | 0
F1_Industrial_Industrial - WA_Existing_Space Heating_Natural Gas_Gas Boiler - Insulate Hot Water Lines_A_Achievable Economic RVT Potential | F1 | Industrial | Industrial - WA | Existing | Space Heating | Natural Gas | Gas Boiler - Insulate Hot Water Lines | A | Original Unit Energy Savings (kWh or therms) | Achievable Economic RVT Potential | 0 | 0 | 5.2341 | 5.221 | 5.2082 | 5.1957 | 5.1835 | 5.1716 | 5.1601 | 5.149 | 5.1383 | 5.128 | 5.1181 | 5.1087 | 5.0998 | 5.0913 | 5.0834 | 5.0759 | 5.069 | 5.0626 | 5.0567 | 5.0513 | 5.0465 | 5.0421 | 5.038 | 5.0344 | 5.0311
F2_Industrial_Industrial - WA_Existing_Space Heating_Natural Gas_Gas Boiler - Insulate Hot Water Lines_A_Achievable Economic RVT Potential | F2 | Industrial | Industrial - WA | Existing | Space Heating | Natural Gas | Gas Boiler - Insulate Hot Water Lines | A | Original Unit Summer Peak Savings (kW) | Achievable Economic RVT Potential | 0 | 0 | 0 | 0 | 0 | 0 | 0 | 0 | 0 | 0 | 0 | 0 | 0 | 0 | 0 | 0 | 0 | 0 | 0 | 0 | 0 | 0 | 0 | 0 | 0 | 0 | 0
F3_Industrial_Industrial - WA_Existing_Space Heating_Natural Gas_Gas Boiler - Insulate Hot Water Lines_A_Achievable Economic RVT Potential | F3 | Industrial | Industrial - WA | Existing | Space Heating | Natural Gas | Gas Boiler - Insulate Hot Water Lines | A | Original Unit Winter Peak Savings (kW) | Achievable Economic RVT Potential | 0 | 0 | 0 | 0 | 0 | 0 | 0 | 0 | 0 | 0 | 0 | 0 | 0 | 0 | 0 | 0 | 0 | 0 | 0 | 0 | 0 | 0 | 0 | 0 | 0 | 0 | 0
F4_Industrial_Industrial - WA_Existing_Space Heating_Natural Gas_Gas Boiler - Insulate Hot Water Lines_A_Achievable Economic RVT Potential | F4 | Industrial | Industrial - WA | Existing | Space Heating | Natural Gas | Gas Boiler - Insulate Hot Water Lines | A | Standalone Impact on Baseline Energy (%) | Achievable Economic RVT Potential | 0 | 0 | 0.00021056 | 0.00042455 | 0.00064214 | 0.00086351 | 0.0010888 | 0.0013182 | 0.0015519 | 0.00179 | 0.0020326 | 0.00228 | 0.0025322 | 0.0025786 | 0.002626 | 0.0026746 | 0.0027242 | 0.002775 | 0.002827 | 0.0028797 | 0.0029332 | 0.0029875 | 0.0030427 | 0.0030986 | 0.0031554 | 0.0032131 | 0.0032717
F5_Industrial_Industrial - WA_Existing_Space Heating_Natural Gas_Gas Boiler - Insulate Hot Water Lines_A_Achievable Economic RVT Potential | F5 | Industrial | Industrial - WA | Existing | Space Heating | Natural Gas | Gas Boiler - Insulate Hot Water Lines | A | Standalone Impact on Baseline Summer Peak (%) | Achievable Economic RVT Potential | 0 | 0 | 0 | 0 | 0 | 0 | 0 | 0 | 0 | 0 | 0 | 0 | 0 | 0 | 0 | 0 | 0 | 0 | 0 | 0 | 0 | 0 | 0 | 0 | 0 | 0 | 0
F6_Industrial_Industrial - WA_Existing_Space Heating_Natural Gas_Gas Boiler - Insulate Hot Water Lines_A_Achievable Economic RVT Potential | F6 | Industrial | Industrial - WA | Existing | Space Heating | Natural Gas | Gas Boiler - Insulate Hot Water Lines | A | Standalone Impact on Baseline Winter Peak (%) | Achievable Economic RVT Potential | 0 | 0 | 0 | 0 | 0 | 0 | 0 | 0 | 0 | 0 | 0 | 0 | 0 | 0 | 0 | 0 | 0 | 0 | 0 | 0 | 0 | 0 | 0 | 0 | 0 | 0 | 0
F7_Industrial_Industrial - WA_Existing_Space Heating_Natural Gas_Gas Boiler - Insulate Hot Water Lines_A_Achievable Economic RVT Potential | F7 | Industrial | Industrial - WA | Existing | Space Heating | Natural Gas | Gas Boiler - Insulate Hot Water Lines | A | Incremental Energy Savings (MWh or mTherms) | Achievable Economic RVT Potential | 0 | 0 | 0 | 0 | 0 | 0 | 0 | 0 | 0 | 0 | 0 | 0 | 0 | 0 | 0 | 0 | 0 | 0 | 0 | 0 | 0 | 0 | 0 | 0 | 0 | 0 | 0
F8_Industrial_Industrial - WA_Existing_Space Heating_Natural Gas_Gas Boiler - Insulate Hot Water Lines_A_Achievable Economic RVT Potential | F8 | Industrial | Industrial - WA | Existing | Space Heating | Natural Gas | Gas Boiler - Insulate Hot Water Lines | A | Incremental Summer Peak Savings (MW) | Achievable Economic RVT Potential | 0 | 0 | 0 | 0 | 0 | 0 | 0 | 0 | 0 | 0 | 0 | 0 | 0 | 0 | 0 | 0 | 0 | 0 | 0 | 0 | 0 | 0 | 0 | 0 | 0 | 0 | 0
F9_Industrial_Industrial - WA_Existing_Space Heating_Natural Gas_Gas Boiler - Insulate Hot Water Lines_A_Achievable Economic RVT Potential | F9 | Industrial | Industrial - WA | Existing | Space Heating | Natural Gas | Gas Boiler - Insulate Hot Water Lines | A | Incremental Winter Peak Savings (MW) | Achievable Economic RVT Potential | 0 | 0 | 0 | 0 | 0 | 0 | 0 | 0 | 0 | 0 | 0 | 0 | 0 | 0 | 0 | 0 | 0 | 0 | 0 | 0 | 0 | 0 | 0 | 0 | 0 | 0 | 0
F10_Industrial_Industrial - WA_Existing_Space Heating_Natural Gas_Gas Boiler - Insulate Hot Water Lines_A_Achievable Economic RVT Potential | F10 | Industrial | Industrial - WA | Existing | Space Heating | Natural Gas | Gas Boiler - Insulate Hot Water Lines | A | Cumulative Energy Savings (MWh or mTherms) | Achievable Economic RVT Potential | 0 | 0 | 0 | 0 | 0 | 0 | 0 | 0 | 0 | 0 | 0 | 0 | 0 | 0 | 0 | 0 | 0 | 0 | 0 | 0 | 0 | 0 | 0 | 0 | 0 | 0 | 0
F11_Industrial_Industrial - WA_Existing_Space Heating_Natural Gas_Gas Boiler - Insulate Hot Water Lines_A_Achievable Economic RVT Potential | F11 | Industrial | Industrial - WA | Existing | Space Heating | Natural Gas | Gas Boiler - Insulate Hot Water Lines | A | Cumulative Summer Peak Savings (MW) | Achievable Economic RVT Potential | 0 | 0 | 0 | 0 | 0 | 0 | 0 | 0 | 0 | 0 | 0 | 0 | 0 | 0 | 0 | 0 | 0 | 0 | 0 | 0 | 0 | 0 | 0 | 0 | 0 | 0 | 0
F12_Industrial_Industrial - WA_Existing_Space Heating_Natural Gas_Gas Boiler - Insulate Hot Water Lines_A_Achievable Economic RVT Potential | F12 | Industrial | Industrial - WA | Existing | Space Heating | Natural Gas | Gas Boiler - Insulate Hot Water Lines | A | Cumulative Winter Peak Savings (MW) | Achievable Economic RVT Potential | 0 | 0 | 0 | 0 | 0 | 0 | 0 | 0 | 0 | 0 | 0 | 0 | 0 | 0 | 0 | 0 | 0 | 0 | 0 | 0 | 0 | 0 | 0 | 0 | 0 | 0 | 0
F13_Industrial_Industrial - WA_Existing_Space Heating_Natural Gas_Gas Boiler - Insulate Hot Water Lines_A_Achievable Economic RVT Potential | F13 | Industrial | Industrial - WA | Existing | Space Heating | Natural Gas | Gas Boiler - Insulate Hot Water Lines | A | Purchases (Incremental) | Achievable Economic RVT Potential | 0 | 0 | 0 | 0 | 0 | 0 | 0 | 0 | 0 | 0 | 0 | 0 | 0 | 0 | 0 | 0 | 0 | 0 | 0 | 0 | 0 | 0 | 0 | 0 | 0 | 0 | 0
F14_Industrial_Industrial - WA_Existing_Space Heating_Natural Gas_Gas Boiler - Insulate Hot Water Lines_A_Achievable Economic RVT Potential | F14 | Industrial | Industrial - WA | Existing | Space Heating | Natural Gas | Gas Boiler - Insulate Hot Water Lines | A | Purchases (Cumulative) | Achievable Economic RVT Potential | 0 | 0 | 0 | 0 | 0 | 0 | 0 | 0 | 0 | 0 | 0 | 0 | 0 | 0 | 0 | 0 | 0 | 0 | 0 | 0 | 0 | 0 | 0 | 0 | 0 | 0 | 0
F1_Industrial_Industrial - WA_Existing_Space Heating_Natural Gas_Gas Boiler - Insulate Steam Lines/Condensate Tank_A_Achievable Economic RVT Potential | F1 | Industrial | Industrial - WA | Existing | Space Heating | Natural Gas | Gas Boiler - Insulate Steam Lines/Condensate Tank | A | Original Unit Energy Savings (kWh or therms) | Achievable Economic RVT Potential | 0 | 0 | 7.8185 | 7.799 | 7.7799 | 7.7612 | 7.7429 | 7.7252 | 7.708 | 7.6914 | 7.6753 | 7.66 | 7.6453 | 7.6312 | 7.6179 | 7.6053 | 7.5934 | 7.5823 | 7.5719 | 7.5623 | 7.5535 | 7.5455 | 7.5383 | 7.5317 | 7.5256 | 7.5202 | 7.5152
F2_Industrial_Industrial - WA_Existing_Space Heating_Natural Gas_Gas Boiler - Insulate Steam Lines/Condensate Tank_A_Achievable Economic RVT Potential | F2 | Industrial | Industrial - WA | Existing | Space Heating | Natural Gas | Gas Boiler - Insulate Steam Lines/Condensate Tank | A | Original Unit Summer Peak Savings (kW) | Achievable Economic RVT Potential | 0 | 0 | 0 | 0 | 0 | 0 | 0 | 0 | 0 | 0 | 0 | 0 | 0 | 0 | 0 | 0 | 0 | 0 | 0 | 0 | 0 | 0 | 0 | 0 | 0 | 0 | 0
F3_Industrial_Industrial - WA_Existing_Space Heating_Natural Gas_Gas Boiler - Insulate Steam Lines/Condensate Tank_A_Achievable Economic RVT Potential | F3 | Industrial | Industrial - WA | Existing | Space Heating | Natural Gas | Gas Boiler - Insulate Steam Lines/Condensate Tank | A | Original Unit Winter Peak Savings (kW) | Achievable Economic RVT Potential | 0 | 0 | 0 | 0 | 0 | 0 | 0 | 0 | 0 | 0 | 0 | 0 | 0 | 0 | 0 | 0 | 0 | 0 | 0 | 0 | 0 | 0 | 0 | 0 | 0 | 0 | 0
F4_Industrial_Industrial - WA_Existing_Space Heating_Natural Gas_Gas Boiler - Insulate Steam Lines/Condensate Tank_A_Achievable Economic RVT Potential | F4 | Industrial | Industrial - WA | Existing | Space Heating | Natural Gas | Gas Boiler - Insulate Steam Lines/Condensate Tank | A | Standalone Impact on Baseline Energy (%) | Achievable Economic RVT Potential | 0 | 0 | 0.00031452 | 0.00063417 | 0.00095921 | 0.0012899 | 0.0016265 | 0.0019691 | 0.0023182 | 0.0026738 | 0.0030363 | 0.0034058 | 0.0037825 | 0.0041668 | 0.0045587 | 0.0049585 | 0.0053664 | 0.0054665 | 0.0055688 | 0.0056727 | 0.0057781 | 0.0058851 | 0.0059937 | 0.006104 | 0.0062159 | 0.0063295 | 0.0064449
F5_Industrial_Industrial - WA_Existing_Space Heating_Natural Gas_Gas Boiler - Insulate Steam Lines/Condensate Tank_A_Achievable Economic RVT Potential | F5 | Industrial | Industrial - WA | Existing | Space Heating | Natural Gas | Gas Boiler - Insulate Steam Lines/Condensate Tank | A | Standalone Impact on Baseline Summer Peak (%) | Achievable Economic RVT Potential | 0 | 0 | 0 | 0 | 0 | 0 | 0 | 0 | 0 | 0 | 0 | 0 | 0 | 0 | 0 | 0 | 0 | 0 | 0 | 0 | 0 | 0 | 0 | 0 | 0 | 0 | 0
F6_Industrial_Industrial - WA_Existing_Space Heating_Natural Gas_Gas Boiler - Insulate Steam Lines/Condensate Tank_A_Achievable Economic RVT Potential | F6 | Industrial | Industrial - WA | Existing | Space Heating | Natural Gas | Gas Boiler - Insulate Steam Lines/Condensate Tank | A | Standalone Impact on Baseline Winter Peak (%) | Achievable Economic RVT Potential | 0 | 0 | 0 | 0 | 0 | 0 | 0 | 0 | 0 | 0 | 0 | 0 | 0 | 0 | 0 | 0 | 0 | 0 | 0 | 0 | 0 | 0 | 0 | 0 | 0 | 0 | 0
F7_Industrial_Industrial - WA_Existing_Space Heating_Natural Gas_Gas Boiler - Insulate Steam Lines/Condensate Tank_A_Achievable Economic RVT Potential | F7 | Industrial | Industrial - WA | Existing | Space Heating | Natural Gas | Gas Boiler - Insulate Steam Lines/Condensate Tank | A | Incremental Energy Savings (MWh or mTherms) | Achievable Economic RVT Potential | 0 | 0 | 0 | 0 | 0 | 0 | 0 | 0 | 0 | 0 | 0 | 0 | 0 | 0 | 0 | 0 | 0 | 0 | 0 | 0 | 0 | 0 | 0 | 0 | 0 | 0 | 0
F8_Industrial_Industrial - WA_Existing_Space Heating_Natural Gas_Gas Boiler - Insulate Steam Lines/Condensate Tank_A_Achievable Economic RVT Potential | F8 | Industrial | Industrial - WA | Existing | Space Heating | Natural Gas | Gas Boiler - Insulate Steam Lines/Condensate Tank | A | Incremental Summer Peak Savings (MW) | Achievable Economic RVT Potential | 0 | 0 | 0 | 0 | 0 | 0 | 0 | 0 | 0 | 0 | 0 | 0 | 0 | 0 | 0 | 0 | 0 | 0 | 0 | 0 | 0 | 0 | 0 | 0 | 0 | 0 | 0
F9_Industrial_Industrial - WA_Existing_Space Heating_Natural Gas_Gas Boiler - Insulate Steam Lines/Condensate Tank_A_Achievable Economic RVT Potential | F9 | Industrial | Industrial - WA | Existing | Space Heating | Natural Gas | Gas Boiler - Insulate Steam Lines/Condensate Tank | A | Incremental Winter Peak Savings (MW) | Achievable Economic RVT Potential | 0 | 0 | 0 | 0 | 0 | 0 | 0 | 0 | 0 | 0 | 0 | 0 | 0 | 0 | 0 | 0 | 0 | 0 | 0 | 0 | 0 | 0 | 0 | 0 | 0 | 0 | 0
F10_Industrial_Industrial - WA_Existing_Space Heating_Natural Gas_Gas Boiler - Insulate Steam Lines/Condensate Tank_A_Achievable Economic RVT Potential | F10 | Industrial | Industrial - WA | Existing | Space Heating | Natural Gas | Gas Boiler - Insulate Steam Lines/Condensate Tank | A | Cumulative Energy Savings (MWh or mTherms) | Achievable Economic RVT Potential | 0 | 0 | 0 | 0 | 0 | 0 | 0 | 0 | 0 | 0 | 0 | 0 | 0 | 0 | 0 | 0 | 0 | 0 | 0 | 0 | 0 | 0 | 0 | 0 | 0 | 0 | 0
F11_Industrial_Industrial - WA_Existing_Space Heating_Natural Gas_Gas Boiler - Insulate Steam Lines/Condensate Tank_A_Achievable Economic RVT Potential | F11 | Industrial | Industrial - WA | Existing | Space Heating | Natural Gas | Gas Boiler - Insulate Steam Lines/Condensate Tank | A | Cumulative Summer Peak Savings (MW) | Achievable Economic RVT Potential | 0 | 0 | 0 | 0 | 0 | 0 | 0 | 0 | 0 | 0 | 0 | 0 | 0 | 0 | 0 | 0 | 0 | 0 | 0 | 0 | 0 | 0 | 0 | 0 | 0 | 0 | 0
F12_Industrial_Industrial - WA_Existing_Space Heating_Natural Gas_Gas Boiler - Insulate Steam Lines/Condensate Tank_A_Achievable Economic RVT Potential | F12 | Industrial | Industrial - WA | Existing | Space Heating | Natural Gas | Gas Boiler - Insulate Steam Lines/Condensate Tank | A | Cumulative Winter Peak Savings (MW) | Achievable Economic RVT Potential | 0 | 0 | 0 | 0 | 0 | 0 | 0 | 0 | 0 | 0 | 0 | 0 | 0 | 0 | 0 | 0 | 0 | 0 | 0 | 0 | 0 | 0 | 0 | 0 | 0 | 0 | 0
F13_Industrial_Industrial - WA_Existing_Space Heating_Natural Gas_Gas Boiler - Insulate Steam Lines/Condensate Tank_A_Achievable Economic RVT Potential | F13 | Industrial | Industrial - WA | Existing | Space Heating | Natural Gas | Gas Boiler - Insulate Steam Lines/Condensate Tank | A | Purchases (Incremental) | Achievable Economic RVT Potential | 0 | 0 | 0 | 0 | 0 | 0 | 0 | 0 | 0 | 0 | 0 | 0 | 0 | 0 | 0 | 0 | 0 | 0 | 0 | 0 | 0 | 0 | 0 | 0 | 0 | 0 | 0
F14_Industrial_Industrial - WA_Existing_Space Heating_Natural Gas_Gas Boiler - Insulate Steam Lines/Condensate Tank_A_Achievable Economic RVT Potential | F14 | Industrial | Industrial - WA | Existing | Space Heating | Natural Gas | Gas Boiler - Insulate Steam Lines/Condensate Tank | A | Purchases (Cumulative) | Achievable Economic RVT Potential | 0 | 0 | 0 | 0 | 0 | 0 | 0 | 0 | 0 | 0 | 0 | 0 | 0 | 0 | 0 | 0 | 0 | 0 | 0 | 0 | 0 | 0 | 0 | 0 | 0 | 0 | 0
F1_Industrial_Industrial - WA_Existing_Space Heating_Natural Gas_Gas Boiler - Stack Economizer_A_Achievable Economic RVT Potential | F1 | Industrial | Industrial - WA | Existing | Space Heating | Natural Gas | Gas Boiler - Stack Economizer | A | Original Unit Energy Savings (kWh or therms) | Achievable Economic RVT Potential | 0 | 0 | 1.1134 | 1.1107 | 1.1079 | 1.1053 | 1.1027 | 1.1001 | 1.0977 | 1.0953 | 1.093 | 1.0909 | 1.0888 | 1.0868 | 1.0849 | 1.0831 | 1.0814 | 1.0798 | 1.0783 | 1.0769 | 1.0757 | 1.0746 | 1.0735 | 1.0726 | 1.0717 | 1.0709 | 1.0702
F2_Industrial_Industrial - WA_Existing_Space Heating_Natural Gas_Gas Boiler - Stack Economizer_A_Achievable Economic RVT Potential | F2 | Industrial | Industrial - WA | Existing | Space Heating | Natural Gas | Gas Boiler - Stack Economizer | A | Original Unit Summer Peak Savings (kW) | Achievable Economic RVT Potential | 0 | 0 | 0 | 0 | 0 | 0 | 0 | 0 | 0 | 0 | 0 | 0 | 0 | 0 | 0 | 0 | 0 | 0 | 0 | 0 | 0 | 0 | 0 | 0 | 0 | 0 | 0
F3_Industrial_Industrial - WA_Existing_Space Heating_Natural Gas_Gas Boiler - Stack Economizer_A_Achievable Economic RVT Potential | F3 | Industrial | Industrial - WA | Existing | Space Heating | Natural Gas | Gas Boiler - Stack Economizer | A | Original Unit Winter Peak Savings (kW) | Achievable Economic RVT Potential | 0 | 0 | 0 | 0 | 0 | 0 | 0 | 0 | 0 | 0 | 0 | 0 | 0 | 0 | 0 | 0 | 0 | 0 | 0 | 0 | 0 | 0 | 0 | 0 | 0 | 0 | 0
F4_Industrial_Industrial - WA_Existing_Space Heating_Natural Gas_Gas Boiler - Stack Economizer_A_Achievable Economic RVT Potential | F4 | Industrial | Industrial - WA | Existing | Space Heating | Natural Gas | Gas Boiler - Stack Economizer | A | Standalone Impact on Baseline Energy (%) | Achievable Economic RVT Potential | 0 | 0 | 0.00055083 | 0.0011106 | 0.0016799 | 0.002259 | 0.0028484 | 0.0033936 | 0.0038499 | 0.0042356 | 0.0045655 | 0.0048512 | 0.005102 | 0.0053256 | 0.0055278 | 0.0057134 | 0.0058863 | 0.0059961 | 0.0061083 | 0.0062222 | 0.0063379 | 0.0064552 | 0.0065744 | 0.0066953 | 0.006818 | 0.0069427 | 0.0070693
F5_Industrial_Industrial - WA_Existing_Space Heating_Natural Gas_Gas Boiler - Stack Economizer_A_Achievable Economic RVT Potential | F5 | Industrial | Industrial - WA | Existing | Space Heating | Natural Gas | Gas Boiler - Stack Economizer | A | Standalone Impact on Baseline Summer Peak (%) | Achievable Economic RVT Potential | 0 | 0 | 0 | 0 | 0 | 0 | 0 | 0 | 0 | 0 | 0 | 0 | 0 | 0 | 0 | 0 | 0 | 0 | 0 | 0 | 0 | 0 | 0 | 0 | 0 | 0 | 0
F6_Industrial_Industrial - WA_Existing_Space Heating_Natural Gas_Gas Boiler - Stack Economizer_A_Achievable Economic RVT Potential | F6 | Industrial | Industrial - WA | Existing | Space Heating | Natural Gas | Gas Boiler - Stack Economizer | A | Standalone Impact on Baseline Winter Peak (%) | Achievable Economic RVT Potential | 0 | 0 | 0 | 0 | 0 | 0 | 0 | 0 | 0 | 0 | 0 | 0 | 0 | 0 | 0 | 0 | 0 | 0 | 0 | 0 | 0 | 0 | 0 | 0 | 0 | 0 | 0
F7_Industrial_Industrial - WA_Existing_Space Heating_Natural Gas_Gas Boiler - Stack Economizer_A_Achievable Economic RVT Potential | F7 | Industrial | Industrial - WA | Existing | Space Heating | Natural Gas | Gas Boiler - Stack Economizer | A | Incremental Energy Savings (MWh or mTherms) | Achievable Economic RVT Potential | 0 | 0 | 0 | 0 | 0 | 0 | 0 | 0 | 0 | 0 | 0 | 0 | 0 | 0 | 0 | 0 | 0 | 0 | 0 | 0 | 0 | 0 | 0 | 0 | 0 | 0 | 0
F8_Industrial_Industrial - WA_Existing_Space Heating_Natural Gas_Gas Boiler - Stack Economizer_A_Achievable Economic RVT Potential | F8 | Industrial | Industrial - WA | Existing | Space Heating | Natural Gas | Gas Boiler - Stack Economizer | A | Incremental Summer Peak Savings (MW) | Achievable Economic RVT Potential | 0 | 0 | 0 | 0 | 0 | 0 | 0 | 0 | 0 | 0 | 0 | 0 | 0 | 0 | 0 | 0 | 0 | 0 | 0 | 0 | 0 | 0 | 0 | 0 | 0 | 0 | 0
F9_Industrial_Industrial - WA_Existing_Space Heating_Natural Gas_Gas Boiler - Stack Economizer_A_Achievable Economic RVT Potential | F9 | Industrial | Industrial - WA | Existing | Space Heating | Natural Gas | Gas Boiler - Stack Economizer | A | Incremental Winter Peak Savings (MW) | Achievable Economic RVT Potential | 0 | 0 | 0 | 0 | 0 | 0 | 0 | 0 | 0 | 0 | 0 | 0 | 0 | 0 | 0 | 0 | 0 | 0 | 0 | 0 | 0 | 0 | 0 | 0 | 0 | 0 | 0
F10_Industrial_Industrial - WA_Existing_Space Heating_Natural Gas_Gas Boiler - Stack Economizer_A_Achievable Economic RVT Potential | F10 | Industrial | Industrial - WA | Existing | Space Heating | Natural Gas | Gas Boiler - Stack Economizer | A | Cumulative Energy Savings (MWh or mTherms) | Achievable Economic RVT Potential | 0 | 0 | 0 | 0 | 0 | 0 | 0 | 0 | 0 | 0 | 0 | 0 | 0 | 0 | 0 | 0 | 0 | 0 | 0 | 0 | 0 | 0 | 0 | 0 | 0 | 0 | 0
F11_Industrial_Industrial - WA_Existing_Space Heating_Natural Gas_Gas Boiler - Stack Economizer_A_Achievable Economic RVT Potential | F11 | Industrial | Industrial - WA | Existing | Space Heating | Natural Gas | Gas Boiler - Stack Economizer | A | Cumulative Summer Peak Savings (MW) | Achievable Economic RVT Potential | 0 | 0 | 0 | 0 | 0 | 0 | 0 | 0 | 0 | 0 | 0 | 0 | 0 | 0 | 0 | 0 | 0 | 0 | 0 | 0 | 0 | 0 | 0 | 0 | 0 | 0 | 0
F12_Industrial_Industrial - WA_Existing_Space Heating_Natural Gas_Gas Boiler - Stack Economizer_A_Achievable Economic RVT Potential | F12 | Industrial | Industrial - WA | Existing | Space Heating | Natural Gas | Gas Boiler - Stack Economizer | A | Cumulative Winter Peak Savings (MW) | Achievable Economic RVT Potential | 0 | 0 | 0 | 0 | 0 | 0 | 0 | 0 | 0 | 0 | 0 | 0 | 0 | 0 | 0 | 0 | 0 | 0 | 0 | 0 | 0 | 0 | 0 | 0 | 0 | 0 | 0
F13_Industrial_Industrial - WA_Existing_Space Heating_Natural Gas_Gas Boiler - Stack Economizer_A_Achievable Economic RVT Potential | F13 | Industrial | Industrial - WA | Existing | Space Heating | Natural Gas | Gas Boiler - Stack Economizer | A | Purchases (Incremental) | Achievable Economic RVT Potential | 0 | 0 | 0 | 0 | 0 | 0 | 0 | 0 | 0 | 0 | 0 | 0 | 0 | 0 | 0 | 0 | 0 | 0 | 0 | 0 | 0 | 0 | 0 | 0 | 0 | 0 | 0
F14_Industrial_Industrial - WA_Existing_Space Heating_Natural Gas_Gas Boiler - Stack Economizer_A_Achievable Economic RVT Potential | F14 | Industrial | Industrial - WA | Existing | Space Heating | Natural Gas | Gas Boiler - Stack Economizer | A | Purchases (Cumulative) | Achievable Economic RVT Potential | 0 | 0 | 0 | 0 | 0 | 0 | 0 | 0 | 0 | 0 | 0 | 0 | 0 | 0 | 0 | 0 | 0 | 0 | 0 | 0 | 0 | 0 | 0 | 0 | 0 | 0 | 0
F1_Industrial_Industrial - WA_Existing_Space Heating_Natural Gas_Gas Boiler - Steam Trap Replacement_A_Achievable Economic RVT Potential | F1 | Industrial | Industrial - WA | Existing | Space Heating | Natural Gas | Gas Boiler - Steam Trap Replacement | A | Original Unit Energy Savings (kWh or therms) | Achievable Economic RVT Potential | 0 | 0 | 34913.1947 | 34826.0148 | 34740.5267 | 34656.9433 | 34575.4581 | 34496.2471 | 34419.4702 | 34345.2729 | 34273.7872 | 34205.1333 | 34139.4206 | 34076.7483 | 34017.2066 | 33960.8778 | 33907.8363 | 33858.1501 | 33811.8807 | 33769.0842 | 33729.8117 | 33694.1094 | 33661.6528 | 33632.1467 | 33605.3231 | 33580.9379 | 33558.7696
F2_Industrial_Industrial - WA_Existing_Space Heating_Natural Gas_Gas Boiler - Steam Trap Replacement_A_Achievable Economic RVT Potential | F2 | Industrial | Industrial - WA | Existing | Space Heating | Natural Gas | Gas Boiler - Steam Trap Replacement | A | Original Unit Summer Peak Savings (kW) | Achievable Economic RVT Potential | 0 | 0 | 0 | 0 | 0 | 0 | 0 | 0 | 0 | 0 | 0 | 0 | 0 | 0 | 0 | 0 | 0 | 0 | 0 | 0 | 0 | 0 | 0 | 0 | 0 | 0 | 0
F3_Industrial_Industrial - WA_Existing_Space Heating_Natural Gas_Gas Boiler - Steam Trap Replacement_A_Achievable Economic RVT Potential | F3 | Industrial | Industrial - WA | Existing | Space Heating | Natural Gas | Gas Boiler - Steam Trap Replacement | A | Original Unit Winter Peak Savings (kW) | Achievable Economic RVT Potential | 0 | 0 | 0 | 0 | 0 | 0 | 0 | 0 | 0 | 0 | 0 | 0 | 0 | 0 | 0 | 0 | 0 | 0 | 0 | 0 | 0 | 0 | 0 | 0 | 0 | 0 | 0
F4_Industrial_Industrial - WA_Existing_Space Heating_Natural Gas_Gas Boiler - Steam Trap Replacement_A_Achievable Economic RVT Potential | F4 | Industrial | Industrial - WA | Existing | Space Heating | Natural Gas | Gas Boiler - Steam Trap Replacement | A | Standalone Impact on Baseline Energy (%) | Achievable Economic RVT Potential | 0 | 0 | 1.874e-05 | 3.7786e-05 | 5.7153e-05 | 7.6856e-05 | 9.691e-05 | 0.00011733 | 0.00011941 | 0.00012154 | 0.00012373 | 0.00012597 | 0.00012826 | 0.00013061 | 0.00013301 | 0.00013547 | 0.00013798 | 0.00014056 | 0.00014319 | 0.00014586 | 0.00014857 | 0.00015132 | 0.00015411 | 0.00015695 | 0.00015982 | 0.00016275 | 0.00016571
F5_Industrial_Industrial - WA_Existing_Space Heating_Natural Gas_Gas Boiler - Steam Trap Replacement_A_Achievable Economic RVT Potential | F5 | Industrial | Industrial - WA | Existing | Space Heating | Natural Gas | Gas Boiler - Steam Trap Replacement | A | Standalone Impact on Baseline Summer Peak (%) | Achievable Economic RVT Potential | 0 | 0 | 0 | 0 | 0 | 0 | 0 | 0 | 0 | 0 | 0 | 0 | 0 | 0 | 0 | 0 | 0 | 0 | 0 | 0 | 0 | 0 | 0 | 0 | 0 | 0 | 0
F6_Industrial_Industrial - WA_Existing_Space Heating_Natural Gas_Gas Boiler - Steam Trap Replacement_A_Achievable Economic RVT Potential | F6 | Industrial | Industrial - WA | Existing | Space Heating | Natural Gas | Gas Boiler - Steam Trap Replacement | A | Standalone Impact on Baseline Winter Peak (%) | Achievable Economic RVT Potential | 0 | 0 | 0 | 0 | 0 | 0 | 0 | 0 | 0 | 0 | 0 | 0 | 0 | 0 | 0 | 0 | 0 | 0 | 0 | 0 | 0 | 0 | 0 | 0 | 0 | 0 | 0
F7_Industrial_Industrial - WA_Existing_Space Heating_Natural Gas_Gas Boiler - Steam Trap Replacement_A_Achievable Economic RVT Potential | F7 | Industrial | Industrial - WA | Existing | Space Heating | Natural Gas | Gas Boiler - Steam Trap Replacement | A | Incremental Energy Savings (MWh or mTherms) | Achievable Economic RVT Potential | 0 | 0 | 0 | 0 | 0 | 0 | 0 | 0 | 0 | 0 | 0 | 0 | 0 | 0 | 0 | 0 | 0 | 0 | 0 | 0 | 0 | 0 | 0 | 0 | 0 | 0 | 0
F8_Industrial_Industrial - WA_Existing_Space Heating_Natural Gas_Gas Boiler - Steam Trap Replacement_A_Achievable Economic RVT Potential | F8 | Industrial | Industrial - WA | Existing | Space Heating | Natural Gas | Gas Boiler - Steam Trap Replacement | A | Incremental Summer Peak Savings (MW) | Achievable Economic RVT Potential | 0 | 0 | 0 | 0 | 0 | 0 | 0 | 0 | 0 | 0 | 0 | 0 | 0 | 0 | 0 | 0 | 0 | 0 | 0 | 0 | 0 | 0 | 0 | 0 | 0 | 0 | 0
F9_Industrial_Industrial - WA_Existing_Space Heating_Natural Gas_Gas Boiler - Steam Trap Replacement_A_Achievable Economic RVT Potential | F9 | Industrial | Industrial - WA | Existing | Space Heating | Natural Gas | Gas Boiler - Steam Trap Replacement | A | Incremental Winter Peak Savings (MW) | Achievable Economic RVT Potential | 0 | 0 | 0 | 0 | 0 | 0 | 0 | 0 | 0 | 0 | 0 | 0 | 0 | 0 | 0 | 0 | 0 | 0 | 0 | 0 | 0 | 0 | 0 | 0 | 0 | 0 | 0
F10_Industrial_Industrial - WA_Existing_Space Heating_Natural Gas_Gas Boiler - Steam Trap Replacement_A_Achievable Economic RVT Potential | F10 | Industrial | Industrial - WA | Existing | Space Heating | Natural Gas | Gas Boiler - Steam Trap Replacement | A | Cumulative Energy Savings (MWh or mTherms) | Achievable Economic RVT Potential | 0 | 0 | 0 | 0 | 0 | 0 | 0 | 0 | 0 | 0 | 0 | 0 | 0 | 0 | 0 | 0 | 0 | 0 | 0 | 0 | 0 | 0 | 0 | 0 | 0 | 0 | 0
F11_Industrial_Industrial - WA_Existing_Space Heating_Natural Gas_Gas Boiler - Steam Trap Replacement_A_Achievable Economic RVT Potential | F11 | Industrial | Industrial - WA | Existing | Space Heating | Natural Gas | Gas Boiler - Steam Trap Replacement | A | Cumulative Summer Peak Savings (MW) | Achievable Economic RVT Potential | 0 | 0 | 0 | 0 | 0 | 0 | 0 | 0 | 0 | 0 | 0 | 0 | 0 | 0 | 0 | 0 | 0 | 0 | 0 | 0 | 0 | 0 | 0 | 0 | 0 | 0 | 0
F12_Industrial_Industrial - WA_Existing_Space Heating_Natural Gas_Gas Boiler - Steam Trap Replacement_A_Achievable Economic RVT Potential | F12 | Industrial | Industrial - WA | Existing | Space Heating | Natural Gas | Gas Boiler - Steam Trap Replacement | A | Cumulative Winter Peak Savings (MW) | Achievable Economic RVT Potential | 0 | 0 | 0 | 0 | 0 | 0 | 0 | 0 | 0 | 0 | 0 | 0 | 0 | 0 | 0 | 0 | 0 | 0 | 0 | 0 | 0 | 0 | 0 | 0 | 0 | 0 | 0
F13_Industrial_Industrial - WA_Existing_Space Heating_Natural Gas_Gas Boiler - Steam Trap Replacement_A_Achievable Economic RVT Potential | F13 | Industrial | Industrial - WA | Existing | Space Heating | Natural Gas | Gas Boiler - Steam Trap Replacement | A | Purchases (Incremental) | Achievable Economic RVT Potential | 0 | 0 | 0 | 0 | 0 | 0 | 0 | 0 | 0 | 0 | 0 | 0 | 0 | 0 | 0 | 0 | 0 | 0 | 0 | 0 | 0 | 0 | 0 | 0 | 0 | 0 | 0
F14_Industrial_Industrial - WA_Existing_Space Heating_Natural Gas_Gas Boiler - Steam Trap Replacement_A_Achievable Economic RVT Potential | F14 | Industrial | Industrial - WA | Existing | Space Heating | Natural Gas | Gas Boiler - Steam Trap Replacement | A | Purchases (Cumulative) | Achievable Economic RVT Potential | 0 | 0 | 0 | 0 | 0 | 0 | 0 | 0 | 0 | 0 | 0 | 0 | 0 | 0 | 0 | 0 | 0 | 0 | 0 | 0 | 0 | 0 | 0 | 0 | 0 | 0 | 0
F1_Industrial_Industrial - WA_Existing_Process_Natural Gas_Process Boiler - Hot Water Reset_A_Achievable Economic RVT Potential | F1 | Industrial | Industrial - WA | Existing | Process | Natural Gas | Process Boiler - Hot Water Reset | A | Original Unit Energy Savings (kWh or therms) | Achievable Economic RVT Potential | 0 | 0 | 8443.765 | 8443.765 | 8443.765 | 8443.765 | 8443.765 | 8443.765 | 8443.765 | 8443.765 | 8443.765 | 8443.765 | 8443.765 | 8443.765 | 8443.765 | 8443.765 | 8443.765 | 8443.765 | 8443.765 | 8443.765 | 8443.765 | 8443.765 | 8443.765 | 8443.765 | 8443.765 | 8443.765 | 8443.765
F2_Industrial_Industrial - WA_Existing_Process_Natural Gas_Process Boiler - Hot Water Reset_A_Achievable Economic RVT Potential | F2 | Industrial | Industrial - WA | Existing | Process | Natural Gas | Process Boiler - Hot Water Reset | A | Original Unit Summer Peak Savings (kW) | Achievable Economic RVT Potential | 0 | 0 | 0 | 0 | 0 | 0 | 0 | 0 | 0 | 0 | 0 | 0 | 0 | 0 | 0 | 0 | 0 | 0 | 0 | 0 | 0 | 0 | 0 | 0 | 0 | 0 | 0
F3_Industrial_Industrial - WA_Existing_Process_Natural Gas_Process Boiler - Hot Water Reset_A_Achievable Economic RVT Potential | F3 | Industrial | Industrial - WA | Existing | Process | Natural Gas | Process Boiler - Hot Water Reset | A | Original Unit Winter Peak Savings (kW) | Achievable Economic RVT Potential | 0 | 0 | 0 | 0 | 0 | 0 | 0 | 0 | 0 | 0 | 0 | 0 | 0 | 0 | 0 | 0 | 0 | 0 | 0 | 0 | 0 | 0 | 0 | 0 | 0 | 0 | 0
F4_Industrial_Industrial - WA_Existing_Process_Natural Gas_Process Boiler - Hot Water Reset_A_Achievable Economic RVT Potential | F4 | Industrial | Industrial - WA | Existing | Process | Natural Gas | Process Boiler - Hot Water Reset | A | Standalone Impact on Baseline Energy (%) | Achievable Economic RVT Potential | 0 | 0 | 0.00028999 | 0.00065114 | 0.0010983 | 0.0016233 | 0.0022287 | 0.0029423 | 0.0037339 | 0.0045553 | 0.0053475 | 0.0060537 | 0.0066337 | 0.0070637 | 0.0073697 | 0.0075867 | 0.0077569 | 0.0079064 | 0.0080493 | 0.0081915 | 0.0083353 | 0.0084816 | 0.0086304 | 0.0087818 | 0.0089359 | 0.0090926 | 0.0092522
F5_Industrial_Industrial - WA_Existing_Process_Natural Gas_Process Boiler - Hot Water Reset_A_Achievable Economic RVT Potential | F5 | Industrial | Industrial - WA | Existing | Process | Natural Gas | Process Boiler - Hot Water Reset | A | Standalone Impact on Baseline Summer Peak (%) | Achievable Economic RVT Potential | 0 | 0 | 0 | 0 | 0 | 0 | 0 | 0 | 0 | 0 | 0 | 0 | 0 | 0 | 0 | 0 | 0 | 0 | 0 | 0 | 0 | 0 | 0 | 0 | 0 | 0 | 0
F6_Industrial_Industrial - WA_Existing_Process_Natural Gas_Process Boiler - Hot Water Reset_A_Achievable Economic RVT Potential | F6 | Industrial | Industrial - WA | Existing | Process | Natural Gas | Process Boiler - Hot Water Reset | A | Standalone Impact on Baseline Winter Peak (%) | Achievable Economic RVT Potential | 0 | 0 | 0 | 0 | 0 | 0 | 0 | 0 | 0 | 0 | 0 | 0 | 0 | 0 | 0 | 0 | 0 | 0 | 0 | 0 | 0 | 0 | 0 | 0 | 0 | 0 | 0
F7_Industrial_Industrial - WA_Existing_Process_Natural Gas_Process Boiler - Hot Water Reset_A_Achievable Economic RVT Potential | F7 | Industrial | Industrial - WA | Existing | Process | Natural Gas | Process Boiler - Hot Water Reset | A | Incremental Energy Savings (MWh or mTherms) | Achievable Economic RVT Potential | 0 | 0 | 0 | 0 | 0 | 0 | 0 | 0 | 0 | 0 | 0 | 0 | 0 | 0 | 0 | 0 | 0 | 0 | 0 | 0 | 0 | 0 | 0 | 0 | 0 | 0 | 0
F8_Industrial_Industrial - WA_Existing_Process_Natural Gas_Process Boiler - Hot Water Reset_A_Achievable Economic RVT Potential | F8 | Industrial | Industrial - WA | Existing | Process | Natural Gas | Process Boiler - Hot Water Reset | A | Incremental Summer Peak Savings (MW) | Achievable Economic RVT Potential | 0 | 0 | 0 | 0 | 0 | 0 | 0 | 0 | 0 | 0 | 0 | 0 | 0 | 0 | 0 | 0 | 0 | 0 | 0 | 0 | 0 | 0 | 0 | 0 | 0 | 0 | 0
F9_Industrial_Industrial - WA_Existing_Process_Natural Gas_Process Boiler - Hot Water Reset_A_Achievable Economic RVT Potential | F9 | Industrial | Industrial - WA | Existing | Process | Natural Gas | Process Boiler - Hot Water Reset | A | Incremental Winter Peak Savings (MW) | Achievable Economic RVT Potential | 0 | 0 | 0 | 0 | 0 | 0 | 0 | 0 | 0 | 0 | 0 | 0 | 0 | 0 | 0 | 0 | 0 | 0 | 0 | 0 | 0 | 0 | 0 | 0 | 0 | 0 | 0
F10_Industrial_Industrial - WA_Existing_Process_Natural Gas_Process Boiler - Hot Water Reset_A_Achievable Economic RVT Potential | F10 | Industrial | Industrial - WA | Existing | Process | Natural Gas | Process Boiler - Hot Water Reset | A | Cumulative Energy Savings (MWh or mTherms) | Achievable Economic RVT Potential | 0 | 0 | 0 | 0 | 0 | 0 | 0 | 0 | 0 | 0 | 0 | 0 | 0 | 0 | 0 | 0 | 0 | 0 | 0 | 0 | 0 | 0 | 0 | 0 | 0 | 0 | 0
F11_Industrial_Industrial - WA_Existing_Process_Natural Gas_Process Boiler - Hot Water Reset_A_Achievable Economic RVT Potential | F11 | Industrial | Industrial - WA | Existing | Process | Natural Gas | Process Boiler - Hot Water Reset | A | Cumulative Summer Peak Savings (MW) | Achievable Economic RVT Potential | 0 | 0 | 0 | 0 | 0 | 0 | 0 | 0 | 0 | 0 | 0 | 0 | 0 | 0 | 0 | 0 | 0 | 0 | 0 | 0 | 0 | 0 | 0 | 0 | 0 | 0 | 0
F12_Industrial_Industrial - WA_Existing_Process_Natural Gas_Process Boiler - Hot Water Reset_A_Achievable Economic RVT Potential | F12 | Industrial | Industrial - WA | Existing | Process | Natural Gas | Process Boiler - Hot Water Reset | A | Cumulative Winter Peak Savings (MW) | Achievable Economic RVT Potential | 0 | 0 | 0 | 0 | 0 | 0 | 0 | 0 | 0 | 0 | 0 | 0 | 0 | 0 | 0 | 0 | 0 | 0 | 0 | 0 | 0 | 0 | 0 | 0 | 0 | 0 | 0
F13_Industrial_Industrial - WA_Existing_Process_Natural Gas_Process Boiler - Hot Water Reset_A_Achievable Economic RVT Potential | F13 | Industrial | Industrial - WA | Existing | Process | Natural Gas | Process Boiler - Hot Water Reset | A | Purchases (Incremental) | Achievable Economic RVT Potential | 0 | 0 | 0 | 0 | 0 | 0 | 0 | 0 | 0 | 0 | 0 | 0 | 0 | 0 | 0 | 0 | 0 | 0 | 0 | 0 | 0 | 0 | 0 | 0 | 0 | 0 | 0
F14_Industrial_Industrial - WA_Existing_Process_Natural Gas_Process Boiler - Hot Water Reset_A_Achievable Economic RVT Potential | F14 | Industrial | Industrial - WA | Existing | Process | Natural Gas | Process Boiler - Hot Water Reset | A | Purchases (Cumulative) | Achievable Economic RVT Potential | 0 | 0 | 0 | 0 | 0 | 0 | 0 | 0 | 0 | 0 | 0 | 0 | 0 | 0 | 0 | 0 | 0 | 0 | 0 | 0 | 0 | 0 | 0 | 0 | 0 | 0 | 0
F1_Industrial_Industrial - WA_Existing_Process_Natural Gas_Process Boiler - Burner Control Optimization_A_Achievable Economic RVT Potential | F1 | Industrial | Industrial - WA | Existing | Process | Natural Gas | Process Boiler - Burner Control Optimization | A | Original Unit Energy Savings (kWh or therms) | Achievable Economic RVT Potential | 0 | 0 | 2.2956 | 2.2956 | 2.2956 | 2.2956 | 2.2956 | 2.2956 | 2.2956 | 2.2956 | 2.2956 | 2.2956 | 2.2956 | 2.2956 | 2.2956 | 2.2956 | 2.2956 | 2.2956 | 2.2956 | 2.2956 | 2.2956 | 2.2956 | 2.2956 | 2.2956 | 2.2956 | 2.2956 | 2.2956
F2_Industrial_Industrial - WA_Existing_Process_Natural Gas_Process Boiler - Burner Control Optimization_A_Achievable Economic RVT Potential | F2 | Industrial | Industrial - WA | Existing | Process | Natural Gas | Process Boiler - Burner Control Optimization | A | Original Unit Summer Peak Savings (kW) | Achievable Economic RVT Potential | 0 | 0 | 0 | 0 | 0 | 0 | 0 | 0 | 0 | 0 | 0 | 0 | 0 | 0 | 0 | 0 | 0 | 0 | 0 | 0 | 0 | 0 | 0 | 0 | 0 | 0 | 0
F3_Industrial_Industrial - WA_Existing_Process_Natural Gas_Process Boiler - Burner Control Optimization_A_Achievable Economic RVT Potential | F3 | Industrial | Industrial - WA | Existing | Process | Natural Gas | Process Boiler - Burner Control Optimization | A | Original Unit Winter Peak Savings (kW) | Achievable Economic RVT Potential | 0 | 0 | 0 | 0 | 0 | 0 | 0 | 0 | 0 | 0 | 0 | 0 | 0 | 0 | 0 | 0 | 0 | 0 | 0 | 0 | 0 | 0 | 0 | 0 | 0 | 0 | 0
F4_Industrial_Industrial - WA_Existing_Process_Natural Gas_Process Boiler - Burner Control Optimization_A_Achievable Economic RVT Potential | F4 | Industrial | Industrial - WA | Existing | Process | Natural Gas | Process Boiler - Burner Control Optimization | A | Standalone Impact on Baseline Energy (%) | Achievable Economic RVT Potential | 0 | 0 | 1.6229e-05 | 4.2024e-05 | 9.3782e-05 | 0.00018471 | 0.00032684 | 0.00052702 | 0.00078375 | 0.0010862 | 0.0014162 | 0.001752 | 0.0020729 | 0.0023632 | 0.0026138 | 0.0028223 | 0.0029917 | 0.003128 | 0.0032388 | 0.0033312 | 0.0033897 | 0.0034492 | 0.0035097 | 0.0035712 | 0.0036339 | 0.0036976 | 0.0037625
F5_Industrial_Industrial - WA_Existing_Process_Natural Gas_Process Boiler - Burner Control Optimization_A_Achievable Economic RVT Potential | F5 | Industrial | Industrial - WA | Existing | Process | Natural Gas | Process Boiler - Burner Control Optimization | A | Standalone Impact on Baseline Summer Peak (%) | Achievable Economic RVT Potential | 0 | 0 | 0 | 0 | 0 | 0 | 0 | 0 | 0 | 0 | 0 | 0 | 0 | 0 | 0 | 0 | 0 | 0 | 0 | 0 | 0 | 0 | 0 | 0 | 0 | 0 | 0
F6_Industrial_Industrial - WA_Existing_Process_Natural Gas_Process Boiler - Burner Control Optimization_A_Achievable Economic RVT Potential | F6 | Industrial | Industrial - WA | Existing | Process | Natural Gas | Process Boiler - Burner Control Optimization | A | Standalone Impact on Baseline Winter Peak (%) | Achievable Economic RVT Potential | 0 | 0 | 0 | 0 | 0 | 0 | 0 | 0 | 0 | 0 | 0 | 0 | 0 | 0 | 0 | 0 | 0 | 0 | 0 | 0 | 0 | 0 | 0 | 0 | 0 | 0 | 0
F7_Industrial_Industrial - WA_Existing_Process_Natural Gas_Process Boiler - Burner Control Optimization_A_Achievable Economic RVT Potential | F7 | Industrial | Industrial - WA | Existing | Process | Natural Gas | Process Boiler - Burner Control Optimization | A | Incremental Energy Savings (MWh or mTherms) | Achievable Economic RVT Potential | 0 | 0 | 0 | 0 | 0 | 0 | 0 | 0 | 0 | 0 | 0 | 0 | 0 | 0 | 0 | 0 | 0 | 0 | 0 | 0 | 0 | 0 | 0 | 0 | 0 | 0 | 0
F8_Industrial_Industrial - WA_Existing_Process_Natural Gas_Process Boiler - Burner Control Optimization_A_Achievable Economic RVT Potential | F8 | Industrial | Industrial - WA | Existing | Process | Natural Gas | Process Boiler - Burner Control Optimization | A | Incremental Summer Peak Savings (MW) | Achievable Economic RVT Potential | 0 | 0 | 0 | 0 | 0 | 0 | 0 | 0 | 0 | 0 | 0 | 0 | 0 | 0 | 0 | 0 | 0 | 0 | 0 | 0 | 0 | 0 | 0 | 0 | 0 | 0 | 0
F9_Industrial_Industrial - WA_Existing_Process_Natural Gas_Process Boiler - Burner Control Optimization_A_Achievable Economic RVT Potential | F9 | Industrial | Industrial - WA | Existing | Process | Natural Gas | Process Boiler - Burner Control Optimization | A | Incremental Winter Peak Savings (MW) | Achievable Economic RVT Potential | 0 | 0 | 0 | 0 | 0 | 0 | 0 | 0 | 0 | 0 | 0 | 0 | 0 | 0 | 0 | 0 | 0 | 0 | 0 | 0 | 0 | 0 | 0 | 0 | 0 | 0 | 0
F10_Industrial_Industrial - WA_Existing_Process_Natural Gas_Process Boiler - Burner Control Optimization_A_Achievable Economic RVT Potential | F10 | Industrial | Industrial - WA | Existing | Process | Natural Gas | Process Boiler - Burner Control Optimization | A | Cumulative Energy Savings (MWh or mTherms) | Achievable Economic RVT Potential | 0 | 0 | 0 | 0 | 0 | 0 | 0 | 0 | 0 | 0 | 0 | 0 | 0 | 0 | 0 | 0 | 0 | 0 | 0 | 0 | 0 | 0 | 0 | 0 | 0 | 0 | 0
F11_Industrial_Industrial - WA_Existing_Process_Natural Gas_Process Boiler - Burner Control Optimization_A_Achievable Economic RVT Potential | F11 | Industrial | Industrial - WA | Existing | Process | Natural Gas | Process Boiler - Burner Control Optimization | A | Cumulative Summer Peak Savings (MW) | Achievable Economic RVT Potential | 0 | 0 | 0 | 0 | 0 | 0 | 0 | 0 | 0 | 0 | 0 | 0 | 0 | 0 | 0 | 0 | 0 | 0 | 0 | 0 | 0 | 0 | 0 | 0 | 0 | 0 | 0
F12_Industrial_Industrial - WA_Existing_Process_Natural Gas_Process Boiler - Burner Control Optimization_A_Achievable Economic RVT Potential | F12 | Industrial | Industrial - WA | Existing | Process | Natural Gas | Process Boiler - Burner Control Optimization | A | Cumulative Winter Peak Savings (MW) | Achievable Economic RVT Potential | 0 | 0 | 0 | 0 | 0 | 0 | 0 | 0 | 0 | 0 | 0 | 0 | 0 | 0 | 0 | 0 | 0 | 0 | 0 | 0 | 0 | 0 | 0 | 0 | 0 | 0 | 0
F13_Industrial_Industrial - WA_Existing_Process_Natural Gas_Process Boiler - Burner Control Optimization_A_Achievable Economic RVT Potential | F13 | Industrial | Industrial - WA | Existing | Process | Natural Gas | Process Boiler - Burner Control Optimization | A | Purchases (Incremental) | Achievable Economic RVT Potential | 0 | 0 | 0 | 0 | 0 | 0 | 0 | 0 | 0 | 0 | 0 | 0 | 0 | 0 | 0 | 0 | 0 | 0 | 0 | 0 | 0 | 0 | 0 | 0 | 0 | 0 | 0
F14_Industrial_Industrial - WA_Existing_Process_Natural Gas_Process Boiler - Burner Control Optimization_A_Achievable Economic RVT Potential | F14 | Industrial | Industrial - WA | Existing | Process | Natural Gas | Process Boiler - Burner Control Optimization | A | Purchases (Cumulative) | Achievable Economic RVT Potential | 0 | 0 | 0 | 0 | 0 | 0 | 0 | 0 | 0 | 0 | 0 | 0 | 0 | 0 | 0 | 0 | 0 | 0 | 0 | 0 | 0 | 0 | 0 | 0 | 0 | 0 | 0
F1_Industrial_Industrial - WA_Existing_Process_Natural Gas_Process Boiler - Insulate Hot Water Lines_A_Achievable Economic RVT Potential | F1 | Industrial | Industrial - WA | Existing | Process | Natural Gas | Process Boiler - Insulate Hot Water Lines | A | Original Unit Energy Savings (kWh or therms) | Achievable Economic RVT Potential | 0 | 0 | 35.7237 | 35.7237 | 35.7237 | 35.7237 | 35.7237 | 35.7237 | 35.7237 | 35.7237 | 35.7237 | 35.7237 | 35.7237 | 35.7237 | 35.7237 | 35.7237 | 35.7237 | 35.7237 | 35.7237 | 35.7237 | 35.7237 | 35.7237 | 35.7237 | 35.7237 | 35.7237 | 35.7237 | 35.7237
F2_Industrial_Industrial - WA_Existing_Process_Natural Gas_Process Boiler - Insulate Hot Water Lines_A_Achievable Economic RVT Potential | F2 | Industrial | Industrial - WA | Existing | Process | Natural Gas | Process Boiler - Insulate Hot Water Lines | A | Original Unit Summer Peak Savings (kW) | Achievable Economic RVT Potential | 0 | 0 | 0 | 0 | 0 | 0 | 0 | 0 | 0 | 0 | 0 | 0 | 0 | 0 | 0 | 0 | 0 | 0 | 0 | 0 | 0 | 0 | 0 | 0 | 0 | 0 | 0
F3_Industrial_Industrial - WA_Existing_Process_Natural Gas_Process Boiler - Insulate Hot Water Lines_A_Achievable Economic RVT Potential | F3 | Industrial | Industrial - WA | Existing | Process | Natural Gas | Process Boiler - Insulate Hot Water Lines | A | Original Unit Winter Peak Savings (kW) | Achievable Economic RVT Potential | 0 | 0 | 0 | 0 | 0 | 0 | 0 | 0 | 0 | 0 | 0 | 0 | 0 | 0 | 0 | 0 | 0 | 0 | 0 | 0 | 0 | 0 | 0 | 0 | 0 | 0 | 0
F4_Industrial_Industrial - WA_Existing_Process_Natural Gas_Process Boiler - Insulate Hot Water Lines_A_Achievable Economic RVT Potential | F4 | Industrial | Industrial - WA | Existing | Process | Natural Gas | Process Boiler - Insulate Hot Water Lines | A | Standalone Impact on Baseline Energy (%) | Achievable Economic RVT Potential | 0 | 0 | 0.00020301 | 0.00040958 | 0.00061978 | 0.00083366 | 0.0010513 | 0.0012727 | 0.0014981 | 0.0017274 | 0.0019607 | 0.0021981 | 0.0024397 | 0.0024825 | 0.002526 | 0.0025703 | 0.0026154 | 0.0026613 | 0.002708 | 0.0027555 | 0.0028039 | 0.0028531 | 0.0029031 | 0.002954 | 0.0030059 | 0.0030586 | 0.0031123
F5_Industrial_Industrial - WA_Existing_Process_Natural Gas_Process Boiler - Insulate Hot Water Lines_A_Achievable Economic RVT Potential | F5 | Industrial | Industrial - WA | Existing | Process | Natural Gas | Process Boiler - Insulate Hot Water Lines | A | Standalone Impact on Baseline Summer Peak (%) | Achievable Economic RVT Potential | 0 | 0 | 0 | 0 | 0 | 0 | 0 | 0 | 0 | 0 | 0 | 0 | 0 | 0 | 0 | 0 | 0 | 0 | 0 | 0 | 0 | 0 | 0 | 0 | 0 | 0 | 0
F6_Industrial_Industrial - WA_Existing_Process_Natural Gas_Process Boiler - Insulate Hot Water Lines_A_Achievable Economic RVT Potential | F6 | Industrial | Industrial - WA | Existing | Process | Natural Gas | Process Boiler - Insulate Hot Water Lines | A | Standalone Impact on Baseline Winter Peak (%) | Achievable Economic RVT Potential | 0 | 0 | 0 | 0 | 0 | 0 | 0 | 0 | 0 | 0 | 0 | 0 | 0 | 0 | 0 | 0 | 0 | 0 | 0 | 0 | 0 | 0 | 0 | 0 | 0 | 0 | 0
F7_Industrial_Industrial - WA_Existing_Process_Natural Gas_Process Boiler - Insulate Hot Water Lines_A_Achievable Economic RVT Potential | F7 | Industrial | Industrial - WA | Existing | Process | Natural Gas | Process Boiler - Insulate Hot Water Lines | A | Incremental Energy Savings (MWh or mTherms) | Achievable Economic RVT Potential | 0 | 0 | 0 | 0 | 0 | 0 | 0 | 0 | 0 | 0 | 0 | 0 | 0 | 0 | 0 | 0 | 0 | 0 | 0 | 0 | 0 | 0 | 0 | 0 | 0 | 0 | 0
F8_Industrial_Industrial - WA_Existing_Process_Natural Gas_Process Boiler - Insulate Hot Water Lines_A_Achievable Economic RVT Potential | F8 | Industrial | Industrial - WA | Existing | Process | Natural Gas | Process Boiler - Insulate Hot Water Lines | A | Incremental Summer Peak Savings (MW) | Achievable Economic RVT Potential | 0 | 0 | 0 | 0 | 0 | 0 | 0 | 0 | 0 | 0 | 0 | 0 | 0 | 0 | 0 | 0 | 0 | 0 | 0 | 0 | 0 | 0 | 0 | 0 | 0 | 0 | 0
F9_Industrial_Industrial - WA_Existing_Process_Natural Gas_Process Boiler - Insulate Hot Water Lines_A_Achievable Economic RVT Potential | F9 | Industrial | Industrial - WA | Existing | Process | Natural Gas | Process Boiler - Insulate Hot Water Lines | A | Incremental Winter Peak Savings (MW) | Achievable Economic RVT Potential | 0 | 0 | 0 | 0 | 0 | 0 | 0 | 0 | 0 | 0 | 0 | 0 | 0 | 0 | 0 | 0 | 0 | 0 | 0 | 0 | 0 | 0 | 0 | 0 | 0 | 0 | 0
F10_Industrial_Industrial - WA_Existing_Process_Natural Gas_Process Boiler - Insulate Hot Water Lines_A_Achievable Economic RVT Potential | F10 | Industrial | Industrial - WA | Existing | Process | Natural Gas | Process Boiler - Insulate Hot Water Lines | A | Cumulative Energy Savings (MWh or mTherms) | Achievable Economic RVT Potential | 0 | 0 | 0 | 0 | 0 | 0 | 0 | 0 | 0 | 0 | 0 | 0 | 0 | 0 | 0 | 0 | 0 | 0 | 0 | 0 | 0 | 0 | 0 | 0 | 0 | 0 | 0
F11_Industrial_Industrial - WA_Existing_Process_Natural Gas_Process Boiler - Insulate Hot Water Lines_A_Achievable Economic RVT Potential | F11 | Industrial | Industrial - WA | Existing | Process | Natural Gas | Process Boiler - Insulate Hot Water Lines | A | Cumulative Summer Peak Savings (MW) | Achievable Economic RVT Potential | 0 | 0 | 0 | 0 | 0 | 0 | 0 | 0 | 0 | 0 | 0 | 0 | 0 | 0 | 0 | 0 | 0 | 0 | 0 | 0 | 0 | 0 | 0 | 0 | 0 | 0 | 0
F12_Industrial_Industrial - WA_Existing_Process_Natural Gas_Process Boiler - Insulate Hot Water Lines_A_Achievable Economic RVT Potential | F12 | Industrial | Industrial - WA | Existing | Process | Natural Gas | Process Boiler - Insulate Hot Water Lines | A | Cumulative Winter Peak Savings (MW) | Achievable Economic RVT Potential | 0 | 0 | 0 | 0 | 0 | 0 | 0 | 0 | 0 | 0 | 0 | 0 | 0 | 0 | 0 | 0 | 0 | 0 | 0 | 0 | 0 | 0 | 0 | 0 | 0 | 0 | 0
F13_Industrial_Industrial - WA_Existing_Process_Natural Gas_Process Boiler - Insulate Hot Water Lines_A_Achievable Economic RVT Potential | F13 | Industrial | Industrial - WA | Existing | Process | Natural Gas | Process Boiler - Insulate Hot Water Lines | A | Purchases (Incremental) | Achievable Economic RVT Potential | 0 | 0 | 0 | 0 | 0 | 0 | 0 | 0 | 0 | 0 | 0 | 0 | 0 | 0 | 0 | 0 | 0 | 0 | 0 | 0 | 0 | 0 | 0 | 0 | 0 | 0 | 0
F14_Industrial_Industrial - WA_Existing_Process_Natural Gas_Process Boiler - Insulate Hot Water Lines_A_Achievable Economic RVT Potential | F14 | Industrial | Industrial - WA | Existing | Process | Natural Gas | Process Boiler - Insulate Hot Water Lines | A | Purchases (Cumulative) | Achievable Economic RVT Potential | 0 | 0 | 0 | 0 | 0 | 0 | 0 | 0 | 0 | 0 | 0 | 0 | 0 | 0 | 0 | 0 | 0 | 0 | 0 | 0 | 0 | 0 | 0 | 0 | 0 | 0 | 0
F1_Industrial_Industrial - WA_Existing_Process_Natural Gas_Process Boiler - Insulate Steam Lines/Condensate Tank_A_Achievable Economic RVT Potential | F1 | Industrial | Industrial - WA | Existing | Process | Natural Gas | Process Boiler - Insulate Steam Lines/Condensate Tank | A | Original Unit Energy Savings (kWh or therms) | Achievable Economic RVT Potential | 0 | 0 | 53.3628 | 53.3628 | 53.3628 | 53.3628 | 53.3628 | 53.3628 | 53.3628 | 53.3628 | 53.3628 | 53.3628 | 53.3628 | 53.3628 | 53.3628 | 53.3628 | 53.3628 | 53.3628 | 53.3628 | 53.3628 | 53.3628 | 53.3628 | 53.3628 | 53.3628 | 53.3628 | 53.3628 | 53.3628
F2_Industrial_Industrial - WA_Existing_Process_Natural Gas_Process Boiler - Insulate Steam Lines/Condensate Tank_A_Achievable Economic RVT Potential | F2 | Industrial | Industrial - WA | Existing | Process | Natural Gas | Process Boiler - Insulate Steam Lines/Condensate Tank | A | Original Unit Summer Peak Savings (kW) | Achievable Economic RVT Potential | 0 | 0 | 0 | 0 | 0 | 0 | 0 | 0 | 0 | 0 | 0 | 0 | 0 | 0 | 0 | 0 | 0 | 0 | 0 | 0 | 0 | 0 | 0 | 0 | 0 | 0 | 0
F3_Industrial_Industrial - WA_Existing_Process_Natural Gas_Process Boiler - Insulate Steam Lines/Condensate Tank_A_Achievable Economic RVT Potential | F3 | Industrial | Industrial - WA | Existing | Process | Natural Gas | Process Boiler - Insulate Steam Lines/Condensate Tank | A | Original Unit Winter Peak Savings (kW) | Achievable Economic RVT Potential | 0 | 0 | 0 | 0 | 0 | 0 | 0 | 0 | 0 | 0 | 0 | 0 | 0 | 0 | 0 | 0 | 0 | 0 | 0 | 0 | 0 | 0 | 0 | 0 | 0 | 0 | 0
F4_Industrial_Industrial - WA_Existing_Process_Natural Gas_Process Boiler - Insulate Steam Lines/Condensate Tank_A_Achievable Economic RVT Potential | F4 | Industrial | Industrial - WA | Existing | Process | Natural Gas | Process Boiler - Insulate Steam Lines/Condensate Tank | A | Standalone Impact on Baseline Energy (%) | Achievable Economic RVT Potential | 0 | 0 | 0.00030325 | 0.00061182 | 0.0009258 | 0.0012453 | 0.0015704 | 0.0019012 | 0.0022378 | 0.0025803 | 0.0029288 | 0.0032834 | 0.0036443 | 0.0040115 | 0.0043851 | 0.0047653 | 0.0051521 | 0.0052425 | 0.0053345 | 0.0054281 | 0.0055233 | 0.0056202 | 0.0057188 | 0.0058192 | 0.0059212 | 0.0060251 | 0.0061308
F5_Industrial_Industrial - WA_Existing_Process_Natural Gas_Process Boiler - Insulate Steam Lines/Condensate Tank_A_Achievable Economic RVT Potential | F5 | Industrial | Industrial - WA | Existing | Process | Natural Gas | Process Boiler - Insulate Steam Lines/Condensate Tank | A | Standalone Impact on Baseline Summer Peak (%) | Achievable Economic RVT Potential | 0 | 0 | 0 | 0 | 0 | 0 | 0 | 0 | 0 | 0 | 0 | 0 | 0 | 0 | 0 | 0 | 0 | 0 | 0 | 0 | 0 | 0 | 0 | 0 | 0 | 0 | 0
F6_Industrial_Industrial - WA_Existing_Process_Natural Gas_Process Boiler - Insulate Steam Lines/Condensate Tank_A_Achievable Economic RVT Potential | F6 | Industrial | Industrial - WA | Existing | Process | Natural Gas | Process Boiler - Insulate Steam Lines/Condensate Tank | A | Standalone Impact on Baseline Winter Peak (%) | Achievable Economic RVT Potential | 0 | 0 | 0 | 0 | 0 | 0 | 0 | 0 | 0 | 0 | 0 | 0 | 0 | 0 | 0 | 0 | 0 | 0 | 0 | 0 | 0 | 0 | 0 | 0 | 0 | 0 | 0
F7_Industrial_Industrial - WA_Existing_Process_Natural Gas_Process Boiler - Insulate Steam Lines/Condensate Tank_A_Achievable Economic RVT Potential | F7 | Industrial | Industrial - WA | Existing | Process | Natural Gas | Process Boiler - Insulate Steam Lines/Condensate Tank | A | Incremental Energy Savings (MWh or mTherms) | Achievable Economic RVT Potential | 0 | 0 | 0 | 0 | 0 | 0 | 0 | 0 | 0 | 0 | 0 | 0 | 0 | 0 | 0 | 0 | 0 | 0 | 0 | 0 | 0 | 0 | 0 | 0 | 0 | 0 | 0
F8_Industrial_Industrial - WA_Existing_Process_Natural Gas_Process Boiler - Insulate Steam Lines/Condensate Tank_A_Achievable Economic RVT Potential | F8 | Industrial | Industrial - WA | Existing | Process | Natural Gas | Process Boiler - Insulate Steam Lines/Condensate Tank | A | Incremental Summer Peak Savings (MW) | Achievable Economic RVT Potential | 0 | 0 | 0 | 0 | 0 | 0 | 0 | 0 | 0 | 0 | 0 | 0 | 0 | 0 | 0 | 0 | 0 | 0 | 0 | 0 | 0 | 0 | 0 | 0 | 0 | 0 | 0
F9_Industrial_Industrial - WA_Existing_Process_Natural Gas_Process Boiler - Insulate Steam Lines/Condensate Tank_A_Achievable Economic RVT Potential | F9 | Industrial | Industrial - WA | Existing | Process | Natural Gas | Process Boiler - Insulate Steam Lines/Condensate Tank | A | Incremental Winter Peak Savings (MW) | Achievable Economic RVT Potential | 0 | 0 | 0 | 0 | 0 | 0 | 0 | 0 | 0 | 0 | 0 | 0 | 0 | 0 | 0 | 0 | 0 | 0 | 0 | 0 | 0 | 0 | 0 | 0 | 0 | 0 | 0
F10_Industrial_Industrial - WA_Existing_Process_Natural Gas_Process Boiler - Insulate Steam Lines/Condensate Tank_A_Achievable Economic RVT Potential | F10 | Industrial | Industrial - WA | Existing | Process | Natural Gas | Process Boiler - Insulate Steam Lines/Condensate Tank | A | Cumulative Energy Savings (MWh or mTherms) | Achievable Economic RVT Potential | 0 | 0 | 0 | 0 | 0 | 0 | 0 | 0 | 0 | 0 | 0 | 0 | 0 | 0 | 0 | 0 | 0 | 0 | 0 | 0 | 0 | 0 | 0 | 0 | 0 | 0 | 0
F11_Industrial_Industrial - WA_Existing_Process_Natural Gas_Process Boiler - Insulate Steam Lines/Condensate Tank_A_Achievable Economic RVT Potential | F11 | Industrial | Industrial - WA | Existing | Process | Natural Gas | Process Boiler - Insulate Steam Lines/Condensate Tank | A | Cumulative Summer Peak Savings (MW) | Achievable Economic RVT Potential | 0 | 0 | 0 | 0 | 0 | 0 | 0 | 0 | 0 | 0 | 0 | 0 | 0 | 0 | 0 | 0 | 0 | 0 | 0 | 0 | 0 | 0 | 0 | 0 | 0 | 0 | 0
F12_Industrial_Industrial - WA_Existing_Process_Natural Gas_Process Boiler - Insulate Steam Lines/Condensate Tank_A_Achievable Economic RVT Potential | F12 | Industrial | Industrial - WA | Existing | Process | Natural Gas | Process Boiler - Insulate Steam Lines/Condensate Tank | A | Cumulative Winter Peak Savings (MW) | Achievable Economic RVT Potential | 0 | 0 | 0 | 0 | 0 | 0 | 0 | 0 | 0 | 0 | 0 | 0 | 0 | 0 | 0 | 0 | 0 | 0 | 0 | 0 | 0 | 0 | 0 | 0 | 0 | 0 | 0
F13_Industrial_Industrial - WA_Existing_Process_Natural Gas_Process Boiler - Insulate Steam Lines/Condensate Tank_A_Achievable Economic RVT Potential | F13 | Industrial | Industrial - WA | Existing | Process | Natural Gas | Process Boiler - Insulate Steam Lines/Condensate Tank | A | Purchases (Incremental) | Achievable Economic RVT Potential | 0 | 0 | 0 | 0 | 0 | 0 | 0 | 0 | 0 | 0 | 0 | 0 | 0 | 0 | 0 | 0 | 0 | 0 | 0 | 0 | 0 | 0 | 0 | 0 | 0 | 0 | 0
F14_Industrial_Industrial - WA_Existing_Process_Natural Gas_Process Boiler - Insulate Steam Lines/Condensate Tank_A_Achievable Economic RVT Potential | F14 | Industrial | Industrial - WA | Existing | Process | Natural Gas | Process Boiler - Insulate Steam Lines/Condensate Tank | A | Purchases (Cumulative) | Achievable Economic RVT Potential | 0 | 0 | 0 | 0 | 0 | 0 | 0 | 0 | 0 | 0 | 0 | 0 | 0 | 0 | 0 | 0 | 0 | 0 | 0 | 0 | 0 | 0 | 0 | 0 | 0 | 0 | 0
F1_Industrial_Industrial - WA_Existing_Process_Natural Gas_Process Boiler - Stack Economizer_A_Achievable Economic RVT Potential | F1 | Industrial | Industrial - WA | Existing | Process | Natural Gas | Process Boiler - Stack Economizer | A | Original Unit Energy Savings (kWh or therms) | Achievable Economic RVT Potential | 0 | 0 | 7.5994 | 7.5994 | 7.5994 | 7.5994 | 7.5994 | 7.5994 | 7.5994 | 7.5994 | 7.5994 | 7.5994 | 7.5994 | 7.5994 | 7.5994 | 7.5994 | 7.5994 | 7.5994 | 7.5994 | 7.5994 | 7.5994 | 7.5994 | 7.5994 | 7.5994 | 7.5994 | 7.5994 | 7.5994
F2_Industrial_Industrial - WA_Existing_Process_Natural Gas_Process Boiler - Stack Economizer_A_Achievable Economic RVT Potential | F2 | Industrial | Industrial - WA | Existing | Process | Natural Gas | Process Boiler - Stack Economizer | A | Original Unit Summer Peak Savings (kW) | Achievable Economic RVT Potential | 0 | 0 | 0 | 0 | 0 | 0 | 0 | 0 | 0 | 0 | 0 | 0 | 0 | 0 | 0 | 0 | 0 | 0 | 0 | 0 | 0 | 0 | 0 | 0 | 0 | 0 | 0
F3_Industrial_Industrial - WA_Existing_Process_Natural Gas_Process Boiler - Stack Economizer_A_Achievable Economic RVT Potential | F3 | Industrial | Industrial - WA | Existing | Process | Natural Gas | Process Boiler - Stack Economizer | A | Original Unit Winter Peak Savings (kW) | Achievable Economic RVT Potential | 0 | 0 | 0 | 0 | 0 | 0 | 0 | 0 | 0 | 0 | 0 | 0 | 0 | 0 | 0 | 0 | 0 | 0 | 0 | 0 | 0 | 0 | 0 | 0 | 0 | 0 | 0
F4_Industrial_Industrial - WA_Existing_Process_Natural Gas_Process Boiler - Stack Economizer_A_Achievable Economic RVT Potential | F4 | Industrial | Industrial - WA | Existing | Process | Natural Gas | Process Boiler - Stack Economizer | A | Standalone Impact on Baseline Energy (%) | Achievable Economic RVT Potential | 0 | 0 | 0.00053108 | 0.0010715 | 0.0016214 | 0.0021809 | 0.0027502 | 0.0032765 | 0.0037163 | 0.0040874 | 0.0044039 | 0.0046769 | 0.0049156 | 0.0051271 | 0.0053173 | 0.0054908 | 0.0056513 | 0.0057504 | 0.0058513 | 0.0059539 | 0.0060584 | 0.0061647 | 0.0062728 | 0.0063829 | 0.0064949 | 0.0066088 | 0.0067248
F5_Industrial_Industrial - WA_Existing_Process_Natural Gas_Process Boiler - Stack Economizer_A_Achievable Economic RVT Potential | F5 | Industrial | Industrial - WA | Existing | Process | Natural Gas | Process Boiler - Stack Economizer | A | Standalone Impact on Baseline Summer Peak (%) | Achievable Economic RVT Potential | 0 | 0 | 0 | 0 | 0 | 0 | 0 | 0 | 0 | 0 | 0 | 0 | 0 | 0 | 0 | 0 | 0 | 0 | 0 | 0 | 0 | 0 | 0 | 0 | 0 | 0 | 0
F6_Industrial_Industrial - WA_Existing_Process_Natural Gas_Process Boiler - Stack Economizer_A_Achievable Economic RVT Potential | F6 | Industrial | Industrial - WA | Existing | Process | Natural Gas | Process Boiler - Stack Economizer | A | Standalone Impact on Baseline Winter Peak (%) | Achievable Economic RVT Potential | 0 | 0 | 0 | 0 | 0 | 0 | 0 | 0 | 0 | 0 | 0 | 0 | 0 | 0 | 0 | 0 | 0 | 0 | 0 | 0 | 0 | 0 | 0 | 0 | 0 | 0 | 0
F7_Industrial_Industrial - WA_Existing_Process_Natural Gas_Process Boiler - Stack Economizer_A_Achievable Economic RVT Potential | F7 | Industrial | Industrial - WA | Existing | Process | Natural Gas | Process Boiler - Stack Economizer | A | Incremental Energy Savings (MWh or mTherms) | Achievable Economic RVT Potential | 0 | 0 | 0 | 0 | 0 | 0 | 0 | 0 | 0 | 0 | 0 | 0 | 0 | 0 | 0 | 0 | 0 | 0 | 0 | 0 | 0 | 0 | 0 | 0 | 0 | 0 | 0
F8_Industrial_Industrial - WA_Existing_Process_Natural Gas_Process Boiler - Stack Economizer_A_Achievable Economic RVT Potential | F8 | Industrial | Industrial - WA | Existing | Process | Natural Gas | Process Boiler - Stack Economizer | A | Incremental Summer Peak Savings (MW) | Achievable Economic RVT Potential | 0 | 0 | 0 | 0 | 0 | 0 | 0 | 0 | 0 | 0 | 0 | 0 | 0 | 0 | 0 | 0 | 0 | 0 | 0 | 0 | 0 | 0 | 0 | 0 | 0 | 0 | 0
F9_Industrial_Industrial - WA_Existing_Process_Natural Gas_Process Boiler - Stack Economizer_A_Achievable Economic RVT Potential | F9 | Industrial | Industrial - WA | Existing | Process | Natural Gas | Process Boiler - Stack Economizer | A | Incremental Winter Peak Savings (MW) | Achievable Economic RVT Potential | 0 | 0 | 0 | 0 | 0 | 0 | 0 | 0 | 0 | 0 | 0 | 0 | 0 | 0 | 0 | 0 | 0 | 0 | 0 | 0 | 0 | 0 | 0 | 0 | 0 | 0 | 0
F10_Industrial_Industrial - WA_Existing_Process_Natural Gas_Process Boiler - Stack Economizer_A_Achievable Economic RVT Potential | F10 | Industrial | Industrial - WA | Existing | Process | Natural Gas | Process Boiler - Stack Economizer | A | Cumulative Energy Savings (MWh or mTherms) | Achievable Economic RVT Potential | 0 | 0 | 0 | 0 | 0 | 0 | 0 | 0 | 0 | 0 | 0 | 0 | 0 | 0 | 0 | 0 | 0 | 0 | 0 | 0 | 0 | 0 | 0 | 0 | 0 | 0 | 0
F11_Industrial_Industrial - WA_Existing_Process_Natural Gas_Process Boiler - Stack Economizer_A_Achievable Economic RVT Potential | F11 | Industrial | Industrial - WA | Existing | Process | Natural Gas | Process Boiler - Stack Economizer | A | Cumulative Summer Peak Savings (MW) | Achievable Economic RVT Potential | 0 | 0 | 0 | 0 | 0 | 0 | 0 | 0 | 0 | 0 | 0 | 0 | 0 | 0 | 0 | 0 | 0 | 0 | 0 | 0 | 0 | 0 | 0 | 0 | 0 | 0 | 0
F12_Industrial_Industrial - WA_Existing_Process_Natural Gas_Process Boiler - Stack Economizer_A_Achievable Economic RVT Potential | F12 | Industrial | Industrial - WA | Existing | Process | Natural Gas | Process Boiler - Stack Economizer | A | Cumulative Winter Peak Savings (MW) | Achievable Economic RVT Potential | 0 | 0 | 0 | 0 | 0 | 0 | 0 | 0 | 0 | 0 | 0 | 0 | 0 | 0 | 0 | 0 | 0 | 0 | 0 | 0 | 0 | 0 | 0 | 0 | 0 | 0 | 0
F13_Industrial_Industrial - WA_Existing_Process_Natural Gas_Process Boiler - Stack Economizer_A_Achievable Economic RVT Potential | F13 | Industrial | Industrial - WA | Existing | Process | Natural Gas | Process Boiler - Stack Economizer | A | Purchases (Incremental) | Achievable Economic RVT Potential | 0 | 0 | 0 | 0 | 0 | 0 | 0 | 0 | 0 | 0 | 0 | 0 | 0 | 0 | 0 | 0 | 0 | 0 | 0 | 0 | 0 | 0 | 0 | 0 | 0 | 0 | 0
F14_Industrial_Industrial - WA_Existing_Process_Natural Gas_Process Boiler - Stack Economizer_A_Achievable Economic RVT Potential | F14 | Industrial | Industrial - WA | Existing | Process | Natural Gas | Process Boiler - Stack Economizer | A | Purchases (Cumulative) | Achievable Economic RVT Potential | 0 | 0 | 0 | 0 | 0 | 0 | 0 | 0 | 0 | 0 | 0 | 0 | 0 | 0 | 0 | 0 | 0 | 0 | 0 | 0 | 0 | 0 | 0 | 0 | 0 | 0 | 0
F1_Industrial_Industrial - WA_Existing_Process_Natural Gas_Process Boiler - Steam Trap Replacement_A_Achievable Economic RVT Potential | F1 | Industrial | Industrial - WA | Existing | Process | Natural Gas | Process Boiler - Steam Trap Replacement | A | Original Unit Energy Savings (kWh or therms) | Achievable Economic RVT Potential | 0 | 0 | 238288.3345 | 238288.3345 | 238288.3345 | 238288.3345 | 238288.3345 | 238288.3345 | 238288.3345 | 238288.3345 | 238288.3345 | 238288.3345 | 238288.3345 | 238288.3345 | 238288.3345 | 238288.3345 | 238288.3345 | 238288.3345 | 238288.3345 | 238288.3345 | 238288.3345 | 238288.3345 | 238288.3345 | 238288.3345 | 238288.3345 | 238288.3345 | 238288.3345
F2_Industrial_Industrial - WA_Existing_Process_Natural Gas_Process Boiler - Steam Trap Replacement_A_Achievable Economic RVT Potential | F2 | Industrial | Industrial - WA | Existing | Process | Natural Gas | Process Boiler - Steam Trap Replacement | A | Original Unit Summer Peak Savings (kW) | Achievable Economic RVT Potential | 0 | 0 | 0 | 0 | 0 | 0 | 0 | 0 | 0 | 0 | 0 | 0 | 0 | 0 | 0 | 0 | 0 | 0 | 0 | 0 | 0 | 0 | 0 | 0 | 0 | 0 | 0
F3_Industrial_Industrial - WA_Existing_Process_Natural Gas_Process Boiler - Steam Trap Replacement_A_Achievable Economic RVT Potential | F3 | Industrial | Industrial - WA | Existing | Process | Natural Gas | Process Boiler - Steam Trap Replacement | A | Original Unit Winter Peak Savings (kW) | Achievable Economic RVT Potential | 0 | 0 | 0 | 0 | 0 | 0 | 0 | 0 | 0 | 0 | 0 | 0 | 0 | 0 | 0 | 0 | 0 | 0 | 0 | 0 | 0 | 0 | 0 | 0 | 0 | 0 | 0
F4_Industrial_Industrial - WA_Existing_Process_Natural Gas_Process Boiler - Steam Trap Replacement_A_Achievable Economic RVT Potential | F4 | Industrial | Industrial - WA | Existing | Process | Natural Gas | Process Boiler - Steam Trap Replacement | A | Standalone Impact on Baseline Energy (%) | Achievable Economic RVT Potential | 0 | 0 | 1.8069e-05 | 3.6454e-05 | 5.5162e-05 | 7.4199e-05 | 9.3569e-05 | 0.00011328 | 0.00011527 | 0.00011729 | 0.00011935 | 0.00012144 | 0.00012357 | 0.00012574 | 0.00012794 | 0.00013019 | 0.00013247 | 0.0001348 | 0.00013716 | 0.00013957 | 0.00014202 | 0.00014451 | 0.00014704 | 0.00014962 | 0.00015225 | 0.00015492 | 0.00015764
F5_Industrial_Industrial - WA_Existing_Process_Natural Gas_Process Boiler - Steam Trap Replacement_A_Achievable Economic RVT Potential | F5 | Industrial | Industrial - WA | Existing | Process | Natural Gas | Process Boiler - Steam Trap Replacement | A | Standalone Impact on Baseline Summer Peak (%) | Achievable Economic RVT Potential | 0 | 0 | 0 | 0 | 0 | 0 | 0 | 0 | 0 | 0 | 0 | 0 | 0 | 0 | 0 | 0 | 0 | 0 | 0 | 0 | 0 | 0 | 0 | 0 | 0 | 0 | 0
F6_Industrial_Industrial - WA_Existing_Process_Natural Gas_Process Boiler - Steam Trap Replacement_A_Achievable Economic RVT Potential | F6 | Industrial | Industrial - WA | Existing | Process | Natural Gas | Process Boiler - Steam Trap Replacement | A | Standalone Impact on Baseline Winter Peak (%) | Achievable Economic RVT Potential | 0 | 0 | 0 | 0 | 0 | 0 | 0 | 0 | 0 | 0 | 0 | 0 | 0 | 0 | 0 | 0 | 0 | 0 | 0 | 0 | 0 | 0 | 0 | 0 | 0 | 0 | 0
F7_Industrial_Industrial - WA_Existing_Process_Natural Gas_Process Boiler - Steam Trap Replacement_A_Achievable Economic RVT Potential | F7 | Industrial | Industrial - WA | Existing | Process | Natural Gas | Process Boiler - Steam Trap Replacement | A | Incremental Energy Savings (MWh or mTherms) | Achievable Economic RVT Potential | 0 | 0 | 0 | 0 | 0 | 0 | 0 | 0 | 0 | 0 | 0 | 0 | 0 | 0 | 0 | 0 | 0 | 0 | 0 | 0 | 0 | 0 | 0 | 0 | 0 | 0 | 0
F8_Industrial_Industrial - WA_Existing_Process_Natural Gas_Process Boiler - Steam Trap Replacement_A_Achievable Economic RVT Potential | F8 | Industrial | Industrial - WA | Existing | Process | Natural Gas | Process Boiler - Steam Trap Replacement | A | Incremental Summer Peak Savings (MW) | Achievable Economic RVT Potential | 0 | 0 | 0 | 0 | 0 | 0 | 0 | 0 | 0 | 0 | 0 | 0 | 0 | 0 | 0 | 0 | 0 | 0 | 0 | 0 | 0 | 0 | 0 | 0 | 0 | 0 | 0
F9_Industrial_Industrial - WA_Existing_Process_Natural Gas_Process Boiler - Steam Trap Replacement_A_Achievable Economic RVT Potential | F9 | Industrial | Industrial - WA | Existing | Process | Natural Gas | Process Boiler - Steam Trap Replacement | A | Incremental Winter Peak Savings (MW) | Achievable Economic RVT Potential | 0 | 0 | 0 | 0 | 0 | 0 | 0 | 0 | 0 | 0 | 0 | 0 | 0 | 0 | 0 | 0 | 0 | 0 | 0 | 0 | 0 | 0 | 0 | 0 | 0 | 0 | 0
F10_Industrial_Industrial - WA_Existing_Process_Natural Gas_Process Boiler - Steam Trap Replacement_A_Achievable Economic RVT Potential | F10 | Industrial | Industrial - WA | Existing | Process | Natural Gas | Process Boiler - Steam Trap Replacement | A | Cumulative Energy Savings (MWh or mTherms) | Achievable Economic RVT Potential | 0 | 0 | 0 | 0 | 0 | 0 | 0 | 0 | 0 | 0 | 0 | 0 | 0 | 0 | 0 | 0 | 0 | 0 | 0 | 0 | 0 | 0 | 0 | 0 | 0 | 0 | 0
F11_Industrial_Industrial - WA_Existing_Process_Natural Gas_Process Boiler - Steam Trap Replacement_A_Achievable Economic RVT Potential | F11 | Industrial | Industrial - WA | Existing | Process | Natural Gas | Process Boiler - Steam Trap Replacement | A | Cumulative Summer Peak Savings (MW) | Achievable Economic RVT Potential | 0 | 0 | 0 | 0 | 0 | 0 | 0 | 0 | 0 | 0 | 0 | 0 | 0 | 0 | 0 | 0 | 0 | 0 | 0 | 0 | 0 | 0 | 0 | 0 | 0 | 0 | 0
F12_Industrial_Industrial - WA_Existing_Process_Natural Gas_Process Boiler - Steam Trap Replacement_A_Achievable Economic RVT Potential | F12 | Industrial | Industrial - WA | Existing | Process | Natural Gas | Process Boiler - Steam Trap Replacement | A | Cumulative Winter Peak Savings (MW) | Achievable Economic RVT Potential | 0 | 0 | 0 | 0 | 0 | 0 | 0 | 0 | 0 | 0 | 0 | 0 | 0 | 0 | 0 | 0 | 0 | 0 | 0 | 0 | 0 | 0 | 0 | 0 | 0 | 0 | 0
F13_Industrial_Industrial - WA_Existing_Process_Natural Gas_Process Boiler - Steam Trap Replacement_A_Achievable Economic RVT Potential | F13 | Industrial | Industrial - WA | Existing | Process | Natural Gas | Process Boiler - Steam Trap Replacement | A | Purchases (Incremental) | Achievable Economic RVT Potential | 0 | 0 | 0 | 0 | 0 | 0 | 0 | 0 | 0 | 0 | 0 | 0 | 0 | 0 | 0 | 0 | 0 | 0 | 0 | 0 | 0 | 0 | 0 | 0 | 0 | 0 | 0
F14_Industrial_Industrial - WA_Existing_Process_Natural Gas_Process Boiler - Steam Trap Replacement_A_Achievable Economic RVT Potential | F14 | Industrial | Industrial - WA | Existing | Process | Natural Gas | Process Boiler - Steam Trap Replacement | A | Purchases (Cumulative) | Achievable Economic RVT Potential | 0 | 0 | 0 | 0 | 0 | 0 | 0 | 0 | 0 | 0 | 0 | 0 | 0 | 0 | 0 | 0 | 0 | 0 | 0 | 0 | 0 | 0 | 0 | 0 | 0 | 0 | 0
F1_Industrial_Industrial - WA_Existing_Process_Natural Gas_Process Boiler - Maintenance_A_Achievable Economic RVT Potential | F1 | Industrial | Industrial - WA | Existing | Process | Natural Gas | Process Boiler - Maintenance | A | Original Unit Energy Savings (kWh or therms) | Achievable Economic RVT Potential | 0 | 0 | 4.7496 | 4.7496 | 4.7496 | 4.7496 | 4.7496 | 4.7496 | 4.7496 | 4.7496 | 4.7496 | 4.7496 | 4.7496 | 4.7496 | 4.7496 | 4.7496 | 4.7496 | 4.7496 | 4.7496 | 4.7496 | 4.7496 | 4.7496 | 4.7496 | 4.7496 | 4.7496 | 4.7496 | 4.7496
F2_Industrial_Industrial - WA_Existing_Process_Natural Gas_Process Boiler - Maintenance_A_Achievable Economic RVT Potential | F2 | Industrial | Industrial - WA | Existing | Process | Natural Gas | Process Boiler - Maintenance | A | Original Unit Summer Peak Savings (kW) | Achievable Economic RVT Potential | 0 | 0 | 0 | 0 | 0 | 0 | 0 | 0 | 0 | 0 | 0 | 0 | 0 | 0 | 0 | 0 | 0 | 0 | 0 | 0 | 0 | 0 | 0 | 0 | 0 | 0 | 0
F3_Industrial_Industrial - WA_Existing_Process_Natural Gas_Process Boiler - Maintenance_A_Achievable Economic RVT Potential | F3 | Industrial | Industrial - WA | Existing | Process | Natural Gas | Process Boiler - Maintenance | A | Original Unit Winter Peak Savings (kW) | Achievable Economic RVT Potential | 0 | 0 | 0 | 0 | 0 | 0 | 0 | 0 | 0 | 0 | 0 | 0 | 0 | 0 | 0 | 0 | 0 | 0 | 0 | 0 | 0 | 0 | 0 | 0 | 0 | 0 | 0
F4_Industrial_Industrial - WA_Existing_Process_Natural Gas_Process Boiler - Maintenance_A_Achievable Economic RVT Potential | F4 | Industrial | Industrial - WA | Existing | Process | Natural Gas | Process Boiler - Maintenance | A | Standalone Impact on Baseline Energy (%) | Achievable Economic RVT Potential | 0 | 0 | 0.00016782 | 0.0002884 | 0.00037489 | 0.00038147 | 0.00038816 | 0.00039497 | 0.0004019 | 0.00040895 | 0.00041612 | 0.00042342 | 0.00043085 | 0.00043841 | 0.0004461 | 0.00045393 | 0.00046189 | 0.00046999 | 0.00047824 | 0.00048663 | 0.00049517 | 0.00050385 | 0.00051269 | 0.00052169 | 0.00053084 | 0.00054015 | 0.00054963
F5_Industrial_Industrial - WA_Existing_Process_Natural Gas_Process Boiler - Maintenance_A_Achievable Economic RVT Potential | F5 | Industrial | Industrial - WA | Existing | Process | Natural Gas | Process Boiler - Maintenance | A | Standalone Impact on Baseline Summer Peak (%) | Achievable Economic RVT Potential | 0 | 0 | 0 | 0 | 0 | 0 | 0 | 0 | 0 | 0 | 0 | 0 | 0 | 0 | 0 | 0 | 0 | 0 | 0 | 0 | 0 | 0 | 0 | 0 | 0 | 0 | 0
F6_Industrial_Industrial - WA_Existing_Process_Natural Gas_Process Boiler - Maintenance_A_Achievable Economic RVT Potential | F6 | Industrial | Industrial - WA | Existing | Process | Natural Gas | Process Boiler - Maintenance | A | Standalone Impact on Baseline Winter Peak (%) | Achievable Economic RVT Potential | 0 | 0 | 0 | 0 | 0 | 0 | 0 | 0 | 0 | 0 | 0 | 0 | 0 | 0 | 0 | 0 | 0 | 0 | 0 | 0 | 0 | 0 | 0 | 0 | 0 | 0 | 0
F7_Industrial_Industrial - WA_Existing_Process_Natural Gas_Process Boiler - Maintenance_A_Achievable Economic RVT Potential | F7 | Industrial | Industrial - WA | Existing | Process | Natural Gas | Process Boiler - Maintenance | A | Incremental Energy Savings (MWh or mTherms) | Achievable Economic RVT Potential | 0 | 0 | 0 | 0 | 0 | 0 | 0 | 0 | 0 | 0 | 0 | 0 | 0 | 0 | 0 | 0 | 0 | 0 | 0 | 0 | 0 | 0 | 0 | 0 | 0 | 0 | 0
F8_Industrial_Industrial - WA_Existing_Process_Natural Gas_Process Boiler - Maintenance_A_Achievable Economic RVT Potential | F8 | Industrial | Industrial - WA | Existing | Process | Natural Gas | Process Boiler - Maintenance | A | Incremental Summer Peak Savings (MW) | Achievable Economic RVT Potential | 0 | 0 | 0 | 0 | 0 | 0 | 0 | 0 | 0 | 0 | 0 | 0 | 0 | 0 | 0 | 0 | 0 | 0 | 0 | 0 | 0 | 0 | 0 | 0 | 0 | 0 | 0
F9_Industrial_Industrial - WA_Existing_Process_Natural Gas_Process Boiler - Maintenance_A_Achievable Economic RVT Potential | F9 | Industrial | Industrial - WA | Existing | Process | Natural Gas | Process Boiler - Maintenance | A | Incremental Winter Peak Savings (MW) | Achievable Economic RVT Potential | 0 | 0 | 0 | 0 | 0 | 0 | 0 | 0 | 0 | 0 | 0 | 0 | 0 | 0 | 0 | 0 | 0 | 0 | 0 | 0 | 0 | 0 | 0 | 0 | 0 | 0 | 0
F10_Industrial_Industrial - WA_Existing_Process_Natural Gas_Process Boiler - Maintenance_A_Achievable Economic RVT Potential | F10 | Industrial | Industrial - WA | Existing | Process | Natural Gas | Process Boiler - Maintenance | A | Cumulative Energy Savings (MWh or mTherms) | Achievable Economic RVT Potential | 0 | 0 | 0 | 0 | 0 | 0 | 0 | 0 | 0 | 0 | 0 | 0 | 0 | 0 | 0 | 0 | 0 | 0 | 0 | 0 | 0 | 0 | 0 | 0 | 0 | 0 | 0
F11_Industrial_Industrial - WA_Existing_Process_Natural Gas_Process Boiler - Maintenance_A_Achievable Economic RVT Potential | F11 | Industrial | Industrial - WA | Existing | Process | Natural Gas | Process Boiler - Maintenance | A | Cumulative Summer Peak Savings (MW) | Achievable Economic RVT Potential | 0 | 0 | 0 | 0 | 0 | 0 | 0 | 0 | 0 | 0 | 0 | 0 | 0 | 0 | 0 | 0 | 0 | 0 | 0 | 0 | 0 | 0 | 0 | 0 | 0 | 0 | 0
F12_Industrial_Industrial - WA_Existing_Process_Natural Gas_Process Boiler - Maintenance_A_Achievable Economic RVT Potential | F12 | Industrial | Industrial - WA | Existing | Process | Natural Gas | Process Boiler - Maintenance | A | Cumulative Winter Peak Savings (MW) | Achievable Economic RVT Potential | 0 | 0 | 0 | 0 | 0 | 0 | 0 | 0 | 0 | 0 | 0 | 0 | 0 | 0 | 0 | 0 | 0 | 0 | 0 | 0 | 0 | 0 | 0 | 0 | 0 | 0 | 0
F13_Industrial_Industrial - WA_Existing_Process_Natural Gas_Process Boiler - Maintenance_A_Achievable Economic RVT Potential | F13 | Industrial | Industrial - WA | Existing | Process | Natural Gas | Process Boiler - Maintenance | A | Purchases (Incremental) | Achievable Economic RVT Potential | 0 | 0 | 0 | 0 | 0 | 0 | 0 | 0 | 0 | 0 | 0 | 0 | 0 | 0 | 0 | 0 | 0 | 0 | 0 | 0 | 0 | 0 | 0 | 0 | 0 | 0 | 0
F14_Industrial_Industrial - WA_Existing_Process_Natural Gas_Process Boiler - Maintenance_A_Achievable Economic RVT Potential | F14 | Industrial | Industrial - WA | Existing | Process | Natural Gas | Process Boiler - Maintenance | A | Purchases (Cumulative) | Achievable Economic RVT Potential | 0 | 0 | 0 | 0 | 0 | 0 | 0 | 0 | 0 | 0 | 0 | 0 | 0 | 0 | 0 | 0 | 0 | 0 | 0 | 0 | 0 | 0 | 0 | 0 | 0 | 0 | 0
F1_Industrial_Industrial - WA_Existing_Process_Natural Gas_Process - Heat Recovery_A_Achievable Economic RVT Potential | F1 | Industrial | Industrial - WA | Existing | Process | Natural Gas | Process - Heat Recovery | A | Original Unit Energy Savings (kWh or therms) | Achievable Economic RVT Potential | 0 | 0 | 0.7095 | 0.7095 | 0.7095 | 0.7095 | 0.7095 | 0.7095 | 0.7095 | 0.7095 | 0.7095 | 0.7095 | 0.7095 | 0.7095 | 0.7095 | 0.7095 | 0.7095 | 0.7095 | 0.7095 | 0.7095 | 0.7095 | 0.7095 | 0.7095 | 0.7095 | 0.7095 | 0.7095 | 0.7095
F2_Industrial_Industrial - WA_Existing_Process_Natural Gas_Process - Heat Recovery_A_Achievable Economic RVT Potential | F2 | Industrial | Industrial - WA | Existing | Process | Natural Gas | Process - Heat Recovery | A | Original Unit Summer Peak Savings (kW) | Achievable Economic RVT Potential | 0 | 0 | 0 | 0 | 0 | 0 | 0 | 0 | 0 | 0 | 0 | 0 | 0 | 0 | 0 | 0 | 0 | 0 | 0 | 0 | 0 | 0 | 0 | 0 | 0 | 0 | 0
F3_Industrial_Industrial - WA_Existing_Process_Natural Gas_Process - Heat Recovery_A_Achievable Economic RVT Potential | F3 | Industrial | Industrial - WA | Existing | Process | Natural Gas | Process - Heat Recovery | A | Original Unit Winter Peak Savings (kW) | Achievable Economic RVT Potential | 0 | 0 | 0 | 0 | 0 | 0 | 0 | 0 | 0 | 0 | 0 | 0 | 0 | 0 | 0 | 0 | 0 | 0 | 0 | 0 | 0 | 0 | 0 | 0 | 0 | 0 | 0
F4_Industrial_Industrial - WA_Existing_Process_Natural Gas_Process - Heat Recovery_A_Achievable Economic RVT Potential | F4 | Industrial | Industrial - WA | Existing | Process | Natural Gas | Process - Heat Recovery | A | Standalone Impact on Baseline Energy (%) | Achievable Economic RVT Potential | 0 | 0 | 0.0057375 | 0.011576 | 0.017516 | 0.023561 | 0.029712 | 0.035971 | 0.042339 | 0.04882 | 0.055413 | 0.062123 | 0.068951 | 0.075898 | 0.082967 | 0.09016 | 0.097479 | 0.10493 | 0.11251 | 0.12022 | 0.12806 | 0.13605 | 0.13843 | 0.14086 | 0.14333 | 0.14585 | 0.14841
F5_Industrial_Industrial - WA_Existing_Process_Natural Gas_Process - Heat Recovery_A_Achievable Economic RVT Potential | F5 | Industrial | Industrial - WA | Existing | Process | Natural Gas | Process - Heat Recovery | A | Standalone Impact on Baseline Summer Peak (%) | Achievable Economic RVT Potential | 0 | 0 | 0 | 0 | 0 | 0 | 0 | 0 | 0 | 0 | 0 | 0 | 0 | 0 | 0 | 0 | 0 | 0 | 0 | 0 | 0 | 0 | 0 | 0 | 0 | 0 | 0
F6_Industrial_Industrial - WA_Existing_Process_Natural Gas_Process - Heat Recovery_A_Achievable Economic RVT Potential | F6 | Industrial | Industrial - WA | Existing | Process | Natural Gas | Process - Heat Recovery | A | Standalone Impact on Baseline Winter Peak (%) | Achievable Economic RVT Potential | 0 | 0 | 0 | 0 | 0 | 0 | 0 | 0 | 0 | 0 | 0 | 0 | 0 | 0 | 0 | 0 | 0 | 0 | 0 | 0 | 0 | 0 | 0 | 0 | 0 | 0 | 0
F7_Industrial_Industrial - WA_Existing_Process_Natural Gas_Process - Heat Recovery_A_Achievable Economic RVT Potential | F7 | Industrial | Industrial - WA | Existing | Process | Natural Gas | Process - Heat Recovery | A | Incremental Energy Savings (MWh or mTherms) | Achievable Economic RVT Potential | 0 | 0 | 0 | 0 | 0 | 0 | 0 | 0 | 0 | 0 | 0 | 0 | 0 | 0 | 0 | 0 | 0 | 0 | 0 | 0 | 0 | 0 | 0 | 0 | 0 | 0 | 0
F8_Industrial_Industrial - WA_Existing_Process_Natural Gas_Process - Heat Recovery_A_Achievable Economic RVT Potential | F8 | Industrial | Industrial - WA | Existing | Process | Natural Gas | Process - Heat Recovery | A | Incremental Summer Peak Savings (MW) | Achievable Economic RVT Potential | 0 | 0 | 0 | 0 | 0 | 0 | 0 | 0 | 0 | 0 | 0 | 0 | 0 | 0 | 0 | 0 | 0 | 0 | 0 | 0 | 0 | 0 | 0 | 0 | 0 | 0 | 0
F9_Industrial_Industrial - WA_Existing_Process_Natural Gas_Process - Heat Recovery_A_Achievable Economic RVT Potential | F9 | Industrial | Industrial - WA | Existing | Process | Natural Gas | Process - Heat Recovery | A | Incremental Winter Peak Savings (MW) | Achievable Economic RVT Potential | 0 | 0 | 0 | 0 | 0 | 0 | 0 | 0 | 0 | 0 | 0 | 0 | 0 | 0 | 0 | 0 | 0 | 0 | 0 | 0 | 0 | 0 | 0 | 0 | 0 | 0 | 0
F10_Industrial_Industrial - WA_Existing_Process_Natural Gas_Process - Heat Recovery_A_Achievable Economic RVT Potential | F10 | Industrial | Industrial - WA | Existing | Process | Natural Gas | Process - Heat Recovery | A | Cumulative Energy Savings (MWh or mTherms) | Achievable Economic RVT Potential | 0 | 0 | 0 | 0 | 0 | 0 | 0 | 0 | 0 | 0 | 0 | 0 | 0 | 0 | 0 | 0 | 0 | 0 | 0 | 0 | 0 | 0 | 0 | 0 | 0 | 0 | 0
F11_Industrial_Industrial - WA_Existing_Process_Natural Gas_Process - Heat Recovery_A_Achievable Economic RVT Potential | F11 | Industrial | Industrial - WA | Existing | Process | Natural Gas | Process - Heat Recovery | A | Cumulative Summer Peak Savings (MW) | Achievable Economic RVT Potential | 0 | 0 | 0 | 0 | 0 | 0 | 0 | 0 | 0 | 0 | 0 | 0 | 0 | 0 | 0 | 0 | 0 | 0 | 0 | 0 | 0 | 0 | 0 | 0 | 0 | 0 | 0
F12_Industrial_Industrial - WA_Existing_Process_Natural Gas_Process - Heat Recovery_A_Achievable Economic RVT Potential | F12 | Industrial | Industrial - WA | Existing | Process | Natural Gas | Process - Heat Recovery | A | Cumulative Winter Peak Savings (MW) | Achievable Economic RVT Potential | 0 | 0 | 0 | 0 | 0 | 0 | 0 | 0 | 0 | 0 | 0 | 0 | 0 | 0 | 0 | 0 | 0 | 0 | 0 | 0 | 0 | 0 | 0 | 0 | 0 | 0 | 0
F13_Industrial_Industrial - WA_Existing_Process_Natural Gas_Process - Heat Recovery_A_Achievable Economic RVT Potential | F13 | Industrial | Industrial - WA | Existing | Process | Natural Gas | Process - Heat Recovery | A | Purchases (Incremental) | Achievable Economic RVT Potential | 0 | 0 | 0 | 0 | 0 | 0 | 0 | 0 | 0 | 0 | 0 | 0 | 0 | 0 | 0 | 0 | 0 | 0 | 0 | 0 | 0 | 0 | 0 | 0 | 0 | 0 | 0
F14_Industrial_Industrial - WA_Existing_Process_Natural Gas_Process - Heat Recovery_A_Achievable Economic RVT Potential | F14 | Industrial | Industrial - WA | Existing | Process | Natural Gas | Process - Heat Recovery | A | Purchases (Cumulative) | Achievable Economic RVT Potential | 0 | 0 | 0 | 0 | 0 | 0 | 0 | 0 | 0 | 0 | 0 | 0 | 0 | 0 | 0 | 0 | 0 | 0 | 0 | 0 | 0 | 0 | 0 | 0 | 0 | 0 | 0
F1_Industrial_Industrial - WA_Existing_Space Heating_Natural Gas_Strategic Energy Management_A_Achievable Economic RVT Potential | F1 | Industrial | Industrial - WA | Existing | Space Heating | Natural Gas | Strategic Energy Management | A | Original Unit Energy Savings (kWh or therms) | Achievable Economic RVT Potential | 0 | 0 | 0.033661 | 0.033598 | 0.03353 | 0.033458 | 0.033383 | 0.033305 | 0.033225 | 0.033143 | 0.03306 | 0.032975 | 0.032891 | 0.032806 | 0.032721 | 0.032637 | 0.032553 | 0.03247 | 0.032388 | 0.032312 | 0.032242 | 0.032177 | 0.032117 | 0.032062 | 0.032012 | 0.031965 | 0.031922
F2_Industrial_Industrial - WA_Existing_Space Heating_Natural Gas_Strategic Energy Management_A_Achievable Economic RVT Potential | F2 | Industrial | Industrial - WA | Existing | Space Heating | Natural Gas | Strategic Energy Management | A | Original Unit Summer Peak Savings (kW) | Achievable Economic RVT Potential | 0 | 0 | 0 | 0 | 0 | 0 | 0 | 0 | 0 | 0 | 0 | 0 | 0 | 0 | 0 | 0 | 0 | 0 | 0 | 0 | 0 | 0 | 0 | 0 | 0 | 0 | 0
F3_Industrial_Industrial - WA_Existing_Space Heating_Natural Gas_Strategic Energy Management_A_Achievable Economic RVT Potential | F3 | Industrial | Industrial - WA | Existing | Space Heating | Natural Gas | Strategic Energy Management | A | Original Unit Winter Peak Savings (kW) | Achievable Economic RVT Potential | 0 | 0 | 0 | 0 | 0 | 0 | 0 | 0 | 0 | 0 | 0 | 0 | 0 | 0 | 0 | 0 | 0 | 0 | 0 | 0 | 0 | 0 | 0 | 0 | 0 | 0 | 0
F4_Industrial_Industrial - WA_Existing_Space Heating_Natural Gas_Strategic Energy Management_A_Achievable Economic RVT Potential | F4 | Industrial | Industrial - WA | Existing | Space Heating | Natural Gas | Strategic Energy Management | A | Standalone Impact on Baseline Energy (%) | Achievable Economic RVT Potential | 0 | 0 | 0 | 0 | 0 | 0 | 0 | 0 | 0 | 0 | 0 | 0 | 0 | 0 | 0 | 0 | 0 | 0 | 0 | 0 | 0 | 0 | 0 | 0 | 0 | 0 | 0
F5_Industrial_Industrial - WA_Existing_Space Heating_Natural Gas_Strategic Energy Management_A_Achievable Economic RVT Potential | F5 | Industrial | Industrial - WA | Existing | Space Heating | Natural Gas | Strategic Energy Management | A | Standalone Impact on Baseline Summer Peak (%) | Achievable Economic RVT Potential | 0 | 0 | 0 | 0 | 0 | 0 | 0 | 0 | 0 | 0 | 0 | 0 | 0 | 0 | 0 | 0 | 0 | 0 | 0 | 0 | 0 | 0 | 0 | 0 | 0 | 0 | 0
F6_Industrial_Industrial - WA_Existing_Space Heating_Natural Gas_Strategic Energy Management_A_Achievable Economic RVT Potential | F6 | Industrial | Industrial - WA | Existing | Space Heating | Natural Gas | Strategic Energy Management | A | Standalone Impact on Baseline Winter Peak (%) | Achievable Economic RVT Potential | 0 | 0 | 0 | 0 | 0 | 0 | 0 | 0 | 0 | 0 | 0 | 0 | 0 | 0 | 0 | 0 | 0 | 0 | 0 | 0 | 0 | 0 | 0 | 0 | 0 | 0 | 0
F7_Industrial_Industrial - WA_Existing_Space Heating_Natural Gas_Strategic Energy Management_A_Achievable Economic RVT Potential | F7 | Industrial | Industrial - WA | Existing | Space Heating | Natural Gas | Strategic Energy Management | A | Incremental Energy Savings (MWh or mTherms) | Achievable Economic RVT Potential | 0 | 0 | 0 | 0 | 0 | 0 | 0 | 0 | 0 | 0 | 0 | 0 | 0 | 0 | 0 | 0 | 0 | 0 | 0 | 0 | 0 | 0 | 0 | 0 | 0 | 0 | 0
F8_Industrial_Industrial - WA_Existing_Space Heating_Natural Gas_Strategic Energy Management_A_Achievable Economic RVT Potential | F8 | Industrial | Industrial - WA | Existing | Space Heating | Natural Gas | Strategic Energy Management | A | Incremental Summer Peak Savings (MW) | Achievable Economic RVT Potential | 0 | 0 | 0 | 0 | 0 | 0 | 0 | 0 | 0 | 0 | 0 | 0 | 0 | 0 | 0 | 0 | 0 | 0 | 0 | 0 | 0 | 0 | 0 | 0 | 0 | 0 | 0
F9_Industrial_Industrial - WA_Existing_Space Heating_Natural Gas_Strategic Energy Management_A_Achievable Economic RVT Potential | F9 | Industrial | Industrial - WA | Existing | Space Heating | Natural Gas | Strategic Energy Management | A | Incremental Winter Peak Savings (MW) | Achievable Economic RVT Potential | 0 | 0 | 0 | 0 | 0 | 0 | 0 | 0 | 0 | 0 | 0 | 0 | 0 | 0 | 0 | 0 | 0 | 0 | 0 | 0 | 0 | 0 | 0 | 0 | 0 | 0 | 0
F10_Industrial_Industrial - WA_Existing_Space Heating_Natural Gas_Strategic Energy Management_A_Achievable Economic RVT Potential | F10 | Industrial | Industrial - WA | Existing | Space Heating | Natural Gas | Strategic Energy Management | A | Cumulative Energy Savings (MWh or mTherms) | Achievable Economic RVT Potential | 0 | 0 | 0 | 0 | 0 | 0 | 0 | 0 | 0 | 0 | 0 | 0 | 0 | 0 | 0 | 0 | 0 | 0 | 0 | 0 | 0 | 0 | 0 | 0 | 0 | 0 | 0
F11_Industrial_Industrial - WA_Existing_Space Heating_Natural Gas_Strategic Energy Management_A_Achievable Economic RVT Potential | F11 | Industrial | Industrial - WA | Existing | Space Heating | Natural Gas | Strategic Energy Management | A | Cumulative Summer Peak Savings (MW) | Achievable Economic RVT Potential | 0 | 0 | 0 | 0 | 0 | 0 | 0 | 0 | 0 | 0 | 0 | 0 | 0 | 0 | 0 | 0 | 0 | 0 | 0 | 0 | 0 | 0 | 0 | 0 | 0 | 0 | 0
F12_Industrial_Industrial - WA_Existing_Space Heating_Natural Gas_Strategic Energy Management_A_Achievable Economic RVT Potential | F12 | Industrial | Industrial - WA | Existing | Space Heating | Natural Gas | Strategic Energy Management | A | Cumulative Winter Peak Savings (MW) | Achievable Economic RVT Potential | 0 | 0 | 0 | 0 | 0 | 0 | 0 | 0 | 0 | 0 | 0 | 0 | 0 | 0 | 0 | 0 | 0 | 0 | 0 | 0 | 0 | 0 | 0 | 0 | 0 | 0 | 0
F13_Industrial_Industrial - WA_Existing_Space Heating_Natural Gas_Strategic Energy Management_A_Achievable Economic RVT Potential | F13 | Industrial | Industrial - WA | Existing | Space Heating | Natural Gas | Strategic Energy Management | A | Purchases (Incremental) | Achievable Economic RVT Potential | 0 | 0 | 0 | 0 | 0 | 0 | 0 | 0 | 0 | 0 | 0 | 0 | 0 | 0 | 0 | 0 | 0 | 0 | 0 | 0 | 0 | 0 | 0 | 0 | 0 | 0 | 0
F14_Industrial_Industrial - WA_Existing_Space Heating_Natural Gas_Strategic Energy Management_A_Achievable Economic RVT Potential | F14 | Industrial | Industrial - WA | Existing | Space Heating | Natural Gas | Strategic Energy Management | A | Purchases (Cumulative) | Achievable Economic RVT Potential | 0 | 0 | 0 | 0 | 0 | 0 | 0 | 0 | 0 | 0 | 0 | 0 | 0 | 0 | 0 | 0 | 0 | 0 | 0 | 0 | 0 | 0 | 0 | 0 | 0 | 0 | 0
F1_Industrial_Industrial - WA_Existing_Process_Natural Gas_Strategic Energy Management_A_Achievable Economic RVT Potential | F1 | Industrial | Industrial - WA | Existing | Process | Natural Gas | Strategic Energy Management | A | Original Unit Energy Savings (kWh or therms) | Achievable Economic RVT Potential | 0 | 0 | 0.11556 | 0.11556 | 0.11556 | 0.11556 | 0.11556 | 0.11556 | 0.11556 | 0.11556 | 0.11556 | 0.11556 | 0.11556 | 0.11556 | 0.11556 | 0.11556 | 0.11556 | 0.11556 | 0.11556 | 0.11556 | 0.11556 | 0.11556 | 0.11556 | 0.11556 | 0.11556 | 0.11556 | 0.11556
F2_Industrial_Industrial - WA_Existing_Process_Natural Gas_Strategic Energy Management_A_Achievable Economic RVT Potential | F2 | Industrial | Industrial - WA | Existing | Process | Natural Gas | Strategic Energy Management | A | Original Unit Summer Peak Savings (kW) | Achievable Economic RVT Potential | 0 | 0 | 0 | 0 | 0 | 0 | 0 | 0 | 0 | 0 | 0 | 0 | 0 | 0 | 0 | 0 | 0 | 0 | 0 | 0 | 0 | 0 | 0 | 0 | 0 | 0 | 0
F3_Industrial_Industrial - WA_Existing_Process_Natural Gas_Strategic Energy Management_A_Achievable Economic RVT Potential | F3 | Industrial | Industrial - WA | Existing | Process | Natural Gas | Strategic Energy Management | A | Original Unit Winter Peak Savings (kW) | Achievable Economic RVT Potential | 0 | 0 | 0 | 0 | 0 | 0 | 0 | 0 | 0 | 0 | 0 | 0 | 0 | 0 | 0 | 0 | 0 | 0 | 0 | 0 | 0 | 0 | 0 | 0 | 0 | 0 | 0
F4_Industrial_Industrial - WA_Existing_Process_Natural Gas_Strategic Energy Management_A_Achievable Economic RVT Potential | F4 | Industrial | Industrial - WA | Existing | Process | Natural Gas | Strategic Energy Management | A | Standalone Impact on Baseline Energy (%) | Achievable Economic RVT Potential | 0 | 0 | 0 | 0 | 0 | 0 | 0 | 0 | 0 | 0 | 0 | 0 | 0 | 0 | 0 | 0 | 0 | 0 | 0 | 0 | 0 | 0 | 0 | 0 | 0 | 0 | 0
F5_Industrial_Industrial - WA_Existing_Process_Natural Gas_Strategic Energy Management_A_Achievable Economic RVT Potential | F5 | Industrial | Industrial - WA | Existing | Process | Natural Gas | Strategic Energy Management | A | Standalone Impact on Baseline Summer Peak (%) | Achievable Economic RVT Potential | 0 | 0 | 0 | 0 | 0 | 0 | 0 | 0 | 0 | 0 | 0 | 0 | 0 | 0 | 0 | 0 | 0 | 0 | 0 | 0 | 0 | 0 | 0 | 0 | 0 | 0 | 0
F6_Industrial_Industrial - WA_Existing_Process_Natural Gas_Strategic Energy Management_A_Achievable Economic RVT Potential | F6 | Industrial | Industrial - WA | Existing | Process | Natural Gas | Strategic Energy Management | A | Standalone Impact on Baseline Winter Peak (%) | Achievable Economic RVT Potential | 0 | 0 | 0 | 0 | 0 | 0 | 0 | 0 | 0 | 0 | 0 | 0 | 0 | 0 | 0 | 0 | 0 | 0 | 0 | 0 | 0 | 0 | 0 | 0 | 0 | 0 | 0
F7_Industrial_Industrial - WA_Existing_Process_Natural Gas_Strategic Energy Management_A_Achievable Economic RVT Potential | F7 | Industrial | Industrial - WA | Existing | Process | Natural Gas | Strategic Energy Management | A | Incremental Energy Savings (MWh or mTherms) | Achievable Economic RVT Potential | 0 | 0 | 0 | 0 | 0 | 0 | 0 | 0 | 0 | 0 | 0 | 0 | 0 | 0 | 0 | 0 | 0 | 0 | 0 | 0 | 0 | 0 | 0 | 0 | 0 | 0 | 0
F8_Industrial_Industrial - WA_Existing_Process_Natural Gas_Strategic Energy Management_A_Achievable Economic RVT Potential | F8 | Industrial | Industrial - WA | Existing | Process | Natural Gas | Strategic Energy Management | A | Incremental Summer Peak Savings (MW) | Achievable Economic RVT Potential | 0 | 0 | 0 | 0 | 0 | 0 | 0 | 0 | 0 | 0 | 0 | 0 | 0 | 0 | 0 | 0 | 0 | 0 | 0 | 0 | 0 | 0 | 0 | 0 | 0 | 0 | 0
F9_Industrial_Industrial - WA_Existing_Process_Natural Gas_Strategic Energy Management_A_Achievable Economic RVT Potential | F9 | Industrial | Industrial - WA | Existing | Process | Natural Gas | Strategic Energy Management | A | Incremental Winter Peak Savings (MW) | Achievable Economic RVT Potential | 0 | 0 | 0 | 0 | 0 | 0 | 0 | 0 | 0 | 0 | 0 | 0 | 0 | 0 | 0 | 0 | 0 | 0 | 0 | 0 | 0 | 0 | 0 | 0 | 0 | 0 | 0
F10_Industrial_Industrial - WA_Existing_Process_Natural Gas_Strategic Energy Management_A_Achievable Economic RVT Potential | F10 | Industrial | Industrial - WA | Existing | Process | Natural Gas | Strategic Energy Management | A | Cumulative Energy Savings (MWh or mTherms) | Achievable Economic RVT Potential | 0 | 0 | 0 | 0 | 0 | 0 | 0 | 0 | 0 | 0 | 0 | 0 | 0 | 0 | 0 | 0 | 0 | 0 | 0 | 0 | 0 | 0 | 0 | 0 | 0 | 0 | 0
F11_Industrial_Industrial - WA_Existing_Process_Natural Gas_Strategic Energy Management_A_Achievable Economic RVT Potential | F11 | Industrial | Industrial - WA | Existing | Process | Natural Gas | Strategic Energy Management | A | Cumulative Summer Peak Savings (MW) | Achievable Economic RVT Potential | 0 | 0 | 0 | 0 | 0 | 0 | 0 | 0 | 0 | 0 | 0 | 0 | 0 | 0 | 0 | 0 | 0 | 0 | 0 | 0 | 0 | 0 | 0 | 0 | 0 | 0 | 0
F12_Industrial_Industrial - WA_Existing_Process_Natural Gas_Strategic Energy Management_A_Achievable Economic RVT Potential | F12 | Industrial | Industrial - WA | Existing | Process | Natural Gas | Strategic Energy Management | A | Cumulative Winter Peak Savings (MW) | Achievable Economic RVT Potential | 0 | 0 | 0 | 0 | 0 | 0 | 0 | 0 | 0 | 0 | 0 | 0 | 0 | 0 | 0 | 0 | 0 | 0 | 0 | 0 | 0 | 0 | 0 | 0 | 0 | 0 | 0
F13_Industrial_Industrial - WA_Existing_Process_Natural Gas_Strategic Energy Management_A_Achievable Economic RVT Potential | F13 | Industrial | Industrial - WA | Existing | Process | Natural Gas | Strategic Energy Management | A | Purchases (Incremental) | Achievable Economic RVT Potential | 0 | 0 | 0 | 0 | 0 | 0 | 0 | 0 | 0 | 0 | 0 | 0 | 0 | 0 | 0 | 0 | 0 | 0 | 0 | 0 | 0 | 0 | 0 | 0 | 0 | 0 | 0
F14_Industrial_Industrial - WA_Existing_Process_Natural Gas_Strategic Energy Management_A_Achievable Economic RVT Potential | F14 | Industrial | Industrial - WA | Existing | Process | Natural Gas | Strategic Energy Management | A | Purchases (Cumulative) | Achievable Economic RVT Potential | 0 | 0 | 0 | 0 | 0 | 0 | 0 | 0 | 0 | 0 | 0 | 0 | 0 | 0 | 0 | 0 | 0 | 0 | 0 | 0 | 0 | 0 | 0 | 0 | 0 | 0 | 0
F1_Industrial_Industrial - WA_Existing_Miscellaneous_Natural Gas_Strategic Energy Management_A_Achievable Economic RVT Potential | F1 | Industrial | Industrial - WA | Existing | Miscellaneous | Natural Gas | Strategic Energy Management | A | Original Unit Energy Savings (kWh or therms) | Achievable Economic RVT Potential | 0 | 0 | 0.025233 | 0.025233 | 0.025233 | 0.025233 | 0.025233 | 0.025233 | 0.025233 | 0.025233 | 0.025233 | 0.025233 | 0.025233 | 0.025233 | 0.025233 | 0.025233 | 0.025233 | 0.025233 | 0.025233 | 0.025233 | 0.025233 | 0.025233 | 0.025233 | 0.025233 | 0.025233 | 0.025233 | 0.025233
F2_Industrial_Industrial - WA_Existing_Miscellaneous_Natural Gas_Strategic Energy Management_A_Achievable Economic RVT Potential | F2 | Industrial | Industrial - WA | Existing | Miscellaneous | Natural Gas | Strategic Energy Management | A | Original Unit Summer Peak Savings (kW) | Achievable Economic RVT Potential | 0 | 0 | 0 | 0 | 0 | 0 | 0 | 0 | 0 | 0 | 0 | 0 | 0 | 0 | 0 | 0 | 0 | 0 | 0 | 0 | 0 | 0 | 0 | 0 | 0 | 0 | 0
F3_Industrial_Industrial - WA_Existing_Miscellaneous_Natural Gas_Strategic Energy Management_A_Achievable Economic RVT Potential | F3 | Industrial | Industrial - WA | Existing | Miscellaneous | Natural Gas | Strategic Energy Management | A | Original Unit Winter Peak Savings (kW) | Achievable Economic RVT Potential | 0 | 0 | 0 | 0 | 0 | 0 | 0 | 0 | 0 | 0 | 0 | 0 | 0 | 0 | 0 | 0 | 0 | 0 | 0 | 0 | 0 | 0 | 0 | 0 | 0 | 0 | 0
F4_Industrial_Industrial - WA_Existing_Miscellaneous_Natural Gas_Strategic Energy Management_A_Achievable Economic RVT Potential | F4 | Industrial | Industrial - WA | Existing | Miscellaneous | Natural Gas | Strategic Energy Management | A | Standalone Impact on Baseline Energy (%) | Achievable Economic RVT Potential | 0 | 0 | 0 | 0 | 0 | 0 | 0 | 0 | 0 | 0 | 0 | 0 | 0 | 0 | 0 | 0 | 0 | 0 | 0 | 0 | 0 | 0 | 0 | 0 | 0 | 0 | 0
F5_Industrial_Industrial - WA_Existing_Miscellaneous_Natural Gas_Strategic Energy Management_A_Achievable Economic RVT Potential | F5 | Industrial | Industrial - WA | Existing | Miscellaneous | Natural Gas | Strategic Energy Management | A | Standalone Impact on Baseline Summer Peak (%) | Achievable Economic RVT Potential | 0 | 0 | 0 | 0 | 0 | 0 | 0 | 0 | 0 | 0 | 0 | 0 | 0 | 0 | 0 | 0 | 0 | 0 | 0 | 0 | 0 | 0 | 0 | 0 | 0 | 0 | 0
F6_Industrial_Industrial - WA_Existing_Miscellaneous_Natural Gas_Strategic Energy Management_A_Achievable Economic RVT Potential | F6 | Industrial | Industrial - WA | Existing | Miscellaneous | Natural Gas | Strategic Energy Management | A | Standalone Impact on Baseline Winter Peak (%) | Achievable Economic RVT Potential | 0 | 0 | 0 | 0 | 0 | 0 | 0 | 0 | 0 | 0 | 0 | 0 | 0 | 0 | 0 | 0 | 0 | 0 | 0 | 0 | 0 | 0 | 0 | 0 | 0 | 0 | 0
F7_Industrial_Industrial - WA_Existing_Miscellaneous_Natural Gas_Strategic Energy Management_A_Achievable Economic RVT Potential | F7 | Industrial | Industrial - WA | Existing | Miscellaneous | Natural Gas | Strategic Energy Management | A | Incremental Energy Savings (MWh or mTherms) | Achievable Economic RVT Potential | 0 | 0 | 0 | 0 | 0 | 0 | 0 | 0 | 0 | 0 | 0 | 0 | 0 | 0 | 0 | 0 | 0 | 0 | 0 | 0 | 0 | 0 | 0 | 0 | 0 | 0 | 0
F8_Industrial_Industrial - WA_Existing_Miscellaneous_Natural Gas_Strategic Energy Management_A_Achievable Economic RVT Potential | F8 | Industrial | Industrial - WA | Existing | Miscellaneous | Natural Gas | Strategic Energy Management | A | Incremental Summer Peak Savings (MW) | Achievable Economic RVT Potential | 0 | 0 | 0 | 0 | 0 | 0 | 0 | 0 | 0 | 0 | 0 | 0 | 0 | 0 | 0 | 0 | 0 | 0 | 0 | 0 | 0 | 0 | 0 | 0 | 0 | 0 | 0
F9_Industrial_Industrial - WA_Existing_Miscellaneous_Natural Gas_Strategic Energy Management_A_Achievable Economic RVT Potential | F9 | Industrial | Industrial - WA | Existing | Miscellaneous | Natural Gas | Strategic Energy Management | A | Incremental Winter Peak Savings (MW) | Achievable Economic RVT Potential | 0 | 0 | 0 | 0 | 0 | 0 | 0 | 0 | 0 | 0 | 0 | 0 | 0 | 0 | 0 | 0 | 0 | 0 | 0 | 0 | 0 | 0 | 0 | 0 | 0 | 0 | 0
F10_Industrial_Industrial - WA_Existing_Miscellaneous_Natural Gas_Strategic Energy Management_A_Achievable Economic RVT Potential | F10 | Industrial | Industrial - WA | Existing | Miscellaneous | Natural Gas | Strategic Energy Management | A | Cumulative Energy Savings (MWh or mTherms) | Achievable Economic RVT Potential | 0 | 0 | 0 | 0 | 0 | 0 | 0 | 0 | 0 | 0 | 0 | 0 | 0 | 0 | 0 | 0 | 0 | 0 | 0 | 0 | 0 | 0 | 0 | 0 | 0 | 0 | 0
F11_Industrial_Industrial - WA_Existing_Miscellaneous_Natural Gas_Strategic Energy Management_A_Achievable Economic RVT Potential | F11 | Industrial | Industrial - WA | Existing | Miscellaneous | Natural Gas | Strategic Energy Management | A | Cumulative Summer Peak Savings (MW) | Achievable Economic RVT Potential | 0 | 0 | 0 | 0 | 0 | 0 | 0 | 0 | 0 | 0 | 0 | 0 | 0 | 0 | 0 | 0 | 0 | 0 | 0 | 0 | 0 | 0 | 0 | 0 | 0 | 0 | 0
F12_Industrial_Industrial - WA_Existing_Miscellaneous_Natural Gas_Strategic Energy Management_A_Achievable Economic RVT Potential | F12 | Industrial | Industrial - WA | Existing | Miscellaneous | Natural Gas | Strategic Energy Management | A | Cumulative Winter Peak Savings (MW) | Achievable Economic RVT Potential | 0 | 0 | 0 | 0 | 0 | 0 | 0 | 0 | 0 | 0 | 0 | 0 | 0 | 0 | 0 | 0 | 0 | 0 | 0 | 0 | 0 | 0 | 0 | 0 | 0 | 0 | 0
F13_Industrial_Industrial - WA_Existing_Miscellaneous_Natural Gas_Strategic Energy Management_A_Achievable Economic RVT Potential | F13 | Industrial | Industrial - WA | Existing | Miscellaneous | Natural Gas | Strategic Energy Management | A | Purchases (Incremental) | Achievable Economic RVT Potential | 0 | 0 | 0 | 0 | 0 | 0 | 0 | 0 | 0 | 0 | 0 | 0 | 0 | 0 | 0 | 0 | 0 | 0 | 0 | 0 | 0 | 0 | 0 | 0 | 0 | 0 | 0
F14_Industrial_Industrial - WA_Existing_Miscellaneous_Natural Gas_Strategic Energy Management_A_Achievable Economic RVT Potential | F14 | Industrial | Industrial - WA | Existing | Miscellaneous | Natural Gas | Strategic Energy Management | A | Purchases (Cumulative) | Achievable Economic RVT Potential | 0 | 0 | 0 | 0 | 0 | 0 | 0 | 0 | 0 | 0 | 0 | 0 | 0 | 0 | 0 | 0 | 0 | 0 | 0 | 0 | 0 | 0 | 0 | 0 | 0 | 0 | 0
F1_Industrial_Industrial - WA_Existing_Space Heating_Natural Gas_Retrocommissioning_A_Achievable Economic RVT Potential | F1 | Industrial | Industrial - WA | Existing | Space Heating | Natural Gas | Retrocommissioning | A | Original Unit Energy Savings (kWh or therms) | Achievable Economic RVT Potential | 0 | 0 | 0.041332 | 0.041255 | 0.041171 | 0.041083 | 0.040991 | 0.040895 | 0.040797 | 0.040696 | 0.040594 | 0.040491 | 0.040387 | 0.040283 | 0.040178 | 0.040075 | 0.039972 | 0.03987 | 0.03977 | 0.039677 | 0.03959 | 0.03951 | 0.039437 | 0.039369 | 0.039307 | 0.03925 | 0.039198
F2_Industrial_Industrial - WA_Existing_Space Heating_Natural Gas_Retrocommissioning_A_Achievable Economic RVT Potential | F2 | Industrial | Industrial - WA | Existing | Space Heating | Natural Gas | Retrocommissioning | A | Original Unit Summer Peak Savings (kW) | Achievable Economic RVT Potential | 0 | 0 | 0 | 0 | 0 | 0 | 0 | 0 | 0 | 0 | 0 | 0 | 0 | 0 | 0 | 0 | 0 | 0 | 0 | 0 | 0 | 0 | 0 | 0 | 0 | 0 | 0
F3_Industrial_Industrial - WA_Existing_Space Heating_Natural Gas_Retrocommissioning_A_Achievable Economic RVT Potential | F3 | Industrial | Industrial - WA | Existing | Space Heating | Natural Gas | Retrocommissioning | A | Original Unit Winter Peak Savings (kW) | Achievable Economic RVT Potential | 0 | 0 | 0 | 0 | 0 | 0 | 0 | 0 | 0 | 0 | 0 | 0 | 0 | 0 | 0 | 0 | 0 | 0 | 0 | 0 | 0 | 0 | 0 | 0 | 0 | 0 | 0
F4_Industrial_Industrial - WA_Existing_Space Heating_Natural Gas_Retrocommissioning_A_Achievable Economic RVT Potential | F4 | Industrial | Industrial - WA | Existing | Space Heating | Natural Gas | Retrocommissioning | A | Standalone Impact on Baseline Energy (%) | Achievable Economic RVT Potential | 0 | 0 | 0.0004386 | 0.00098483 | 0.0016611 | 0.0019932 | 0.0023333 | 0.0027001 | 0.0030606 | 0.0033383 | 0.0033994 | 0.0034591 | 0.0035198 | 0.0035815 | 0.0036443 | 0.0037083 | 0.0037733 | 0.0038395 | 0.0039069 | 0.0039754 | 0.0040452 | 0.0041162 | 0.0041884 | 0.0042618 | 0.0043366 | 0.0044127 | 0.0044901
F5_Industrial_Industrial - WA_Existing_Space Heating_Natural Gas_Retrocommissioning_A_Achievable Economic RVT Potential | F5 | Industrial | Industrial - WA | Existing | Space Heating | Natural Gas | Retrocommissioning | A | Standalone Impact on Baseline Summer Peak (%) | Achievable Economic RVT Potential | 0 | 0 | 0 | 0 | 0 | 0 | 0 | 0 | 0 | 0 | 0 | 0 | 0 | 0 | 0 | 0 | 0 | 0 | 0 | 0 | 0 | 0 | 0 | 0 | 0 | 0 | 0
F6_Industrial_Industrial - WA_Existing_Space Heating_Natural Gas_Retrocommissioning_A_Achievable Economic RVT Potential | F6 | Industrial | Industrial - WA | Existing | Space Heating | Natural Gas | Retrocommissioning | A | Standalone Impact on Baseline Winter Peak (%) | Achievable Economic RVT Potential | 0 | 0 | 0 | 0 | 0 | 0 | 0 | 0 | 0 | 0 | 0 | 0 | 0 | 0 | 0 | 0 | 0 | 0 | 0 | 0 | 0 | 0 | 0 | 0 | 0 | 0 | 0
F7_Industrial_Industrial - WA_Existing_Space Heating_Natural Gas_Retrocommissioning_A_Achievable Economic RVT Potential | F7 | Industrial | Industrial - WA | Existing | Space Heating | Natural Gas | Retrocommissioning | A | Incremental Energy Savings (MWh or mTherms) | Achievable Economic RVT Potential | 0 | 0 | 0 | 0 | 0 | 0 | 0 | 0 | 0 | 0 | 0 | 0 | 0 | 0 | 0 | 0 | 0 | 0 | 0 | 0 | 0 | 0 | 0 | 0 | 0 | 0 | 0
F8_Industrial_Industrial - WA_Existing_Space Heating_Natural Gas_Retrocommissioning_A_Achievable Economic RVT Potential | F8 | Industrial | Industrial - WA | Existing | Space Heating | Natural Gas | Retrocommissioning | A | Incremental Summer Peak Savings (MW) | Achievable Economic RVT Potential | 0 | 0 | 0 | 0 | 0 | 0 | 0 | 0 | 0 | 0 | 0 | 0 | 0 | 0 | 0 | 0 | 0 | 0 | 0 | 0 | 0 | 0 | 0 | 0 | 0 | 0 | 0
F9_Industrial_Industrial - WA_Existing_Space Heating_Natural Gas_Retrocommissioning_A_Achievable Economic RVT Potential | F9 | Industrial | Industrial - WA | Existing | Space Heating | Natural Gas | Retrocommissioning | A | Incremental Winter Peak Savings (MW) | Achievable Economic RVT Potential | 0 | 0 | 0 | 0 | 0 | 0 | 0 | 0 | 0 | 0 | 0 | 0 | 0 | 0 | 0 | 0 | 0 | 0 | 0 | 0 | 0 | 0 | 0 | 0 | 0 | 0 | 0
F10_Industrial_Industrial - WA_Existing_Space Heating_Natural Gas_Retrocommissioning_A_Achievable Economic RVT Potential | F10 | Industrial | Industrial - WA | Existing | Space Heating | Natural Gas | Retrocommissioning | A | Cumulative Energy Savings (MWh or mTherms) | Achievable Economic RVT Potential | 0 | 0 | 0 | 0 | 0 | 0 | 0 | 0 | 0 | 0 | 0 | 0 | 0 | 0 | 0 | 0 | 0 | 0 | 0 | 0 | 0 | 0 | 0 | 0 | 0 | 0 | 0
F11_Industrial_Industrial - WA_Existing_Space Heating_Natural Gas_Retrocommissioning_A_Achievable Economic RVT Potential | F11 | Industrial | Industrial - WA | Existing | Space Heating | Natural Gas | Retrocommissioning | A | Cumulative Summer Peak Savings (MW) | Achievable Economic RVT Potential | 0 | 0 | 0 | 0 | 0 | 0 | 0 | 0 | 0 | 0 | 0 | 0 | 0 | 0 | 0 | 0 | 0 | 0 | 0 | 0 | 0 | 0 | 0 | 0 | 0 | 0 | 0
F12_Industrial_Industrial - WA_Existing_Space Heating_Natural Gas_Retrocommissioning_A_Achievable Economic RVT Potential | F12 | Industrial | Industrial - WA | Existing | Space Heating | Natural Gas | Retrocommissioning | A | Cumulative Winter Peak Savings (MW) | Achievable Economic RVT Potential | 0 | 0 | 0 | 0 | 0 | 0 | 0 | 0 | 0 | 0 | 0 | 0 | 0 | 0 | 0 | 0 | 0 | 0 | 0 | 0 | 0 | 0 | 0 | 0 | 0 | 0 | 0
F13_Industrial_Industrial - WA_Existing_Space Heating_Natural Gas_Retrocommissioning_A_Achievable Economic RVT Potential | F13 | Industrial | Industrial - WA | Existing | Space Heating | Natural Gas | Retrocommissioning | A | Purchases (Incremental) | Achievable Economic RVT Potential | 0 | 0 | 0 | 0 | 0 | 0 | 0 | 0 | 0 | 0 | 0 | 0 | 0 | 0 | 0 | 0 | 0 | 0 | 0 | 0 | 0 | 0 | 0 | 0 | 0 | 0 | 0
F14_Industrial_Industrial - WA_Existing_Space Heating_Natural Gas_Retrocommissioning_A_Achievable Economic RVT Potential | F14 | Industrial | Industrial - WA | Existing | Space Heating | Natural Gas | Retrocommissioning | A | Purchases (Cumulative) | Achievable Economic RVT Potential | 0 | 0 | 0 | 0 | 0 | 0 | 0 | 0 | 0 | 0 | 0 | 0 | 0 | 0 | 0 | 0 | 0 | 0 | 0 | 0 | 0 | 0 | 0 | 0 | 0 | 0 | 0
F1_Industrial_Industrial - WA_Existing_Process_Natural Gas_Retrocommissioning_A_Achievable Economic RVT Potential | F1 | Industrial | Industrial - WA | Existing | Process | Natural Gas | Retrocommissioning | A | Original Unit Energy Savings (kWh or therms) | Achievable Economic RVT Potential | 0 | 0 | 0 | 0 | 0 | 0 | 0 | 0 | 0 | 0 | 0 | 0 | 0 | 0 | 0 | 0 | 0 | 0 | 0 | 0 | 0 | 0 | 0 | 0 | 0 | 0 | 0
F2_Industrial_Industrial - WA_Existing_Process_Natural Gas_Retrocommissioning_A_Achievable Economic RVT Potential | F2 | Industrial | Industrial - WA | Existing | Process | Natural Gas | Retrocommissioning | A | Original Unit Summer Peak Savings (kW) | Achievable Economic RVT Potential | 0 | 0 | 0 | 0 | 0 | 0 | 0 | 0 | 0 | 0 | 0 | 0 | 0 | 0 | 0 | 0 | 0 | 0 | 0 | 0 | 0 | 0 | 0 | 0 | 0 | 0 | 0
F3_Industrial_Industrial - WA_Existing_Process_Natural Gas_Retrocommissioning_A_Achievable Economic RVT Potential | F3 | Industrial | Industrial - WA | Existing | Process | Natural Gas | Retrocommissioning | A | Original Unit Winter Peak Savings (kW) | Achievable Economic RVT Potential | 0 | 0 | 0 | 0 | 0 | 0 | 0 | 0 | 0 | 0 | 0 | 0 | 0 | 0 | 0 | 0 | 0 | 0 | 0 | 0 | 0 | 0 | 0 | 0 | 0 | 0 | 0
F4_Industrial_Industrial - WA_Existing_Process_Natural Gas_Retrocommissioning_A_Achievable Economic RVT Potential | F4 | Industrial | Industrial - WA | Existing | Process | Natural Gas | Retrocommissioning | A | Standalone Impact on Baseline Energy (%) | Achievable Economic RVT Potential | 0 | 0 | 0 | 0 | 0 | 0 | 0 | 0 | 0 | 0 | 0 | 0 | 0 | 0 | 0 | 0 | 0 | 0 | 0 | 0 | 0 | 0 | 0 | 0 | 0 | 0 | 0
F5_Industrial_Industrial - WA_Existing_Process_Natural Gas_Retrocommissioning_A_Achievable Economic RVT Potential | F5 | Industrial | Industrial - WA | Existing | Process | Natural Gas | Retrocommissioning | A | Standalone Impact on Baseline Summer Peak (%) | Achievable Economic RVT Potential | 0 | 0 | 0 | 0 | 0 | 0 | 0 | 0 | 0 | 0 | 0 | 0 | 0 | 0 | 0 | 0 | 0 | 0 | 0 | 0 | 0 | 0 | 0 | 0 | 0 | 0 | 0
F6_Industrial_Industrial - WA_Existing_Process_Natural Gas_Retrocommissioning_A_Achievable Economic RVT Potential | F6 | Industrial | Industrial - WA | Existing | Process | Natural Gas | Retrocommissioning | A | Standalone Impact on Baseline Winter Peak (%) | Achievable Economic RVT Potential | 0 | 0 | 0 | 0 | 0 | 0 | 0 | 0 | 0 | 0 | 0 | 0 | 0 | 0 | 0 | 0 | 0 | 0 | 0 | 0 | 0 | 0 | 0 | 0 | 0 | 0 | 0
F7_Industrial_Industrial - WA_Existing_Process_Natural Gas_Retrocommissioning_A_Achievable Economic RVT Potential | F7 | Industrial | Industrial - WA | Existing | Process | Natural Gas | Retrocommissioning | A | Incremental Energy Savings (MWh or mTherms) | Achievable Economic RVT Potential | 0 | 0 | 0 | 0 | 0 | 0 | 0 | 0 | 0 | 0 | 0 | 0 | 0 | 0 | 0 | 0 | 0 | 0 | 0 | 0 | 0 | 0 | 0 | 0 | 0 | 0 | 0
F8_Industrial_Industrial - WA_Existing_Process_Natural Gas_Retrocommissioning_A_Achievable Economic RVT Potential | F8 | Industrial | Industrial - WA | Existing | Process | Natural Gas | Retrocommissioning | A | Incremental Summer Peak Savings (MW) | Achievable Economic RVT Potential | 0 | 0 | 0 | 0 | 0 | 0 | 0 | 0 | 0 | 0 | 0 | 0 | 0 | 0 | 0 | 0 | 0 | 0 | 0 | 0 | 0 | 0 | 0 | 0 | 0 | 0 | 0
F9_Industrial_Industrial - WA_Existing_Process_Natural Gas_Retrocommissioning_A_Achievable Economic RVT Potential | F9 | Industrial | Industrial - WA | Existing | Process | Natural Gas | Retrocommissioning | A | Incremental Winter Peak Savings (MW) | Achievable Economic RVT Potential | 0 | 0 | 0 | 0 | 0 | 0 | 0 | 0 | 0 | 0 | 0 | 0 | 0 | 0 | 0 | 0 | 0 | 0 | 0 | 0 | 0 | 0 | 0 | 0 | 0 | 0 | 0
F10_Industrial_Industrial - WA_Existing_Process_Natural Gas_Retrocommissioning_A_Achievable Economic RVT Potential | F10 | Industrial | Industrial - WA | Existing | Process | Natural Gas | Retrocommissioning | A | Cumulative Energy Savings (MWh or mTherms) | Achievable Economic RVT Potential | 0 | 0 | 0 | 0 | 0 | 0 | 0 | 0 | 0 | 0 | 0 | 0 | 0 | 0 | 0 | 0 | 0 | 0 | 0 | 0 | 0 | 0 | 0 | 0 | 0 | 0 | 0
F11_Industrial_Industrial - WA_Existing_Process_Natural Gas_Retrocommissioning_A_Achievable Economic RVT Potential | F11 | Industrial | Industrial - WA | Existing | Process | Natural Gas | Retrocommissioning | A | Cumulative Summer Peak Savings (MW) | Achievable Economic RVT Potential | 0 | 0 | 0 | 0 | 0 | 0 | 0 | 0 | 0 | 0 | 0 | 0 | 0 | 0 | 0 | 0 | 0 | 0 | 0 | 0 | 0 | 0 | 0 | 0 | 0 | 0 | 0
F12_Industrial_Industrial - WA_Existing_Process_Natural Gas_Retrocommissioning_A_Achievable Economic RVT Potential | F12 | Industrial | Industrial - WA | Existing | Process | Natural Gas | Retrocommissioning | A | Cumulative Winter Peak Savings (MW) | Achievable Economic RVT Potential | 0 | 0 | 0 | 0 | 0 | 0 | 0 | 0 | 0 | 0 | 0 | 0 | 0 | 0 | 0 | 0 | 0 | 0 | 0 | 0 | 0 | 0 | 0 | 0 | 0 | 0 | 0
F13_Industrial_Industrial - WA_Existing_Process_Natural Gas_Retrocommissioning_A_Achievable Economic RVT Potential | F13 | Industrial | Industrial - WA | Existing | Process | Natural Gas | Retrocommissioning | A | Purchases (Incremental) | Achievable Economic RVT Potential | 0 | 0 | 0 | 0 | 0 | 0 | 0 | 0 | 0 | 0 | 0 | 0 | 0 | 0 | 0 | 0 | 0 | 0 | 0 | 0 | 0 | 0 | 0 | 0 | 0 | 0 | 0
F14_Industrial_Industrial - WA_Existing_Process_Natural Gas_Retrocommissioning_A_Achievable Economic RVT Potential | F14 | Industrial | Industrial - WA | Existing | Process | Natural Gas | Retrocommissioning | A | Purchases (Cumulative) | Achievable Economic RVT Potential | 0 | 0 | 0 | 0 | 0 | 0 | 0 | 0 | 0 | 0 | 0 | 0 | 0 | 0 | 0 | 0 | 0 | 0 | 0 | 0 | 0 | 0 | 0 | 0 | 0 | 0 | 0
F1_Industrial_Industrial - WA_New_Space Heating_Natural Gas_Insulation - Ceiling_A_Achievable Economic RVT Potential | F1 | Industrial | Industrial - WA | New | Space Heating | Natural Gas | Insulation - Ceiling | A | Original Unit Energy Savings (kWh or therms) | Achievable Economic RVT Potential | 0 | 0 | 0.074993 | 0.074397 | 0.074103 | 0.073927 | 0.073828 | 0.073744 | 0.073672 | 0.073609 | 0.073555 | 0.073506 | 0.073464 | 0.073425 | 0.073391 | 0.073359 | 0.073331 | 0.073305 | 0.073281 | 0.073232 | 0.073166 | 0.073107 | 0.073055 | 0.073009 | 0.072968 | 0.072932 | 0.072899
F2_Industrial_Industrial - WA_New_Space Heating_Natural Gas_Insulation - Ceiling_A_Achievable Economic RVT Potential | F2 | Industrial | Industrial - WA | New | Space Heating | Natural Gas | Insulation - Ceiling | A | Original Unit Summer Peak Savings (kW) | Achievable Economic RVT Potential | 0 | 0 | 0 | 0 | 0 | 0 | 0 | 0 | 0 | 0 | 0 | 0 | 0 | 0 | 0 | 0 | 0 | 0 | 0 | 0 | 0 | 0 | 0 | 0 | 0 | 0 | 0
F3_Industrial_Industrial - WA_New_Space Heating_Natural Gas_Insulation - Ceiling_A_Achievable Economic RVT Potential | F3 | Industrial | Industrial - WA | New | Space Heating | Natural Gas | Insulation - Ceiling | A | Original Unit Winter Peak Savings (kW) | Achievable Economic RVT Potential | 0 | 0 | 0 | 0 | 0 | 0 | 0 | 0 | 0 | 0 | 0 | 0 | 0 | 0 | 0 | 0 | 0 | 0 | 0 | 0 | 0 | 0 | 0 | 0 | 0 | 0 | 0
F4_Industrial_Industrial - WA_New_Space Heating_Natural Gas_Insulation - Ceiling_A_Achievable Economic RVT Potential | F4 | Industrial | Industrial - WA | New | Space Heating | Natural Gas | Insulation - Ceiling | A | Standalone Impact on Baseline Energy (%) | Achievable Economic RVT Potential | 0 | 0 | 0 | 0 | 0 | 0 | 0 | 0 | 0 | 0 | 0 | 0 | 0 | 0 | 0 | 0 | 0 | 0 | 0 | 0 | 0 | 0 | 0 | 0 | 0 | 0 | 0
F5_Industrial_Industrial - WA_New_Space Heating_Natural Gas_Insulation - Ceiling_A_Achievable Economic RVT Potential | F5 | Industrial | Industrial - WA | New | Space Heating | Natural Gas | Insulation - Ceiling | A | Standalone Impact on Baseline Summer Peak (%) | Achievable Economic RVT Potential | 0 | 0 | 0 | 0 | 0 | 0 | 0 | 0 | 0 | 0 | 0 | 0 | 0 | 0 | 0 | 0 | 0 | 0 | 0 | 0 | 0 | 0 | 0 | 0 | 0 | 0 | 0
F6_Industrial_Industrial - WA_New_Space Heating_Natural Gas_Insulation - Ceiling_A_Achievable Economic RVT Potential | F6 | Industrial | Industrial - WA | New | Space Heating | Natural Gas | Insulation - Ceiling | A | Standalone Impact on Baseline Winter Peak (%) | Achievable Economic RVT Potential | 0 | 0 | 0 | 0 | 0 | 0 | 0 | 0 | 0 | 0 | 0 | 0 | 0 | 0 | 0 | 0 | 0 | 0 | 0 | 0 | 0 | 0 | 0 | 0 | 0 | 0 | 0
F7_Industrial_Industrial - WA_New_Space Heating_Natural Gas_Insulation - Ceiling_A_Achievable Economic RVT Potential | F7 | Industrial | Industrial - WA | New | Space Heating | Natural Gas | Insulation - Ceiling | A | Incremental Energy Savings (MWh or mTherms) | Achievable Economic RVT Potential | 0 | 0 | 0 | 0 | 0 | 0 | 0 | 0 | 0 | 0 | 0 | 0 | 0 | 0 | 0 | 0 | 0 | 0 | 0 | 0 | 0 | 0 | 0 | 0 | 0 | 0 | 0
F8_Industrial_Industrial - WA_New_Space Heating_Natural Gas_Insulation - Ceiling_A_Achievable Economic RVT Potential | F8 | Industrial | Industrial - WA | New | Space Heating | Natural Gas | Insulation - Ceiling | A | Incremental Summer Peak Savings (MW) | Achievable Economic RVT Potential | 0 | 0 | 0 | 0 | 0 | 0 | 0 | 0 | 0 | 0 | 0 | 0 | 0 | 0 | 0 | 0 | 0 | 0 | 0 | 0 | 0 | 0 | 0 | 0 | 0 | 0 | 0
F9_Industrial_Industrial - WA_New_Space Heating_Natural Gas_Insulation - Ceiling_A_Achievable Economic RVT Potential | F9 | Industrial | Industrial - WA | New | Space Heating | Natural Gas | Insulation - Ceiling | A | Incremental Winter Peak Savings (MW) | Achievable Economic RVT Potential | 0 | 0 | 0 | 0 | 0 | 0 | 0 | 0 | 0 | 0 | 0 | 0 | 0 | 0 | 0 | 0 | 0 | 0 | 0 | 0 | 0 | 0 | 0 | 0 | 0 | 0 | 0
F10_Industrial_Industrial - WA_New_Space Heating_Natural Gas_Insulation - Ceiling_A_Achievable Economic RVT Potential | F10 | Industrial | Industrial - WA | New | Space Heating | Natural Gas | Insulation - Ceiling | A | Cumulative Energy Savings (MWh or mTherms) | Achievable Economic RVT Potential | 0 | 0 | 0 | 0 | 0 | 0 | 0 | 0 | 0 | 0 | 0 | 0 | 0 | 0 | 0 | 0 | 0 | 0 | 0 | 0 | 0 | 0 | 0 | 0 | 0 | 0 | 0
F11_Industrial_Industrial - WA_New_Space Heating_Natural Gas_Insulation - Ceiling_A_Achievable Economic RVT Potential | F11 | Industrial | Industrial - WA | New | Space Heating | Natural Gas | Insulation - Ceiling | A | Cumulative Summer Peak Savings (MW) | Achievable Economic RVT Potential | 0 | 0 | 0 | 0 | 0 | 0 | 0 | 0 | 0 | 0 | 0 | 0 | 0 | 0 | 0 | 0 | 0 | 0 | 0 | 0 | 0 | 0 | 0 | 0 | 0 | 0 | 0
F12_Industrial_Industrial - WA_New_Space Heating_Natural Gas_Insulation - Ceiling_A_Achievable Economic RVT Potential | F12 | Industrial | Industrial - WA | New | Space Heating | Natural Gas | Insulation - Ceiling | A | Cumulative Winter Peak Savings (MW) | Achievable Economic RVT Potential | 0 | 0 | 0 | 0 | 0 | 0 | 0 | 0 | 0 | 0 | 0 | 0 | 0 | 0 | 0 | 0 | 0 | 0 | 0 | 0 | 0 | 0 | 0 | 0 | 0 | 0 | 0
F13_Industrial_Industrial - WA_New_Space Heating_Natural Gas_Insulation - Ceiling_A_Achievable Economic RVT Potential | F13 | Industrial | Industrial - WA | New | Space Heating | Natural Gas | Insulation - Ceiling | A | Purchases (Incremental) | Achievable Economic RVT Potential | 0 | 0 | 0 | 0 | 0 | 0 | 0 | 0 | 0 | 0 | 0 | 0 | 0 | 0 | 0 | 0 | 0 | 0 | 0 | 0 | 0 | 0 | 0 | 0 | 0 | 0 | 0
F14_Industrial_Industrial - WA_New_Space Heating_Natural Gas_Insulation - Ceiling_A_Achievable Economic RVT Potential | F14 | Industrial | Industrial - WA | New | Space Heating | Natural Gas | Insulation - Ceiling | A | Purchases (Cumulative) | Achievable Economic RVT Potential | 0 | 0 | 0 | 0 | 0 | 0 | 0 | 0 | 0 | 0 | 0 | 0 | 0 | 0 | 0 | 0 | 0 | 0 | 0 | 0 | 0 | 0 | 0 | 0 | 0 | 0 | 0
F1_Industrial_Industrial - WA_New_Space Heating_Natural Gas_Insulation - Wall Cavity_A_Achievable Economic RVT Potential | F1 | Industrial | Industrial - WA | New | Space Heating | Natural Gas | Insulation - Wall Cavity | A | Original Unit Energy Savings (kWh or therms) | Achievable Economic RVT Potential | 0 | 0 | 0.10856 | 0.1077 | 0.10727 | 0.10702 | 0.10688 | 0.10675 | 0.10665 | 0.10656 | 0.10648 | 0.10641 | 0.10635 | 0.10629 | 0.10624 | 0.1062 | 0.10616 | 0.10612 | 0.10608 | 0.10601 | 0.10592 | 0.10583 | 0.10576 | 0.10569 | 0.10563 | 0.10558 | 0.10553
F2_Industrial_Industrial - WA_New_Space Heating_Natural Gas_Insulation - Wall Cavity_A_Achievable Economic RVT Potential | F2 | Industrial | Industrial - WA | New | Space Heating | Natural Gas | Insulation - Wall Cavity | A | Original Unit Summer Peak Savings (kW) | Achievable Economic RVT Potential | 0 | 0 | 0 | 0 | 0 | 0 | 0 | 0 | 0 | 0 | 0 | 0 | 0 | 0 | 0 | 0 | 0 | 0 | 0 | 0 | 0 | 0 | 0 | 0 | 0 | 0 | 0
F3_Industrial_Industrial - WA_New_Space Heating_Natural Gas_Insulation - Wall Cavity_A_Achievable Economic RVT Potential | F3 | Industrial | Industrial - WA | New | Space Heating | Natural Gas | Insulation - Wall Cavity | A | Original Unit Winter Peak Savings (kW) | Achievable Economic RVT Potential | 0 | 0 | 0 | 0 | 0 | 0 | 0 | 0 | 0 | 0 | 0 | 0 | 0 | 0 | 0 | 0 | 0 | 0 | 0 | 0 | 0 | 0 | 0 | 0 | 0 | 0 | 0
F4_Industrial_Industrial - WA_New_Space Heating_Natural Gas_Insulation - Wall Cavity_A_Achievable Economic RVT Potential | F4 | Industrial | Industrial - WA | New | Space Heating | Natural Gas | Insulation - Wall Cavity | A | Standalone Impact on Baseline Energy (%) | Achievable Economic RVT Potential | 0 | 0 | 0 | 0 | 0 | 0 | 0 | 0 | 0 | 0 | 0 | 0 | 0 | 0 | 0 | 0 | 0 | 0 | 0 | 0 | 0 | 0 | 0 | 0 | 0 | 0 | 0
F5_Industrial_Industrial - WA_New_Space Heating_Natural Gas_Insulation - Wall Cavity_A_Achievable Economic RVT Potential | F5 | Industrial | Industrial - WA | New | Space Heating | Natural Gas | Insulation - Wall Cavity | A | Standalone Impact on Baseline Summer Peak (%) | Achievable Economic RVT Potential | 0 | 0 | 0 | 0 | 0 | 0 | 0 | 0 | 0 | 0 | 0 | 0 | 0 | 0 | 0 | 0 | 0 | 0 | 0 | 0 | 0 | 0 | 0 | 0 | 0 | 0 | 0
F6_Industrial_Industrial - WA_New_Space Heating_Natural Gas_Insulation - Wall Cavity_A_Achievable Economic RVT Potential | F6 | Industrial | Industrial - WA | New | Space Heating | Natural Gas | Insulation - Wall Cavity | A | Standalone Impact on Baseline Winter Peak (%) | Achievable Economic RVT Potential | 0 | 0 | 0 | 0 | 0 | 0 | 0 | 0 | 0 | 0 | 0 | 0 | 0 | 0 | 0 | 0 | 0 | 0 | 0 | 0 | 0 | 0 | 0 | 0 | 0 | 0 | 0
F7_Industrial_Industrial - WA_New_Space Heating_Natural Gas_Insulation - Wall Cavity_A_Achievable Economic RVT Potential | F7 | Industrial | Industrial - WA | New | Space Heating | Natural Gas | Insulation - Wall Cavity | A | Incremental Energy Savings (MWh or mTherms) | Achievable Economic RVT Potential | 0 | 0 | 0 | 0 | 0 | 0 | 0 | 0 | 0 | 0 | 0 | 0 | 0 | 0 | 0 | 0 | 0 | 0 | 0 | 0 | 0 | 0 | 0 | 0 | 0 | 0 | 0
F8_Industrial_Industrial - WA_New_Space Heating_Natural Gas_Insulation - Wall Cavity_A_Achievable Economic RVT Potential | F8 | Industrial | Industrial - WA | New | Space Heating | Natural Gas | Insulation - Wall Cavity | A | Incremental Summer Peak Savings (MW) | Achievable Economic RVT Potential | 0 | 0 | 0 | 0 | 0 | 0 | 0 | 0 | 0 | 0 | 0 | 0 | 0 | 0 | 0 | 0 | 0 | 0 | 0 | 0 | 0 | 0 | 0 | 0 | 0 | 0 | 0
F9_Industrial_Industrial - WA_New_Space Heating_Natural Gas_Insulation - Wall Cavity_A_Achievable Economic RVT Potential | F9 | Industrial | Industrial - WA | New | Space Heating | Natural Gas | Insulation - Wall Cavity | A | Incremental Winter Peak Savings (MW) | Achievable Economic RVT Potential | 0 | 0 | 0 | 0 | 0 | 0 | 0 | 0 | 0 | 0 | 0 | 0 | 0 | 0 | 0 | 0 | 0 | 0 | 0 | 0 | 0 | 0 | 0 | 0 | 0 | 0 | 0
F10_Industrial_Industrial - WA_New_Space Heating_Natural Gas_Insulation - Wall Cavity_A_Achievable Economic RVT Potential | F10 | Industrial | Industrial - WA | New | Space Heating | Natural Gas | Insulation - Wall Cavity | A | Cumulative Energy Savings (MWh or mTherms) | Achievable Economic RVT Potential | 0 | 0 | 0 | 0 | 0 | 0 | 0 | 0 | 0 | 0 | 0 | 0 | 0 | 0 | 0 | 0 | 0 | 0 | 0 | 0 | 0 | 0 | 0 | 0 | 0 | 0 | 0
F11_Industrial_Industrial - WA_New_Space Heating_Natural Gas_Insulation - Wall Cavity_A_Achievable Economic RVT Potential | F11 | Industrial | Industrial - WA | New | Space Heating | Natural Gas | Insulation - Wall Cavity | A | Cumulative Summer Peak Savings (MW) | Achievable Economic RVT Potential | 0 | 0 | 0 | 0 | 0 | 0 | 0 | 0 | 0 | 0 | 0 | 0 | 0 | 0 | 0 | 0 | 0 | 0 | 0 | 0 | 0 | 0 | 0 | 0 | 0 | 0 | 0
F12_Industrial_Industrial - WA_New_Space Heating_Natural Gas_Insulation - Wall Cavity_A_Achievable Economic RVT Potential | F12 | Industrial | Industrial - WA | New | Space Heating | Natural Gas | Insulation - Wall Cavity | A | Cumulative Winter Peak Savings (MW) | Achievable Economic RVT Potential | 0 | 0 | 0 | 0 | 0 | 0 | 0 | 0 | 0 | 0 | 0 | 0 | 0 | 0 | 0 | 0 | 0 | 0 | 0 | 0 | 0 | 0 | 0 | 0 | 0 | 0 | 0
F13_Industrial_Industrial - WA_New_Space Heating_Natural Gas_Insulation - Wall Cavity_A_Achievable Economic RVT Potential | F13 | Industrial | Industrial - WA | New | Space Heating | Natural Gas | Insulation - Wall Cavity | A | Purchases (Incremental) | Achievable Economic RVT Potential | 0 | 0 | 0 | 0 | 0 | 0 | 0 | 0 | 0 | 0 | 0 | 0 | 0 | 0 | 0 | 0 | 0 | 0 | 0 | 0 | 0 | 0 | 0 | 0 | 0 | 0 | 0
F14_Industrial_Industrial - WA_New_Space Heating_Natural Gas_Insulation - Wall Cavity_A_Achievable Economic RVT Potential | F14 | Industrial | Industrial - WA | New | Space Heating | Natural Gas | Insulation - Wall Cavity | A | Purchases (Cumulative) | Achievable Economic RVT Potential | 0 | 0 | 0 | 0 | 0 | 0 | 0 | 0 | 0 | 0 | 0 | 0 | 0 | 0 | 0 | 0 | 0 | 0 | 0 | 0 | 0 | 0 | 0 | 0 | 0 | 0 | 0
F1_Industrial_Industrial - WA_New_Space Heating_Natural Gas_Insulation - Ducting_A_Achievable Economic RVT Potential | F1 | Industrial | Industrial - WA | New | Space Heating | Natural Gas | Insulation - Ducting | A | Original Unit Energy Savings (kWh or therms) | Achievable Economic RVT Potential | 0 | 0 | 0.048351 | 0.047012 | 0.046351 | 0.045955 | 0.045733 | 0.045544 | 0.045382 | 0.045241 | 0.045118 | 0.04501 | 0.044913 | 0.044827 | 0.044749 | 0.044679 | 0.044615 | 0.044557 | 0.044504 | 0.044393 | 0.044244 | 0.044112 | 0.043996 | 0.043892 | 0.0438 | 0.043718 | 0.043645
F2_Industrial_Industrial - WA_New_Space Heating_Natural Gas_Insulation - Ducting_A_Achievable Economic RVT Potential | F2 | Industrial | Industrial - WA | New | Space Heating | Natural Gas | Insulation - Ducting | A | Original Unit Summer Peak Savings (kW) | Achievable Economic RVT Potential | 0 | 0 | 0 | 0 | 0 | 0 | 0 | 0 | 0 | 0 | 0 | 0 | 0 | 0 | 0 | 0 | 0 | 0 | 0 | 0 | 0 | 0 | 0 | 0 | 0 | 0 | 0
F3_Industrial_Industrial - WA_New_Space Heating_Natural Gas_Insulation - Ducting_A_Achievable Economic RVT Potential | F3 | Industrial | Industrial - WA | New | Space Heating | Natural Gas | Insulation - Ducting | A | Original Unit Winter Peak Savings (kW) | Achievable Economic RVT Potential | 0 | 0 | 0 | 0 | 0 | 0 | 0 | 0 | 0 | 0 | 0 | 0 | 0 | 0 | 0 | 0 | 0 | 0 | 0 | 0 | 0 | 0 | 0 | 0 | 0 | 0 | 0
F4_Industrial_Industrial - WA_New_Space Heating_Natural Gas_Insulation - Ducting_A_Achievable Economic RVT Potential | F4 | Industrial | Industrial - WA | New | Space Heating | Natural Gas | Insulation - Ducting | A | Standalone Impact on Baseline Energy (%) | Achievable Economic RVT Potential | 0 | 0 | 0 | 0 | 0 | 0 | 0 | 0 | 0 | 0 | 0 | 0 | 0 | 0 | 0 | 0 | 0 | 0 | 0 | 0 | 0 | 0 | 0 | 0 | 0 | 0 | 0
F5_Industrial_Industrial - WA_New_Space Heating_Natural Gas_Insulation - Ducting_A_Achievable Economic RVT Potential | F5 | Industrial | Industrial - WA | New | Space Heating | Natural Gas | Insulation - Ducting | A | Standalone Impact on Baseline Summer Peak (%) | Achievable Economic RVT Potential | 0 | 0 | 0 | 0 | 0 | 0 | 0 | 0 | 0 | 0 | 0 | 0 | 0 | 0 | 0 | 0 | 0 | 0 | 0 | 0 | 0 | 0 | 0 | 0 | 0 | 0 | 0
F6_Industrial_Industrial - WA_New_Space Heating_Natural Gas_Insulation - Ducting_A_Achievable Economic RVT Potential | F6 | Industrial | Industrial - WA | New | Space Heating | Natural Gas | Insulation - Ducting | A | Standalone Impact on Baseline Winter Peak (%) | Achievable Economic RVT Potential | 0 | 0 | 0 | 0 | 0 | 0 | 0 | 0 | 0 | 0 | 0 | 0 | 0 | 0 | 0 | 0 | 0 | 0 | 0 | 0 | 0 | 0 | 0 | 0 | 0 | 0 | 0
F7_Industrial_Industrial - WA_New_Space Heating_Natural Gas_Insulation - Ducting_A_Achievable Economic RVT Potential | F7 | Industrial | Industrial - WA | New | Space Heating | Natural Gas | Insulation - Ducting | A | Incremental Energy Savings (MWh or mTherms) | Achievable Economic RVT Potential | 0 | 0 | 0 | 0 | 0 | 0 | 0 | 0 | 0 | 0 | 0 | 0 | 0 | 0 | 0 | 0 | 0 | 0 | 0 | 0 | 0 | 0 | 0 | 0 | 0 | 0 | 0
F8_Industrial_Industrial - WA_New_Space Heating_Natural Gas_Insulation - Ducting_A_Achievable Economic RVT Potential | F8 | Industrial | Industrial - WA | New | Space Heating | Natural Gas | Insulation - Ducting | A | Incremental Summer Peak Savings (MW) | Achievable Economic RVT Potential | 0 | 0 | 0 | 0 | 0 | 0 | 0 | 0 | 0 | 0 | 0 | 0 | 0 | 0 | 0 | 0 | 0 | 0 | 0 | 0 | 0 | 0 | 0 | 0 | 0 | 0 | 0
F9_Industrial_Industrial - WA_New_Space Heating_Natural Gas_Insulation - Ducting_A_Achievable Economic RVT Potential | F9 | Industrial | Industrial - WA | New | Space Heating | Natural Gas | Insulation - Ducting | A | Incremental Winter Peak Savings (MW) | Achievable Economic RVT Potential | 0 | 0 | 0 | 0 | 0 | 0 | 0 | 0 | 0 | 0 | 0 | 0 | 0 | 0 | 0 | 0 | 0 | 0 | 0 | 0 | 0 | 0 | 0 | 0 | 0 | 0 | 0
F10_Industrial_Industrial - WA_New_Space Heating_Natural Gas_Insulation - Ducting_A_Achievable Economic RVT Potential | F10 | Industrial | Industrial - WA | New | Space Heating | Natural Gas | Insulation - Ducting | A | Cumulative Energy Savings (MWh or mTherms) | Achievable Economic RVT Potential | 0 | 0 | 0 | 0 | 0 | 0 | 0 | 0 | 0 | 0 | 0 | 0 | 0 | 0 | 0 | 0 | 0 | 0 | 0 | 0 | 0 | 0 | 0 | 0 | 0 | 0 | 0
F11_Industrial_Industrial - WA_New_Space Heating_Natural Gas_Insulation - Ducting_A_Achievable Economic RVT Potential | F11 | Industrial | Industrial - WA | New | Space Heating | Natural Gas | Insulation - Ducting | A | Cumulative Summer Peak Savings (MW) | Achievable Economic RVT Potential | 0 | 0 | 0 | 0 | 0 | 0 | 0 | 0 | 0 | 0 | 0 | 0 | 0 | 0 | 0 | 0 | 0 | 0 | 0 | 0 | 0 | 0 | 0 | 0 | 0 | 0 | 0
F12_Industrial_Industrial - WA_New_Space Heating_Natural Gas_Insulation - Ducting_A_Achievable Economic RVT Potential | F12 | Industrial | Industrial - WA | New | Space Heating | Natural Gas | Insulation - Ducting | A | Cumulative Winter Peak Savings (MW) | Achievable Economic RVT Potential | 0 | 0 | 0 | 0 | 0 | 0 | 0 | 0 | 0 | 0 | 0 | 0 | 0 | 0 | 0 | 0 | 0 | 0 | 0 | 0 | 0 | 0 | 0 | 0 | 0 | 0 | 0
F13_Industrial_Industrial - WA_New_Space Heating_Natural Gas_Insulation - Ducting_A_Achievable Economic RVT Potential | F13 | Industrial | Industrial - WA | New | Space Heating | Natural Gas | Insulation - Ducting | A | Purchases (Incremental) | Achievable Economic RVT Potential | 0 | 0 | 0 | 0 | 0 | 0 | 0 | 0 | 0 | 0 | 0 | 0 | 0 | 0 | 0 | 0 | 0 | 0 | 0 | 0 | 0 | 0 | 0 | 0 | 0 | 0 | 0
F14_Industrial_Industrial - WA_New_Space Heating_Natural Gas_Insulation - Ducting_A_Achievable Economic RVT Potential | F14 | Industrial | Industrial - WA | New | Space Heating | Natural Gas | Insulation - Ducting | A | Purchases (Cumulative) | Achievable Economic RVT Potential | 0 | 0 | 0 | 0 | 0 | 0 | 0 | 0 | 0 | 0 | 0 | 0 | 0 | 0 | 0 | 0 | 0 | 0 | 0 | 0 | 0 | 0 | 0 | 0 | 0 | 0 | 0
F1_Industrial_Industrial - WA_New_Space Heating_Natural Gas_Ducting - Repair and Sealing_A_Achievable Economic RVT Potential | F1 | Industrial | Industrial - WA | New | Space Heating | Natural Gas | Ducting - Repair and Sealing | A | Original Unit Energy Savings (kWh or therms) | Achievable Economic RVT Potential | 0 | 0 | 0.19201 | 0.18669 | 0.18407 | 0.1825 | 0.18161 | 0.18086 | 0.18022 | 0.17966 | 0.17917 | 0.17874 | 0.17836 | 0.17802 | 0.17771 | 0.17743 | 0.17718 | 0.17694 | 0.17673 | 0.17629 | 0.1757 | 0.17518 | 0.17471 | 0.1743 | 0.17394 | 0.17361 | 0.17332
F2_Industrial_Industrial - WA_New_Space Heating_Natural Gas_Ducting - Repair and Sealing_A_Achievable Economic RVT Potential | F2 | Industrial | Industrial - WA | New | Space Heating | Natural Gas | Ducting - Repair and Sealing | A | Original Unit Summer Peak Savings (kW) | Achievable Economic RVT Potential | 0 | 0 | 0 | 0 | 0 | 0 | 0 | 0 | 0 | 0 | 0 | 0 | 0 | 0 | 0 | 0 | 0 | 0 | 0 | 0 | 0 | 0 | 0 | 0 | 0 | 0 | 0
F3_Industrial_Industrial - WA_New_Space Heating_Natural Gas_Ducting - Repair and Sealing_A_Achievable Economic RVT Potential | F3 | Industrial | Industrial - WA | New | Space Heating | Natural Gas | Ducting - Repair and Sealing | A | Original Unit Winter Peak Savings (kW) | Achievable Economic RVT Potential | 0 | 0 | 0 | 0 | 0 | 0 | 0 | 0 | 0 | 0 | 0 | 0 | 0 | 0 | 0 | 0 | 0 | 0 | 0 | 0 | 0 | 0 | 0 | 0 | 0 | 0 | 0
F4_Industrial_Industrial - WA_New_Space Heating_Natural Gas_Ducting - Repair and Sealing_A_Achievable Economic RVT Potential | F4 | Industrial | Industrial - WA | New | Space Heating | Natural Gas | Ducting - Repair and Sealing | A | Standalone Impact on Baseline Energy (%) | Achievable Economic RVT Potential | 0 | 0 | 0 | 0 | 0 | 0 | 0 | 0 | 0 | 0 | 0 | 0 | 0 | 0 | 0 | 0 | 0 | 0 | 0 | 0 | 0 | 0 | 0 | 0 | 0 | 0 | 0
F5_Industrial_Industrial - WA_New_Space Heating_Natural Gas_Ducting - Repair and Sealing_A_Achievable Economic RVT Potential | F5 | Industrial | Industrial - WA | New | Space Heating | Natural Gas | Ducting - Repair and Sealing | A | Standalone Impact on Baseline Summer Peak (%) | Achievable Economic RVT Potential | 0 | 0 | 0 | 0 | 0 | 0 | 0 | 0 | 0 | 0 | 0 | 0 | 0 | 0 | 0 | 0 | 0 | 0 | 0 | 0 | 0 | 0 | 0 | 0 | 0 | 0 | 0
F6_Industrial_Industrial - WA_New_Space Heating_Natural Gas_Ducting - Repair and Sealing_A_Achievable Economic RVT Potential | F6 | Industrial | Industrial - WA | New | Space Heating | Natural Gas | Ducting - Repair and Sealing | A | Standalone Impact on Baseline Winter Peak (%) | Achievable Economic RVT Potential | 0 | 0 | 0 | 0 | 0 | 0 | 0 | 0 | 0 | 0 | 0 | 0 | 0 | 0 | 0 | 0 | 0 | 0 | 0 | 0 | 0 | 0 | 0 | 0 | 0 | 0 | 0
F7_Industrial_Industrial - WA_New_Space Heating_Natural Gas_Ducting - Repair and Sealing_A_Achievable Economic RVT Potential | F7 | Industrial | Industrial - WA | New | Space Heating | Natural Gas | Ducting - Repair and Sealing | A | Incremental Energy Savings (MWh or mTherms) | Achievable Economic RVT Potential | 0 | 0 | 0 | 0 | 0 | 0 | 0 | 0 | 0 | 0 | 0 | 0 | 0 | 0 | 0 | 0 | 0 | 0 | 0 | 0 | 0 | 0 | 0 | 0 | 0 | 0 | 0
F8_Industrial_Industrial - WA_New_Space Heating_Natural Gas_Ducting - Repair and Sealing_A_Achievable Economic RVT Potential | F8 | Industrial | Industrial - WA | New | Space Heating | Natural Gas | Ducting - Repair and Sealing | A | Incremental Summer Peak Savings (MW) | Achievable Economic RVT Potential | 0 | 0 | 0 | 0 | 0 | 0 | 0 | 0 | 0 | 0 | 0 | 0 | 0 | 0 | 0 | 0 | 0 | 0 | 0 | 0 | 0 | 0 | 0 | 0 | 0 | 0 | 0
F9_Industrial_Industrial - WA_New_Space Heating_Natural Gas_Ducting - Repair and Sealing_A_Achievable Economic RVT Potential | F9 | Industrial | Industrial - WA | New | Space Heating | Natural Gas | Ducting - Repair and Sealing | A | Incremental Winter Peak Savings (MW) | Achievable Economic RVT Potential | 0 | 0 | 0 | 0 | 0 | 0 | 0 | 0 | 0 | 0 | 0 | 0 | 0 | 0 | 0 | 0 | 0 | 0 | 0 | 0 | 0 | 0 | 0 | 0 | 0 | 0 | 0
F10_Industrial_Industrial - WA_New_Space Heating_Natural Gas_Ducting - Repair and Sealing_A_Achievable Economic RVT Potential | F10 | Industrial | Industrial - WA | New | Space Heating | Natural Gas | Ducting - Repair and Sealing | A | Cumulative Energy Savings (MWh or mTherms) | Achievable Economic RVT Potential | 0 | 0 | 0 | 0 | 0 | 0 | 0 | 0 | 0 | 0 | 0 | 0 | 0 | 0 | 0 | 0 | 0 | 0 | 0 | 0 | 0 | 0 | 0 | 0 | 0 | 0 | 0
F11_Industrial_Industrial - WA_New_Space Heating_Natural Gas_Ducting - Repair and Sealing_A_Achievable Economic RVT Potential | F11 | Industrial | Industrial - WA | New | Space Heating | Natural Gas | Ducting - Repair and Sealing | A | Cumulative Summer Peak Savings (MW) | Achievable Economic RVT Potential | 0 | 0 | 0 | 0 | 0 | 0 | 0 | 0 | 0 | 0 | 0 | 0 | 0 | 0 | 0 | 0 | 0 | 0 | 0 | 0 | 0 | 0 | 0 | 0 | 0 | 0 | 0
F12_Industrial_Industrial - WA_New_Space Heating_Natural Gas_Ducting - Repair and Sealing_A_Achievable Economic RVT Potential | F12 | Industrial | Industrial - WA | New | Space Heating | Natural Gas | Ducting - Repair and Sealing | A | Cumulative Winter Peak Savings (MW) | Achievable Economic RVT Potential | 0 | 0 | 0 | 0 | 0 | 0 | 0 | 0 | 0 | 0 | 0 | 0 | 0 | 0 | 0 | 0 | 0 | 0 | 0 | 0 | 0 | 0 | 0 | 0 | 0 | 0 | 0
F13_Industrial_Industrial - WA_New_Space Heating_Natural Gas_Ducting - Repair and Sealing_A_Achievable Economic RVT Potential | F13 | Industrial | Industrial - WA | New | Space Heating | Natural Gas | Ducting - Repair and Sealing | A | Purchases (Incremental) | Achievable Economic RVT Potential | 0 | 0 | 0 | 0 | 0 | 0 | 0 | 0 | 0 | 0 | 0 | 0 | 0 | 0 | 0 | 0 | 0 | 0 | 0 | 0 | 0 | 0 | 0 | 0 | 0 | 0 | 0
F14_Industrial_Industrial - WA_New_Space Heating_Natural Gas_Ducting - Repair and Sealing_A_Achievable Economic RVT Potential | F14 | Industrial | Industrial - WA | New | Space Heating | Natural Gas | Ducting - Repair and Sealing | A | Purchases (Cumulative) | Achievable Economic RVT Potential | 0 | 0 | 0 | 0 | 0 | 0 | 0 | 0 | 0 | 0 | 0 | 0 | 0 | 0 | 0 | 0 | 0 | 0 | 0 | 0 | 0 | 0 | 0 | 0 | 0 | 0 | 0
F1_Industrial_Industrial - WA_New_Space Heating_Natural Gas_Building Shell - Air Sealing (Infiltration Control)_A_Achievable Economic RVT Potential | F1 | Industrial | Industrial - WA | New | Space Heating | Natural Gas | Building Shell - Air Sealing (Infiltration Control) | A | Original Unit Energy Savings (kWh or therms) | Achievable Economic RVT Potential | 0 | 0 | 53.6918 | 53.2653 | 53.0549 | 52.9288 | 52.8578 | 52.7977 | 52.7461 | 52.7013 | 52.6622 | 52.6276 | 52.5968 | 52.5693 | 52.5446 | 52.5222 | 52.5019 | 52.4833 | 52.4663 | 52.4311 | 52.3836 | 52.3416 | 52.3045 | 52.2715 | 52.2421 | 52.216 | 52.1927
F2_Industrial_Industrial - WA_New_Space Heating_Natural Gas_Building Shell - Air Sealing (Infiltration Control)_A_Achievable Economic RVT Potential | F2 | Industrial | Industrial - WA | New | Space Heating | Natural Gas | Building Shell - Air Sealing (Infiltration Control) | A | Original Unit Summer Peak Savings (kW) | Achievable Economic RVT Potential | 0 | 0 | 0 | 0 | 0 | 0 | 0 | 0 | 0 | 0 | 0 | 0 | 0 | 0 | 0 | 0 | 0 | 0 | 0 | 0 | 0 | 0 | 0 | 0 | 0 | 0 | 0
F3_Industrial_Industrial - WA_New_Space Heating_Natural Gas_Building Shell - Air Sealing (Infiltration Control)_A_Achievable Economic RVT Potential | F3 | Industrial | Industrial - WA | New | Space Heating | Natural Gas | Building Shell - Air Sealing (Infiltration Control) | A | Original Unit Winter Peak Savings (kW) | Achievable Economic RVT Potential | 0 | 0 | 0 | 0 | 0 | 0 | 0 | 0 | 0 | 0 | 0 | 0 | 0 | 0 | 0 | 0 | 0 | 0 | 0 | 0 | 0 | 0 | 0 | 0 | 0 | 0 | 0
F4_Industrial_Industrial - WA_New_Space Heating_Natural Gas_Building Shell - Air Sealing (Infiltration Control)_A_Achievable Economic RVT Potential | F4 | Industrial | Industrial - WA | New | Space Heating | Natural Gas | Building Shell - Air Sealing (Infiltration Control) | A | Standalone Impact on Baseline Energy (%) | Achievable Economic RVT Potential | 0 | 0 | 4.2266e-06 | 1.1622e-05 | 2.4721e-05 | 4.6223e-05 | 7.9803e-05 | 0.00012738 | 0.0001915 | 0.00027386 | 0.00037469 | 0.00049214 | 0.00062033 | 0.00075165 | 0.00087573 | 0.00098122 | 0.0010579 | 0.0010997 | 0.0011025 | 0.0010671 | 0.0010344 | 0.0010041 | 0.00097609 | 0.00095 | 0.00092567 | 0.00090294 | 0.00088165
F5_Industrial_Industrial - WA_New_Space Heating_Natural Gas_Building Shell - Air Sealing (Infiltration Control)_A_Achievable Economic RVT Potential | F5 | Industrial | Industrial - WA | New | Space Heating | Natural Gas | Building Shell - Air Sealing (Infiltration Control) | A | Standalone Impact on Baseline Summer Peak (%) | Achievable Economic RVT Potential | 0 | 0 | 0 | 0 | 0 | 0 | 0 | 0 | 0 | 0 | 0 | 0 | 0 | 0 | 0 | 0 | 0 | 0 | 0 | 0 | 0 | 0 | 0 | 0 | 0 | 0 | 0
F6_Industrial_Industrial - WA_New_Space Heating_Natural Gas_Building Shell - Air Sealing (Infiltration Control)_A_Achievable Economic RVT Potential | F6 | Industrial | Industrial - WA | New | Space Heating | Natural Gas | Building Shell - Air Sealing (Infiltration Control) | A | Standalone Impact on Baseline Winter Peak (%) | Achievable Economic RVT Potential | 0 | 0 | 0 | 0 | 0 | 0 | 0 | 0 | 0 | 0 | 0 | 0 | 0 | 0 | 0 | 0 | 0 | 0 | 0 | 0 | 0 | 0 | 0 | 0 | 0 | 0 | 0
F7_Industrial_Industrial - WA_New_Space Heating_Natural Gas_Building Shell - Air Sealing (Infiltration Control)_A_Achievable Economic RVT Potential | F7 | Industrial | Industrial - WA | New | Space Heating | Natural Gas | Building Shell - Air Sealing (Infiltration Control) | A | Incremental Energy Savings (MWh or mTherms) | Achievable Economic RVT Potential | 0 | 0 | 2.0535e-07 | 1.0841e-06 | 4.0704e-06 | 1.2172e-05 | 3.0269e-05 | 6.6579e-05 | 0.00013136 | 0.00023425 | 0.00037863 | 0.00055426 | 0.00073179 | 0.00086551 | 0.00090765 | 0.00083113 | 0.0006469 | 0.0004137 | 0.00015967 | 0 | 0 | 0 | 0 | 0 | 0 | 0 | 0
F8_Industrial_Industrial - WA_New_Space Heating_Natural Gas_Building Shell - Air Sealing (Infiltration Control)_A_Achievable Economic RVT Potential | F8 | Industrial | Industrial - WA | New | Space Heating | Natural Gas | Building Shell - Air Sealing (Infiltration Control) | A | Incremental Summer Peak Savings (MW) | Achievable Economic RVT Potential | 0 | 0 | 0 | 0 | 0 | 0 | 0 | 0 | 0 | 0 | 0 | 0 | 0 | 0 | 0 | 0 | 0 | 0 | 0 | 0 | 0 | 0 | 0 | 0 | 0 | 0 | 0
F9_Industrial_Industrial - WA_New_Space Heating_Natural Gas_Building Shell - Air Sealing (Infiltration Control)_A_Achievable Economic RVT Potential | F9 | Industrial | Industrial - WA | New | Space Heating | Natural Gas | Building Shell - Air Sealing (Infiltration Control) | A | Incremental Winter Peak Savings (MW) | Achievable Economic RVT Potential | 0 | 0 | 0 | 0 | 0 | 0 | 0 | 0 | 0 | 0 | 0 | 0 | 0 | 0 | 0 | 0 | 0 | 0 | 0 | 0 | 0 | 0 | 0 | 0 | 0 | 0 | 0
F10_Industrial_Industrial - WA_New_Space Heating_Natural Gas_Building Shell - Air Sealing (Infiltration Control)_A_Achievable Economic RVT Potential | F10 | Industrial | Industrial - WA | New | Space Heating | Natural Gas | Building Shell - Air Sealing (Infiltration Control) | A | Cumulative Energy Savings (MWh or mTherms) | Achievable Economic RVT Potential | 0 | 0 | 2.0535e-07 | 1.2878e-06 | 5.3531e-06 | 1.7512e-05 | 4.7758e-05 | 0.00011428 | 0.00024553 | 0.00047957 | 0.00085785 | 0.0014115 | 0.0021425 | 0.0030069 | 0.0039131 | 0.0047426 | 0.0053877 | 0.0057995 | 0.0059573 | 0.0059533 | 0.0059479 | 0.0059431 | 0.0059389 | 0.0059351 | 0.0059318 | 0.0059288 | 0.0059262
F11_Industrial_Industrial - WA_New_Space Heating_Natural Gas_Building Shell - Air Sealing (Infiltration Control)_A_Achievable Economic RVT Potential | F11 | Industrial | Industrial - WA | New | Space Heating | Natural Gas | Building Shell - Air Sealing (Infiltration Control) | A | Cumulative Summer Peak Savings (MW) | Achievable Economic RVT Potential | 0 | 0 | 0 | 0 | 0 | 0 | 0 | 0 | 0 | 0 | 0 | 0 | 0 | 0 | 0 | 0 | 0 | 0 | 0 | 0 | 0 | 0 | 0 | 0 | 0 | 0 | 0
F12_Industrial_Industrial - WA_New_Space Heating_Natural Gas_Building Shell - Air Sealing (Infiltration Control)_A_Achievable Economic RVT Potential | F12 | Industrial | Industrial - WA | New | Space Heating | Natural Gas | Building Shell - Air Sealing (Infiltration Control) | A | Cumulative Winter Peak Savings (MW) | Achievable Economic RVT Potential | 0 | 0 | 0 | 0 | 0 | 0 | 0 | 0 | 0 | 0 | 0 | 0 | 0 | 0 | 0 | 0 | 0 | 0 | 0 | 0 | 0 | 0 | 0 | 0 | 0 | 0 | 0
F13_Industrial_Industrial - WA_New_Space Heating_Natural Gas_Building Shell - Air Sealing (Infiltration Control)_A_Achievable Economic RVT Potential | F13 | Industrial | Industrial - WA | New | Space Heating | Natural Gas | Building Shell - Air Sealing (Infiltration Control) | A | Purchases (Incremental) | Achievable Economic RVT Potential | 0 | 0 | 3.8246e-06 | 2.0352e-05 | 7.6721e-05 | 0.00022997 | 0.00057266 | 0.001261 | 0.0024904 | 0.0044449 | 0.0071898 | 0.010532 | 0.013913 | 0.016464 | 0.017274 | 0.015824 | 0.012321 | 0.0078825 | 0.0030434 | 0 | 0 | 0 | 0 | 0 | 0 | 0 | 0
F14_Industrial_Industrial - WA_New_Space Heating_Natural Gas_Building Shell - Air Sealing (Infiltration Control)_A_Achievable Economic RVT Potential | F14 | Industrial | Industrial - WA | New | Space Heating | Natural Gas | Building Shell - Air Sealing (Infiltration Control) | A | Purchases (Cumulative) | Achievable Economic RVT Potential | 0 | 0 | 3.8246e-06 | 2.4176e-05 | 0.0001009 | 0.00033087 | 0.00090352 | 0.0021645 | 0.004655 | 0.0090998 | 0.01629 | 0.026821 | 0.040735 | 0.057199 | 0.074473 | 0.090297 | 0.10262 | 0.1105 | 0.11354 | 0.11354 | 0.11354 | 0.11354 | 0.11354 | 0.11354 | 0.11354 | 0.11354 | 0.11354
F1_Industrial_Industrial - WA_New_Space Heating_Natural Gas_Ventilation - Demand Controlled_A_Achievable Economic RVT Potential | F1 | Industrial | Industrial - WA | New | Space Heating | Natural Gas | Ventilation - Demand Controlled | A | Original Unit Energy Savings (kWh or therms) | Achievable Economic RVT Potential | 0 | 0 | 0.035427 | 0.034446 | 0.033962 | 0.033672 | 0.033508 | 0.03337 | 0.033251 | 0.033148 | 0.033058 | 0.032979 | 0.032908 | 0.032845 | 0.032788 | 0.032737 | 0.03269 | 0.032647 | 0.032608 | 0.032527 | 0.032418 | 0.032321 | 0.032236 | 0.03216 | 0.032092 | 0.032032 | 0.031979
F2_Industrial_Industrial - WA_New_Space Heating_Natural Gas_Ventilation - Demand Controlled_A_Achievable Economic RVT Potential | F2 | Industrial | Industrial - WA | New | Space Heating | Natural Gas | Ventilation - Demand Controlled | A | Original Unit Summer Peak Savings (kW) | Achievable Economic RVT Potential | 0 | 0 | 0 | 0 | 0 | 0 | 0 | 0 | 0 | 0 | 0 | 0 | 0 | 0 | 0 | 0 | 0 | 0 | 0 | 0 | 0 | 0 | 0 | 0 | 0 | 0 | 0
F3_Industrial_Industrial - WA_New_Space Heating_Natural Gas_Ventilation - Demand Controlled_A_Achievable Economic RVT Potential | F3 | Industrial | Industrial - WA | New | Space Heating | Natural Gas | Ventilation - Demand Controlled | A | Original Unit Winter Peak Savings (kW) | Achievable Economic RVT Potential | 0 | 0 | 0 | 0 | 0 | 0 | 0 | 0 | 0 | 0 | 0 | 0 | 0 | 0 | 0 | 0 | 0 | 0 | 0 | 0 | 0 | 0 | 0 | 0 | 0 | 0 | 0
F4_Industrial_Industrial - WA_New_Space Heating_Natural Gas_Ventilation - Demand Controlled_A_Achievable Economic RVT Potential | F4 | Industrial | Industrial - WA | New | Space Heating | Natural Gas | Ventilation - Demand Controlled | A | Standalone Impact on Baseline Energy (%) | Achievable Economic RVT Potential | 0 | 0 | 0 | 0 | 0 | 0 | 0 | 0 | 0 | 0 | 0 | 0 | 0 | 0 | 0 | 0 | 0 | 0 | 0 | 0 | 0 | 0 | 0 | 0 | 0 | 0 | 0
F5_Industrial_Industrial - WA_New_Space Heating_Natural Gas_Ventilation - Demand Controlled_A_Achievable Economic RVT Potential | F5 | Industrial | Industrial - WA | New | Space Heating | Natural Gas | Ventilation - Demand Controlled | A | Standalone Impact on Baseline Summer Peak (%) | Achievable Economic RVT Potential | 0 | 0 | 0 | 0 | 0 | 0 | 0 | 0 | 0 | 0 | 0 | 0 | 0 | 0 | 0 | 0 | 0 | 0 | 0 | 0 | 0 | 0 | 0 | 0 | 0 | 0 | 0
F6_Industrial_Industrial - WA_New_Space Heating_Natural Gas_Ventilation - Demand Controlled_A_Achievable Economic RVT Potential | F6 | Industrial | Industrial - WA | New | Space Heating | Natural Gas | Ventilation - Demand Controlled | A | Standalone Impact on Baseline Winter Peak (%) | Achievable Economic RVT Potential | 0 | 0 | 0 | 0 | 0 | 0 | 0 | 0 | 0 | 0 | 0 | 0 | 0 | 0 | 0 | 0 | 0 | 0 | 0 | 0 | 0 | 0 | 0 | 0 | 0 | 0 | 0
F7_Industrial_Industrial - WA_New_Space Heating_Natural Gas_Ventilation - Demand Controlled_A_Achievable Economic RVT Potential | F7 | Industrial | Industrial - WA | New | Space Heating | Natural Gas | Ventilation - Demand Controlled | A | Incremental Energy Savings (MWh or mTherms) | Achievable Economic RVT Potential | 0 | 0 | 0 | 0 | 0 | 0 | 0 | 0 | 0 | 0 | 0 | 0 | 0 | 0 | 0 | 0 | 0 | 0 | 0 | 0 | 0 | 0 | 0 | 0 | 0 | 0 | 0
F8_Industrial_Industrial - WA_New_Space Heating_Natural Gas_Ventilation - Demand Controlled_A_Achievable Economic RVT Potential | F8 | Industrial | Industrial - WA | New | Space Heating | Natural Gas | Ventilation - Demand Controlled | A | Incremental Summer Peak Savings (MW) | Achievable Economic RVT Potential | 0 | 0 | 0 | 0 | 0 | 0 | 0 | 0 | 0 | 0 | 0 | 0 | 0 | 0 | 0 | 0 | 0 | 0 | 0 | 0 | 0 | 0 | 0 | 0 | 0 | 0 | 0
F9_Industrial_Industrial - WA_New_Space Heating_Natural Gas_Ventilation - Demand Controlled_A_Achievable Economic RVT Potential | F9 | Industrial | Industrial - WA | New | Space Heating | Natural Gas | Ventilation - Demand Controlled | A | Incremental Winter Peak Savings (MW) | Achievable Economic RVT Potential | 0 | 0 | 0 | 0 | 0 | 0 | 0 | 0 | 0 | 0 | 0 | 0 | 0 | 0 | 0 | 0 | 0 | 0 | 0 | 0 | 0 | 0 | 0 | 0 | 0 | 0 | 0
F10_Industrial_Industrial - WA_New_Space Heating_Natural Gas_Ventilation - Demand Controlled_A_Achievable Economic RVT Potential | F10 | Industrial | Industrial - WA | New | Space Heating | Natural Gas | Ventilation - Demand Controlled | A | Cumulative Energy Savings (MWh or mTherms) | Achievable Economic RVT Potential | 0 | 0 | 0 | 0 | 0 | 0 | 0 | 0 | 0 | 0 | 0 | 0 | 0 | 0 | 0 | 0 | 0 | 0 | 0 | 0 | 0 | 0 | 0 | 0 | 0 | 0 | 0
F11_Industrial_Industrial - WA_New_Space Heating_Natural Gas_Ventilation - Demand Controlled_A_Achievable Economic RVT Potential | F11 | Industrial | Industrial - WA | New | Space Heating | Natural Gas | Ventilation - Demand Controlled | A | Cumulative Summer Peak Savings (MW) | Achievable Economic RVT Potential | 0 | 0 | 0 | 0 | 0 | 0 | 0 | 0 | 0 | 0 | 0 | 0 | 0 | 0 | 0 | 0 | 0 | 0 | 0 | 0 | 0 | 0 | 0 | 0 | 0 | 0 | 0
F12_Industrial_Industrial - WA_New_Space Heating_Natural Gas_Ventilation - Demand Controlled_A_Achievable Economic RVT Potential | F12 | Industrial | Industrial - WA | New | Space Heating | Natural Gas | Ventilation - Demand Controlled | A | Cumulative Winter Peak Savings (MW) | Achievable Economic RVT Potential | 0 | 0 | 0 | 0 | 0 | 0 | 0 | 0 | 0 | 0 | 0 | 0 | 0 | 0 | 0 | 0 | 0 | 0 | 0 | 0 | 0 | 0 | 0 | 0 | 0 | 0 | 0
F13_Industrial_Industrial - WA_New_Space Heating_Natural Gas_Ventilation - Demand Controlled_A_Achievable Economic RVT Potential | F13 | Industrial | Industrial - WA | New | Space Heating | Natural Gas | Ventilation - Demand Controlled | A | Purchases (Incremental) | Achievable Economic RVT Potential | 0 | 0 | 0 | 0 | 0 | 0 | 0 | 0 | 0 | 0 | 0 | 0 | 0 | 0 | 0 | 0 | 0 | 0 | 0 | 0 | 0 | 0 | 0 | 0 | 0 | 0 | 0
F14_Industrial_Industrial - WA_New_Space Heating_Natural Gas_Ventilation - Demand Controlled_A_Achievable Economic RVT Potential | F14 | Industrial | Industrial - WA | New | Space Heating | Natural Gas | Ventilation - Demand Controlled | A | Purchases (Cumulative) | Achievable Economic RVT Potential | 0 | 0 | 0 | 0 | 0 | 0 | 0 | 0 | 0 | 0 | 0 | 0 | 0 | 0 | 0 | 0 | 0 | 0 | 0 | 0 | 0 | 0 | 0 | 0 | 0 | 0 | 0
F1_Industrial_Industrial - WA_New_Space Heating_Natural Gas_Destratification Fans (HVLS)_A_Achievable Economic RVT Potential | F1 | Industrial | Industrial - WA | New | Space Heating | Natural Gas | Destratification Fans (HVLS) | A | Original Unit Energy Savings (kWh or therms) | Achievable Economic RVT Potential | 0 | 0 | 98701.0076 | 97917.0048 | 97530.1073 | 97298.3528 | 97167.8746 | 97057.3285 | 96962.4838 | 96880.2278 | 96808.2197 | 96744.665 | 96688.1651 | 96637.6139 | 96592.1249 | 96550.9793 | 96513.5885 | 96479.4654 | 96448.2037 | 96383.3899 | 96296.1257 | 96218.9981 | 96150.6798 | 96090.0422 | 96036.121 | 95988.0893 | 95945.235
F2_Industrial_Industrial - WA_New_Space Heating_Natural Gas_Destratification Fans (HVLS)_A_Achievable Economic RVT Potential | F2 | Industrial | Industrial - WA | New | Space Heating | Natural Gas | Destratification Fans (HVLS) | A | Original Unit Summer Peak Savings (kW) | Achievable Economic RVT Potential | 0 | 0 | 0 | 0 | 0 | 0 | 0 | 0 | 0 | 0 | 0 | 0 | 0 | 0 | 0 | 0 | 0 | 0 | 0 | 0 | 0 | 0 | 0 | 0 | 0 | 0 | 0
F3_Industrial_Industrial - WA_New_Space Heating_Natural Gas_Destratification Fans (HVLS)_A_Achievable Economic RVT Potential | F3 | Industrial | Industrial - WA | New | Space Heating | Natural Gas | Destratification Fans (HVLS) | A | Original Unit Winter Peak Savings (kW) | Achievable Economic RVT Potential | 0 | 0 | 0 | 0 | 0 | 0 | 0 | 0 | 0 | 0 | 0 | 0 | 0 | 0 | 0 | 0 | 0 | 0 | 0 | 0 | 0 | 0 | 0 | 0 | 0 | 0 | 0
F4_Industrial_Industrial - WA_New_Space Heating_Natural Gas_Destratification Fans (HVLS)_A_Achievable Economic RVT Potential | F4 | Industrial | Industrial - WA | New | Space Heating | Natural Gas | Destratification Fans (HVLS) | A | Standalone Impact on Baseline Energy (%) | Achievable Economic RVT Potential | 0 | 0 | 0.001555 | 0.0027226 | 0.0038319 | 0.0049375 | 0.0061232 | 0.0072588 | 0.0083559 | 0.009423 | 0.010466 | 0.011491 | 0.012501 | 0.013499 | 0.014487 | 0.015468 | 0.016443 | 0.016956 | 0.01735 | 0.017666 | 0.017932 | 0.018178 | 0.017671 | 0.017198 | 0.016758 | 0.016346 | 0.015961
F5_Industrial_Industrial - WA_New_Space Heating_Natural Gas_Destratification Fans (HVLS)_A_Achievable Economic RVT Potential | F5 | Industrial | Industrial - WA | New | Space Heating | Natural Gas | Destratification Fans (HVLS) | A | Standalone Impact on Baseline Summer Peak (%) | Achievable Economic RVT Potential | 0 | 0 | 0 | 0 | 0 | 0 | 0 | 0 | 0 | 0 | 0 | 0 | 0 | 0 | 0 | 0 | 0 | 0 | 0 | 0 | 0 | 0 | 0 | 0 | 0 | 0 | 0
F6_Industrial_Industrial - WA_New_Space Heating_Natural Gas_Destratification Fans (HVLS)_A_Achievable Economic RVT Potential | F6 | Industrial | Industrial - WA | New | Space Heating | Natural Gas | Destratification Fans (HVLS) | A | Standalone Impact on Baseline Winter Peak (%) | Achievable Economic RVT Potential | 0 | 0 | 0 | 0 | 0 | 0 | 0 | 0 | 0 | 0 | 0 | 0 | 0 | 0 | 0 | 0 | 0 | 0 | 0 | 0 | 0 | 0 | 0 | 0 | 0 | 0 | 0
F7_Industrial_Industrial - WA_New_Space Heating_Natural Gas_Destratification Fans (HVLS)_A_Achievable Economic RVT Potential | F7 | Industrial | Industrial - WA | New | Space Heating | Natural Gas | Destratification Fans (HVLS) | A | Incremental Energy Savings (MWh or mTherms) | Achievable Economic RVT Potential | 0 | 0 | 0 | 0 | 0 | 0 | 0 | 0 | 0 | 0 | 0 | 0 | 0 | 0 | 0 | 0 | 0 | 0 | 0 | 0 | 0 | 0 | 0 | 0 | 0 | 0 | 0
F8_Industrial_Industrial - WA_New_Space Heating_Natural Gas_Destratification Fans (HVLS)_A_Achievable Economic RVT Potential | F8 | Industrial | Industrial - WA | New | Space Heating | Natural Gas | Destratification Fans (HVLS) | A | Incremental Summer Peak Savings (MW) | Achievable Economic RVT Potential | 0 | 0 | 0 | 0 | 0 | 0 | 0 | 0 | 0 | 0 | 0 | 0 | 0 | 0 | 0 | 0 | 0 | 0 | 0 | 0 | 0 | 0 | 0 | 0 | 0 | 0 | 0
F9_Industrial_Industrial - WA_New_Space Heating_Natural Gas_Destratification Fans (HVLS)_A_Achievable Economic RVT Potential | F9 | Industrial | Industrial - WA | New | Space Heating | Natural Gas | Destratification Fans (HVLS) | A | Incremental Winter Peak Savings (MW) | Achievable Economic RVT Potential | 0 | 0 | 0 | 0 | 0 | 0 | 0 | 0 | 0 | 0 | 0 | 0 | 0 | 0 | 0 | 0 | 0 | 0 | 0 | 0 | 0 | 0 | 0 | 0 | 0 | 0 | 0
F10_Industrial_Industrial - WA_New_Space Heating_Natural Gas_Destratification Fans (HVLS)_A_Achievable Economic RVT Potential | F10 | Industrial | Industrial - WA | New | Space Heating | Natural Gas | Destratification Fans (HVLS) | A | Cumulative Energy Savings (MWh or mTherms) | Achievable Economic RVT Potential | 0 | 0 | 0 | 0 | 0 | 0 | 0 | 0 | 0 | 0 | 0 | 0 | 0 | 0 | 0 | 0 | 0 | 0 | 0 | 0 | 0 | 0 | 0 | 0 | 0 | 0 | 0
F11_Industrial_Industrial - WA_New_Space Heating_Natural Gas_Destratification Fans (HVLS)_A_Achievable Economic RVT Potential | F11 | Industrial | Industrial - WA | New | Space Heating | Natural Gas | Destratification Fans (HVLS) | A | Cumulative Summer Peak Savings (MW) | Achievable Economic RVT Potential | 0 | 0 | 0 | 0 | 0 | 0 | 0 | 0 | 0 | 0 | 0 | 0 | 0 | 0 | 0 | 0 | 0 | 0 | 0 | 0 | 0 | 0 | 0 | 0 | 0 | 0 | 0
F12_Industrial_Industrial - WA_New_Space Heating_Natural Gas_Destratification Fans (HVLS)_A_Achievable Economic RVT Potential | F12 | Industrial | Industrial - WA | New | Space Heating | Natural Gas | Destratification Fans (HVLS) | A | Cumulative Winter Peak Savings (MW) | Achievable Economic RVT Potential | 0 | 0 | 0 | 0 | 0 | 0 | 0 | 0 | 0 | 0 | 0 | 0 | 0 | 0 | 0 | 0 | 0 | 0 | 0 | 0 | 0 | 0 | 0 | 0 | 0 | 0 | 0
F13_Industrial_Industrial - WA_New_Space Heating_Natural Gas_Destratification Fans (HVLS)_A_Achievable Economic RVT Potential | F13 | Industrial | Industrial - WA | New | Space Heating | Natural Gas | Destratification Fans (HVLS) | A | Purchases (Incremental) | Achievable Economic RVT Potential | 0 | 0 | 0 | 0 | 0 | 0 | 0 | 0 | 0 | 0 | 0 | 0 | 0 | 0 | 0 | 0 | 0 | 0 | 0 | 0 | 0 | 0 | 0 | 0 | 0 | 0 | 0
F14_Industrial_Industrial - WA_New_Space Heating_Natural Gas_Destratification Fans (HVLS)_A_Achievable Economic RVT Potential | F14 | Industrial | Industrial - WA | New | Space Heating | Natural Gas | Destratification Fans (HVLS) | A | Purchases (Cumulative) | Achievable Economic RVT Potential | 0 | 0 | 0 | 0 | 0 | 0 | 0 | 0 | 0 | 0 | 0 | 0 | 0 | 0 | 0 | 0 | 0 | 0 | 0 | 0 | 0 | 0 | 0 | 0 | 0 | 0 | 0
F1_Industrial_Industrial - WA_New_Space Heating_Natural Gas_Condensing RTU_A_Achievable Economic RVT Potential | F1 | Industrial | Industrial - WA | New | Space Heating | Natural Gas | Condensing RTU | A | Original Unit Energy Savings (kWh or therms) | Achievable Economic RVT Potential | 0 | 0 | 0.057042 | 0.055463 | 0.054683 | 0.054216 | 0.053954 | 0.053731 | 0.05354 | 0.053374 | 0.053229 | 0.053101 | 0.052987 | 0.052885 | 0.052794 | 0.052711 | 0.052635 | 0.052567 | 0.052504 | 0.052373 | 0.052197 | 0.052042 | 0.051904 | 0.051782 | 0.051673 | 0.051577 | 0.05149
F2_Industrial_Industrial - WA_New_Space Heating_Natural Gas_Condensing RTU_A_Achievable Economic RVT Potential | F2 | Industrial | Industrial - WA | New | Space Heating | Natural Gas | Condensing RTU | A | Original Unit Summer Peak Savings (kW) | Achievable Economic RVT Potential | 0 | 0 | 0 | 0 | 0 | 0 | 0 | 0 | 0 | 0 | 0 | 0 | 0 | 0 | 0 | 0 | 0 | 0 | 0 | 0 | 0 | 0 | 0 | 0 | 0 | 0 | 0
F3_Industrial_Industrial - WA_New_Space Heating_Natural Gas_Condensing RTU_A_Achievable Economic RVT Potential | F3 | Industrial | Industrial - WA | New | Space Heating | Natural Gas | Condensing RTU | A | Original Unit Winter Peak Savings (kW) | Achievable Economic RVT Potential | 0 | 0 | 0 | 0 | 0 | 0 | 0 | 0 | 0 | 0 | 0 | 0 | 0 | 0 | 0 | 0 | 0 | 0 | 0 | 0 | 0 | 0 | 0 | 0 | 0 | 0 | 0
F4_Industrial_Industrial - WA_New_Space Heating_Natural Gas_Condensing RTU_A_Achievable Economic RVT Potential | F4 | Industrial | Industrial - WA | New | Space Heating | Natural Gas | Condensing RTU | A | Standalone Impact on Baseline Energy (%) | Achievable Economic RVT Potential | 0 | 0 | 0 | 0 | 0 | 0 | 0 | 0 | 0 | 0 | 0 | 0 | 0 | 0 | 0 | 0 | 0 | 0 | 0 | 0 | 0 | 0 | 0 | 0 | 0 | 0 | 0
F5_Industrial_Industrial - WA_New_Space Heating_Natural Gas_Condensing RTU_A_Achievable Economic RVT Potential | F5 | Industrial | Industrial - WA | New | Space Heating | Natural Gas | Condensing RTU | A | Standalone Impact on Baseline Summer Peak (%) | Achievable Economic RVT Potential | 0 | 0 | 0 | 0 | 0 | 0 | 0 | 0 | 0 | 0 | 0 | 0 | 0 | 0 | 0 | 0 | 0 | 0 | 0 | 0 | 0 | 0 | 0 | 0 | 0 | 0 | 0
F6_Industrial_Industrial - WA_New_Space Heating_Natural Gas_Condensing RTU_A_Achievable Economic RVT Potential | F6 | Industrial | Industrial - WA | New | Space Heating | Natural Gas | Condensing RTU | A | Standalone Impact on Baseline Winter Peak (%) | Achievable Economic RVT Potential | 0 | 0 | 0 | 0 | 0 | 0 | 0 | 0 | 0 | 0 | 0 | 0 | 0 | 0 | 0 | 0 | 0 | 0 | 0 | 0 | 0 | 0 | 0 | 0 | 0 | 0 | 0
F7_Industrial_Industrial - WA_New_Space Heating_Natural Gas_Condensing RTU_A_Achievable Economic RVT Potential | F7 | Industrial | Industrial - WA | New | Space Heating | Natural Gas | Condensing RTU | A | Incremental Energy Savings (MWh or mTherms) | Achievable Economic RVT Potential | 0 | 0 | 0 | 0 | 0 | 0 | 0 | 0 | 0 | 0 | 0 | 0 | 0 | 0 | 0 | 0 | 0 | 0 | 0 | 0 | 0 | 0 | 0 | 0 | 0 | 0 | 0
F8_Industrial_Industrial - WA_New_Space Heating_Natural Gas_Condensing RTU_A_Achievable Economic RVT Potential | F8 | Industrial | Industrial - WA | New | Space Heating | Natural Gas | Condensing RTU | A | Incremental Summer Peak Savings (MW) | Achievable Economic RVT Potential | 0 | 0 | 0 | 0 | 0 | 0 | 0 | 0 | 0 | 0 | 0 | 0 | 0 | 0 | 0 | 0 | 0 | 0 | 0 | 0 | 0 | 0 | 0 | 0 | 0 | 0 | 0
F9_Industrial_Industrial - WA_New_Space Heating_Natural Gas_Condensing RTU_A_Achievable Economic RVT Potential | F9 | Industrial | Industrial - WA | New | Space Heating | Natural Gas | Condensing RTU | A | Incremental Winter Peak Savings (MW) | Achievable Economic RVT Potential | 0 | 0 | 0 | 0 | 0 | 0 | 0 | 0 | 0 | 0 | 0 | 0 | 0 | 0 | 0 | 0 | 0 | 0 | 0 | 0 | 0 | 0 | 0 | 0 | 0 | 0 | 0
F10_Industrial_Industrial - WA_New_Space Heating_Natural Gas_Condensing RTU_A_Achievable Economic RVT Potential | F10 | Industrial | Industrial - WA | New | Space Heating | Natural Gas | Condensing RTU | A | Cumulative Energy Savings (MWh or mTherms) | Achievable Economic RVT Potential | 0 | 0 | 0 | 0 | 0 | 0 | 0 | 0 | 0 | 0 | 0 | 0 | 0 | 0 | 0 | 0 | 0 | 0 | 0 | 0 | 0 | 0 | 0 | 0 | 0 | 0 | 0
F11_Industrial_Industrial - WA_New_Space Heating_Natural Gas_Condensing RTU_A_Achievable Economic RVT Potential | F11 | Industrial | Industrial - WA | New | Space Heating | Natural Gas | Condensing RTU | A | Cumulative Summer Peak Savings (MW) | Achievable Economic RVT Potential | 0 | 0 | 0 | 0 | 0 | 0 | 0 | 0 | 0 | 0 | 0 | 0 | 0 | 0 | 0 | 0 | 0 | 0 | 0 | 0 | 0 | 0 | 0 | 0 | 0 | 0 | 0
F12_Industrial_Industrial - WA_New_Space Heating_Natural Gas_Condensing RTU_A_Achievable Economic RVT Potential | F12 | Industrial | Industrial - WA | New | Space Heating | Natural Gas | Condensing RTU | A | Cumulative Winter Peak Savings (MW) | Achievable Economic RVT Potential | 0 | 0 | 0 | 0 | 0 | 0 | 0 | 0 | 0 | 0 | 0 | 0 | 0 | 0 | 0 | 0 | 0 | 0 | 0 | 0 | 0 | 0 | 0 | 0 | 0 | 0 | 0
F13_Industrial_Industrial - WA_New_Space Heating_Natural Gas_Condensing RTU_A_Achievable Economic RVT Potential | F13 | Industrial | Industrial - WA | New | Space Heating | Natural Gas | Condensing RTU | A | Purchases (Incremental) | Achievable Economic RVT Potential | 0 | 0 | 0 | 0 | 0 | 0 | 0 | 0 | 0 | 0 | 0 | 0 | 0 | 0 | 0 | 0 | 0 | 0 | 0 | 0 | 0 | 0 | 0 | 0 | 0 | 0 | 0
F14_Industrial_Industrial - WA_New_Space Heating_Natural Gas_Condensing RTU_A_Achievable Economic RVT Potential | F14 | Industrial | Industrial - WA | New | Space Heating | Natural Gas | Condensing RTU | A | Purchases (Cumulative) | Achievable Economic RVT Potential | 0 | 0 | 0 | 0 | 0 | 0 | 0 | 0 | 0 | 0 | 0 | 0 | 0 | 0 | 0 | 0 | 0 | 0 | 0 | 0 | 0 | 0 | 0 | 0 | 0 | 0 | 0
F1_Industrial_Industrial - WA_New_Space Heating_Natural Gas_Industrial Air Curtains_A_Achievable Economic RVT Potential | F1 | Industrial | Industrial - WA | New | Space Heating | Natural Gas | Industrial Air Curtains | A | Original Unit Energy Savings (kWh or therms) | Achievable Economic RVT Potential | 0 | 0 | -0.016936 | -0.016802 | -0.016735 | -0.016695 | -0.016673 | -0.016654 | -0.016638 | -0.016624 | -0.016611 | -0.0166 | -0.016591 | -0.016582 | -0.016574 | -0.016567 | -0.016561 | -0.016555 | -0.016549 | -0.016538 | -0.016523 | -0.01651 | -0.016498 | -0.016488 | -0.016479 | -0.016471 | -0.016463
F2_Industrial_Industrial - WA_New_Space Heating_Natural Gas_Industrial Air Curtains_A_Achievable Economic RVT Potential | F2 | Industrial | Industrial - WA | New | Space Heating | Natural Gas | Industrial Air Curtains | A | Original Unit Summer Peak Savings (kW) | Achievable Economic RVT Potential | 0 | 0 | 0 | 0 | 0 | 0 | 0 | 0 | 0 | 0 | 0 | 0 | 0 | 0 | 0 | 0 | 0 | 0 | 0 | 0 | 0 | 0 | 0 | 0 | 0 | 0 | 0
F3_Industrial_Industrial - WA_New_Space Heating_Natural Gas_Industrial Air Curtains_A_Achievable Economic RVT Potential | F3 | Industrial | Industrial - WA | New | Space Heating | Natural Gas | Industrial Air Curtains | A | Original Unit Winter Peak Savings (kW) | Achievable Economic RVT Potential | 0 | 0 | 0 | 0 | 0 | 0 | 0 | 0 | 0 | 0 | 0 | 0 | 0 | 0 | 0 | 0 | 0 | 0 | 0 | 0 | 0 | 0 | 0 | 0 | 0 | 0 | 0
F4_Industrial_Industrial - WA_New_Space Heating_Natural Gas_Industrial Air Curtains_A_Achievable Economic RVT Potential | F4 | Industrial | Industrial - WA | New | Space Heating | Natural Gas | Industrial Air Curtains | A | Standalone Impact on Baseline Energy (%) | Achievable Economic RVT Potential | 0 | 0 | 0 | 0 | 0 | 0 | 0 | 0 | 0 | 0 | 0 | 0 | 0 | 0 | 0 | 0 | 0 | 0 | 0 | 0 | 0 | 0 | 0 | 0 | 0 | 0 | 0
F5_Industrial_Industrial - WA_New_Space Heating_Natural Gas_Industrial Air Curtains_A_Achievable Economic RVT Potential | F5 | Industrial | Industrial - WA | New | Space Heating | Natural Gas | Industrial Air Curtains | A | Standalone Impact on Baseline Summer Peak (%) | Achievable Economic RVT Potential | 0 | 0 | 0 | 0 | 0 | 0 | 0 | 0 | 0 | 0 | 0 | 0 | 0 | 0 | 0 | 0 | 0 | 0 | 0 | 0 | 0 | 0 | 0 | 0 | 0 | 0 | 0
F6_Industrial_Industrial - WA_New_Space Heating_Natural Gas_Industrial Air Curtains_A_Achievable Economic RVT Potential | F6 | Industrial | Industrial - WA | New | Space Heating | Natural Gas | Industrial Air Curtains | A | Standalone Impact on Baseline Winter Peak (%) | Achievable Economic RVT Potential | 0 | 0 | 0 | 0 | 0 | 0 | 0 | 0 | 0 | 0 | 0 | 0 | 0 | 0 | 0 | 0 | 0 | 0 | 0 | 0 | 0 | 0 | 0 | 0 | 0 | 0 | 0
F7_Industrial_Industrial - WA_New_Space Heating_Natural Gas_Industrial Air Curtains_A_Achievable Economic RVT Potential | F7 | Industrial | Industrial - WA | New | Space Heating | Natural Gas | Industrial Air Curtains | A | Incremental Energy Savings (MWh or mTherms) | Achievable Economic RVT Potential | 0 | 0 | 0 | 0 | 0 | 0 | 0 | 0 | 0 | 0 | 0 | 0 | 0 | 0 | 0 | 0 | 0 | 0 | 0 | 0 | 0 | 0 | 0 | 0 | 0 | 0 | 0
F8_Industrial_Industrial - WA_New_Space Heating_Natural Gas_Industrial Air Curtains_A_Achievable Economic RVT Potential | F8 | Industrial | Industrial - WA | New | Space Heating | Natural Gas | Industrial Air Curtains | A | Incremental Summer Peak Savings (MW) | Achievable Economic RVT Potential | 0 | 0 | 0 | 0 | 0 | 0 | 0 | 0 | 0 | 0 | 0 | 0 | 0 | 0 | 0 | 0 | 0 | 0 | 0 | 0 | 0 | 0 | 0 | 0 | 0 | 0 | 0
F9_Industrial_Industrial - WA_New_Space Heating_Natural Gas_Industrial Air Curtains_A_Achievable Economic RVT Potential | F9 | Industrial | Industrial - WA | New | Space Heating | Natural Gas | Industrial Air Curtains | A | Incremental Winter Peak Savings (MW) | Achievable Economic RVT Potential | 0 | 0 | 0 | 0 | 0 | 0 | 0 | 0 | 0 | 0 | 0 | 0 | 0 | 0 | 0 | 0 | 0 | 0 | 0 | 0 | 0 | 0 | 0 | 0 | 0 | 0 | 0
F10_Industrial_Industrial - WA_New_Space Heating_Natural Gas_Industrial Air Curtains_A_Achievable Economic RVT Potential | F10 | Industrial | Industrial - WA | New | Space Heating | Natural Gas | Industrial Air Curtains | A | Cumulative Energy Savings (MWh or mTherms) | Achievable Economic RVT Potential | 0 | 0 | 0 | 0 | 0 | 0 | 0 | 0 | 0 | 0 | 0 | 0 | 0 | 0 | 0 | 0 | 0 | 0 | 0 | 0 | 0 | 0 | 0 | 0 | 0 | 0 | 0
F11_Industrial_Industrial - WA_New_Space Heating_Natural Gas_Industrial Air Curtains_A_Achievable Economic RVT Potential | F11 | Industrial | Industrial - WA | New | Space Heating | Natural Gas | Industrial Air Curtains | A | Cumulative Summer Peak Savings (MW) | Achievable Economic RVT Potential | 0 | 0 | 0 | 0 | 0 | 0 | 0 | 0 | 0 | 0 | 0 | 0 | 0 | 0 | 0 | 0 | 0 | 0 | 0 | 0 | 0 | 0 | 0 | 0 | 0 | 0 | 0
F12_Industrial_Industrial - WA_New_Space Heating_Natural Gas_Industrial Air Curtains_A_Achievable Economic RVT Potential | F12 | Industrial | Industrial - WA | New | Space Heating | Natural Gas | Industrial Air Curtains | A | Cumulative Winter Peak Savings (MW) | Achievable Economic RVT Potential | 0 | 0 | 0 | 0 | 0 | 0 | 0 | 0 | 0 | 0 | 0 | 0 | 0 | 0 | 0 | 0 | 0 | 0 | 0 | 0 | 0 | 0 | 0 | 0 | 0 | 0 | 0
F13_Industrial_Industrial - WA_New_Space Heating_Natural Gas_Industrial Air Curtains_A_Achievable Economic RVT Potential | F13 | Industrial | Industrial - WA | New | Space Heating | Natural Gas | Industrial Air Curtains | A | Purchases (Incremental) | Achievable Economic RVT Potential | 0 | 0 | 0 | 0 | 0 | 0 | 0 | 0 | 0 | 0 | 0 | 0 | 0 | 0 | 0 | 0 | 0 | 0 | 0 | 0 | 0 | 0 | 0 | 0 | 0 | 0 | 0
F14_Industrial_Industrial - WA_New_Space Heating_Natural Gas_Industrial Air Curtains_A_Achievable Economic RVT Potential | F14 | Industrial | Industrial - WA | New | Space Heating | Natural Gas | Industrial Air Curtains | A | Purchases (Cumulative) | Achievable Economic RVT Potential | 0 | 0 | 0 | 0 | 0 | 0 | 0 | 0 | 0 | 0 | 0 | 0 | 0 | 0 | 0 | 0 | 0 | 0 | 0 | 0 | 0 | 0 | 0 | 0 | 0 | 0 | 0
F1_Industrial_Industrial - WA_New_Space Heating_Natural Gas_HVAC - Energy Recovery Ventilator_A_Achievable Economic RVT Potential | F1 | Industrial | Industrial - WA | New | Space Heating | Natural Gas | HVAC - Energy Recovery Ventilator | A | Original Unit Energy Savings (kWh or therms) | Achievable Economic RVT Potential | 0 | 0 | 0.17445 | 0.17306 | 0.17238 | 0.17197 | 0.17174 | 0.17154 | 0.17137 | 0.17123 | 0.1711 | 0.17099 | 0.17089 | 0.1708 | 0.17072 | 0.17065 | 0.17058 | 0.17052 | 0.17046 | 0.17035 | 0.1702 | 0.17006 | 0.16994 | 0.16983 | 0.16974 | 0.16965 | 0.16958
F2_Industrial_Industrial - WA_New_Space Heating_Natural Gas_HVAC - Energy Recovery Ventilator_A_Achievable Economic RVT Potential | F2 | Industrial | Industrial - WA | New | Space Heating | Natural Gas | HVAC - Energy Recovery Ventilator | A | Original Unit Summer Peak Savings (kW) | Achievable Economic RVT Potential | 0 | 0 | 0 | 0 | 0 | 0 | 0 | 0 | 0 | 0 | 0 | 0 | 0 | 0 | 0 | 0 | 0 | 0 | 0 | 0 | 0 | 0 | 0 | 0 | 0 | 0 | 0
F3_Industrial_Industrial - WA_New_Space Heating_Natural Gas_HVAC - Energy Recovery Ventilator_A_Achievable Economic RVT Potential | F3 | Industrial | Industrial - WA | New | Space Heating | Natural Gas | HVAC - Energy Recovery Ventilator | A | Original Unit Winter Peak Savings (kW) | Achievable Economic RVT Potential | 0 | 0 | 0 | 0 | 0 | 0 | 0 | 0 | 0 | 0 | 0 | 0 | 0 | 0 | 0 | 0 | 0 | 0 | 0 | 0 | 0 | 0 | 0 | 0 | 0 | 0 | 0
F4_Industrial_Industrial - WA_New_Space Heating_Natural Gas_HVAC - Energy Recovery Ventilator_A_Achievable Economic RVT Potential | F4 | Industrial | Industrial - WA | New | Space Heating | Natural Gas | HVAC - Energy Recovery Ventilator | A | Standalone Impact on Baseline Energy (%) | Achievable Economic RVT Potential | 0 | 0 | 0 | 0 | 0 | 0 | 0 | 0 | 0 | 0 | 0 | 0 | 0 | 0 | 0 | 0 | 0 | 0 | 0 | 0 | 0 | 0 | 0 | 0 | 0 | 0 | 0
F5_Industrial_Industrial - WA_New_Space Heating_Natural Gas_HVAC - Energy Recovery Ventilator_A_Achievable Economic RVT Potential | F5 | Industrial | Industrial - WA | New | Space Heating | Natural Gas | HVAC - Energy Recovery Ventilator | A | Standalone Impact on Baseline Summer Peak (%) | Achievable Economic RVT Potential | 0 | 0 | 0 | 0 | 0 | 0 | 0 | 0 | 0 | 0 | 0 | 0 | 0 | 0 | 0 | 0 | 0 | 0 | 0 | 0 | 0 | 0 | 0 | 0 | 0 | 0 | 0
F6_Industrial_Industrial - WA_New_Space Heating_Natural Gas_HVAC - Energy Recovery Ventilator_A_Achievable Economic RVT Potential | F6 | Industrial | Industrial - WA | New | Space Heating | Natural Gas | HVAC - Energy Recovery Ventilator | A | Standalone Impact on Baseline Winter Peak (%) | Achievable Economic RVT Potential | 0 | 0 | 0 | 0 | 0 | 0 | 0 | 0 | 0 | 0 | 0 | 0 | 0 | 0 | 0 | 0 | 0 | 0 | 0 | 0 | 0 | 0 | 0 | 0 | 0 | 0 | 0
F7_Industrial_Industrial - WA_New_Space Heating_Natural Gas_HVAC - Energy Recovery Ventilator_A_Achievable Economic RVT Potential | F7 | Industrial | Industrial - WA | New | Space Heating | Natural Gas | HVAC - Energy Recovery Ventilator | A | Incremental Energy Savings (MWh or mTherms) | Achievable Economic RVT Potential | 0 | 0 | 0 | 0 | 0 | 0 | 0 | 0 | 0 | 0 | 0 | 0 | 0 | 0 | 0 | 0 | 0 | 0 | 0 | 0 | 0 | 0 | 0 | 0 | 0 | 0 | 0
F8_Industrial_Industrial - WA_New_Space Heating_Natural Gas_HVAC - Energy Recovery Ventilator_A_Achievable Economic RVT Potential | F8 | Industrial | Industrial - WA | New | Space Heating | Natural Gas | HVAC - Energy Recovery Ventilator | A | Incremental Summer Peak Savings (MW) | Achievable Economic RVT Potential | 0 | 0 | 0 | 0 | 0 | 0 | 0 | 0 | 0 | 0 | 0 | 0 | 0 | 0 | 0 | 0 | 0 | 0 | 0 | 0 | 0 | 0 | 0 | 0 | 0 | 0 | 0
F9_Industrial_Industrial - WA_New_Space Heating_Natural Gas_HVAC - Energy Recovery Ventilator_A_Achievable Economic RVT Potential | F9 | Industrial | Industrial - WA | New | Space Heating | Natural Gas | HVAC - Energy Recovery Ventilator | A | Incremental Winter Peak Savings (MW) | Achievable Economic RVT Potential | 0 | 0 | 0 | 0 | 0 | 0 | 0 | 0 | 0 | 0 | 0 | 0 | 0 | 0 | 0 | 0 | 0 | 0 | 0 | 0 | 0 | 0 | 0 | 0 | 0 | 0 | 0
F10_Industrial_Industrial - WA_New_Space Heating_Natural Gas_HVAC - Energy Recovery Ventilator_A_Achievable Economic RVT Potential | F10 | Industrial | Industrial - WA | New | Space Heating | Natural Gas | HVAC - Energy Recovery Ventilator | A | Cumulative Energy Savings (MWh or mTherms) | Achievable Economic RVT Potential | 0 | 0 | 0 | 0 | 0 | 0 | 0 | 0 | 0 | 0 | 0 | 0 | 0 | 0 | 0 | 0 | 0 | 0 | 0 | 0 | 0 | 0 | 0 | 0 | 0 | 0 | 0
F11_Industrial_Industrial - WA_New_Space Heating_Natural Gas_HVAC - Energy Recovery Ventilator_A_Achievable Economic RVT Potential | F11 | Industrial | Industrial - WA | New | Space Heating | Natural Gas | HVAC - Energy Recovery Ventilator | A | Cumulative Summer Peak Savings (MW) | Achievable Economic RVT Potential | 0 | 0 | 0 | 0 | 0 | 0 | 0 | 0 | 0 | 0 | 0 | 0 | 0 | 0 | 0 | 0 | 0 | 0 | 0 | 0 | 0 | 0 | 0 | 0 | 0 | 0 | 0
F12_Industrial_Industrial - WA_New_Space Heating_Natural Gas_HVAC - Energy Recovery Ventilator_A_Achievable Economic RVT Potential | F12 | Industrial | Industrial - WA | New | Space Heating | Natural Gas | HVAC - Energy Recovery Ventilator | A | Cumulative Winter Peak Savings (MW) | Achievable Economic RVT Potential | 0 | 0 | 0 | 0 | 0 | 0 | 0 | 0 | 0 | 0 | 0 | 0 | 0 | 0 | 0 | 0 | 0 | 0 | 0 | 0 | 0 | 0 | 0 | 0 | 0 | 0 | 0
F13_Industrial_Industrial - WA_New_Space Heating_Natural Gas_HVAC - Energy Recovery Ventilator_A_Achievable Economic RVT Potential | F13 | Industrial | Industrial - WA | New | Space Heating | Natural Gas | HVAC - Energy Recovery Ventilator | A | Purchases (Incremental) | Achievable Economic RVT Potential | 0 | 0 | 0 | 0 | 0 | 0 | 0 | 0 | 0 | 0 | 0 | 0 | 0 | 0 | 0 | 0 | 0 | 0 | 0 | 0 | 0 | 0 | 0 | 0 | 0 | 0 | 0
F14_Industrial_Industrial - WA_New_Space Heating_Natural Gas_HVAC - Energy Recovery Ventilator_A_Achievable Economic RVT Potential | F14 | Industrial | Industrial - WA | New | Space Heating | Natural Gas | HVAC - Energy Recovery Ventilator | A | Purchases (Cumulative) | Achievable Economic RVT Potential | 0 | 0 | 0 | 0 | 0 | 0 | 0 | 0 | 0 | 0 | 0 | 0 | 0 | 0 | 0 | 0 | 0 | 0 | 0 | 0 | 0 | 0 | 0 | 0 | 0 | 0 | 0
F1_Industrial_Industrial - WA_New_Space Heating_Natural Gas_Thermostat - Connected_A_Achievable Economic RVT Potential | F1 | Industrial | Industrial - WA | New | Space Heating | Natural Gas | Thermostat - Connected | A | Original Unit Energy Savings (kWh or therms) | Achievable Economic RVT Potential | 0 | 0 | 6201.7281 | 6152.4665 | 6128.1564 | 6113.5944 | 6105.396 | 6098.45 | 6092.4906 | 6087.3222 | 6082.7977 | 6078.8043 | 6075.2542 | 6072.0779 | 6069.2197 | 6066.6344 | 6064.285 | 6062.1409 | 6060.1766 | 6056.1041 | 6050.621 | 6045.7748 | 6041.4822 | 6037.6721 | 6034.284 | 6031.266 | 6028.5733
F2_Industrial_Industrial - WA_New_Space Heating_Natural Gas_Thermostat - Connected_A_Achievable Economic RVT Potential | F2 | Industrial | Industrial - WA | New | Space Heating | Natural Gas | Thermostat - Connected | A | Original Unit Summer Peak Savings (kW) | Achievable Economic RVT Potential | 0 | 0 | 0 | 0 | 0 | 0 | 0 | 0 | 0 | 0 | 0 | 0 | 0 | 0 | 0 | 0 | 0 | 0 | 0 | 0 | 0 | 0 | 0 | 0 | 0 | 0 | 0
F3_Industrial_Industrial - WA_New_Space Heating_Natural Gas_Thermostat - Connected_A_Achievable Economic RVT Potential | F3 | Industrial | Industrial - WA | New | Space Heating | Natural Gas | Thermostat - Connected | A | Original Unit Winter Peak Savings (kW) | Achievable Economic RVT Potential | 0 | 0 | 0 | 0 | 0 | 0 | 0 | 0 | 0 | 0 | 0 | 0 | 0 | 0 | 0 | 0 | 0 | 0 | 0 | 0 | 0 | 0 | 0 | 0 | 0 | 0 | 0
F4_Industrial_Industrial - WA_New_Space Heating_Natural Gas_Thermostat - Connected_A_Achievable Economic RVT Potential | F4 | Industrial | Industrial - WA | New | Space Heating | Natural Gas | Thermostat - Connected | A | Standalone Impact on Baseline Energy (%) | Achievable Economic RVT Potential | 0 | 0 | 0.0018595 | 0.0032557 | 0.0045821 | 0.0059043 | 0.0073221 | 0.0076058 | 0.0073564 | 0.0069269 | 0.0065508 | 0.0062189 | 0.0059239 | 0.0056599 | 0.0054223 | 0.0052074 | 0.0050122 | 0.004834 | 0.0046707 | 0.0045206 | 0.0043821 | 0.0042541 | 0.0041352 | 0.0040247 | 0.0039216 | 0.0038253 | 0.0037351
F5_Industrial_Industrial - WA_New_Space Heating_Natural Gas_Thermostat - Connected_A_Achievable Economic RVT Potential | F5 | Industrial | Industrial - WA | New | Space Heating | Natural Gas | Thermostat - Connected | A | Standalone Impact on Baseline Summer Peak (%) | Achievable Economic RVT Potential | 0 | 0 | 0 | 0 | 0 | 0 | 0 | 0 | 0 | 0 | 0 | 0 | 0 | 0 | 0 | 0 | 0 | 0 | 0 | 0 | 0 | 0 | 0 | 0 | 0 | 0 | 0
F6_Industrial_Industrial - WA_New_Space Heating_Natural Gas_Thermostat - Connected_A_Achievable Economic RVT Potential | F6 | Industrial | Industrial - WA | New | Space Heating | Natural Gas | Thermostat - Connected | A | Standalone Impact on Baseline Winter Peak (%) | Achievable Economic RVT Potential | 0 | 0 | 0 | 0 | 0 | 0 | 0 | 0 | 0 | 0 | 0 | 0 | 0 | 0 | 0 | 0 | 0 | 0 | 0 | 0 | 0 | 0 | 0 | 0 | 0 | 0 | 0
F7_Industrial_Industrial - WA_New_Space Heating_Natural Gas_Thermostat - Connected_A_Achievable Economic RVT Potential | F7 | Industrial | Industrial - WA | New | Space Heating | Natural Gas | Thermostat - Connected | A | Incremental Energy Savings (MWh or mTherms) | Achievable Economic RVT Potential | 0 | 0 | 0 | 0 | 0 | 0 | 0 | 0 | 0 | 0 | 0 | 0 | 0 | 0 | 0 | 0 | 0 | 0 | 0 | 0 | 0 | 0 | 0 | 0 | 0 | 0 | 0
F8_Industrial_Industrial - WA_New_Space Heating_Natural Gas_Thermostat - Connected_A_Achievable Economic RVT Potential | F8 | Industrial | Industrial - WA | New | Space Heating | Natural Gas | Thermostat - Connected | A | Incremental Summer Peak Savings (MW) | Achievable Economic RVT Potential | 0 | 0 | 0 | 0 | 0 | 0 | 0 | 0 | 0 | 0 | 0 | 0 | 0 | 0 | 0 | 0 | 0 | 0 | 0 | 0 | 0 | 0 | 0 | 0 | 0 | 0 | 0
F9_Industrial_Industrial - WA_New_Space Heating_Natural Gas_Thermostat - Connected_A_Achievable Economic RVT Potential | F9 | Industrial | Industrial - WA | New | Space Heating | Natural Gas | Thermostat - Connected | A | Incremental Winter Peak Savings (MW) | Achievable Economic RVT Potential | 0 | 0 | 0 | 0 | 0 | 0 | 0 | 0 | 0 | 0 | 0 | 0 | 0 | 0 | 0 | 0 | 0 | 0 | 0 | 0 | 0 | 0 | 0 | 0 | 0 | 0 | 0
F10_Industrial_Industrial - WA_New_Space Heating_Natural Gas_Thermostat - Connected_A_Achievable Economic RVT Potential | F10 | Industrial | Industrial - WA | New | Space Heating | Natural Gas | Thermostat - Connected | A | Cumulative Energy Savings (MWh or mTherms) | Achievable Economic RVT Potential | 0 | 0 | 0 | 0 | 0 | 0 | 0 | 0 | 0 | 0 | 0 | 0 | 0 | 0 | 0 | 0 | 0 | 0 | 0 | 0 | 0 | 0 | 0 | 0 | 0 | 0 | 0
F11_Industrial_Industrial - WA_New_Space Heating_Natural Gas_Thermostat - Connected_A_Achievable Economic RVT Potential | F11 | Industrial | Industrial - WA | New | Space Heating | Natural Gas | Thermostat - Connected | A | Cumulative Summer Peak Savings (MW) | Achievable Economic RVT Potential | 0 | 0 | 0 | 0 | 0 | 0 | 0 | 0 | 0 | 0 | 0 | 0 | 0 | 0 | 0 | 0 | 0 | 0 | 0 | 0 | 0 | 0 | 0 | 0 | 0 | 0 | 0
F12_Industrial_Industrial - WA_New_Space Heating_Natural Gas_Thermostat - Connected_A_Achievable Economic RVT Potential | F12 | Industrial | Industrial - WA | New | Space Heating | Natural Gas | Thermostat - Connected | A | Cumulative Winter Peak Savings (MW) | Achievable Economic RVT Potential | 0 | 0 | 0 | 0 | 0 | 0 | 0 | 0 | 0 | 0 | 0 | 0 | 0 | 0 | 0 | 0 | 0 | 0 | 0 | 0 | 0 | 0 | 0 | 0 | 0 | 0 | 0
F13_Industrial_Industrial - WA_New_Space Heating_Natural Gas_Thermostat - Connected_A_Achievable Economic RVT Potential | F13 | Industrial | Industrial - WA | New | Space Heating | Natural Gas | Thermostat - Connected | A | Purchases (Incremental) | Achievable Economic RVT Potential | 0 | 0 | 0 | 0 | 0 | 0 | 0 | 0 | 0 | 0 | 0 | 0 | 0 | 0 | 0 | 0 | 0 | 0 | 0 | 0 | 0 | 0 | 0 | 0 | 0 | 0 | 0
F14_Industrial_Industrial - WA_New_Space Heating_Natural Gas_Thermostat - Connected_A_Achievable Economic RVT Potential | F14 | Industrial | Industrial - WA | New | Space Heating | Natural Gas | Thermostat - Connected | A | Purchases (Cumulative) | Achievable Economic RVT Potential | 0 | 0 | 0 | 0 | 0 | 0 | 0 | 0 | 0 | 0 | 0 | 0 | 0 | 0 | 0 | 0 | 0 | 0 | 0 | 0 | 0 | 0 | 0 | 0 | 0 | 0 | 0
F1_Industrial_Industrial - WA_New_Space Heating_Natural Gas_Gas Boiler - Maintenance_A_Achievable Economic RVT Potential | F1 | Industrial | Industrial - WA | New | Space Heating | Natural Gas | Gas Boiler - Maintenance | A | Original Unit Energy Savings (kWh or therms) | Achievable Economic RVT Potential | 0 | 0 | 0.55341 | 0.55341 | 0.55341 | 0.55341 | 0.55341 | 0.55341 | 0.55341 | 0.55341 | 0.55341 | 0.55341 | 0.55341 | 0.55341 | 0.55341 | 0.55341 | 0.55341 | 0.55341 | 0.55341 | 0.55341 | 0.55341 | 0.55341 | 0.55341 | 0.55341 | 0.55341 | 0.55341 | 0.55341
F2_Industrial_Industrial - WA_New_Space Heating_Natural Gas_Gas Boiler - Maintenance_A_Achievable Economic RVT Potential | F2 | Industrial | Industrial - WA | New | Space Heating | Natural Gas | Gas Boiler - Maintenance | A | Original Unit Summer Peak Savings (kW) | Achievable Economic RVT Potential | 0 | 0 | 0 | 0 | 0 | 0 | 0 | 0 | 0 | 0 | 0 | 0 | 0 | 0 | 0 | 0 | 0 | 0 | 0 | 0 | 0 | 0 | 0 | 0 | 0 | 0 | 0
F3_Industrial_Industrial - WA_New_Space Heating_Natural Gas_Gas Boiler - Maintenance_A_Achievable Economic RVT Potential | F3 | Industrial | Industrial - WA | New | Space Heating | Natural Gas | Gas Boiler - Maintenance | A | Original Unit Winter Peak Savings (kW) | Achievable Economic RVT Potential | 0 | 0 | 0 | 0 | 0 | 0 | 0 | 0 | 0 | 0 | 0 | 0 | 0 | 0 | 0 | 0 | 0 | 0 | 0 | 0 | 0 | 0 | 0 | 0 | 0 | 0 | 0
F4_Industrial_Industrial - WA_New_Space Heating_Natural Gas_Gas Boiler - Maintenance_A_Achievable Economic RVT Potential | F4 | Industrial | Industrial - WA | New | Space Heating | Natural Gas | Gas Boiler - Maintenance | A | Standalone Impact on Baseline Energy (%) | Achievable Economic RVT Potential | 0 | 0 | 8.1992e-05 | 0.00011999 | 0.00014101 | 0.00012477 | 0.00011559 | 0.0001078 | 0.00010109 | 9.5272e-05 | 9.0167e-05 | 8.5654e-05 | 8.1638e-05 | 7.8041e-05 | 7.48e-05 | 7.1867e-05 | 6.9199e-05 | 6.6762e-05 | 6.4528e-05 | 6.2496e-05 | 6.0637e-05 | 5.8912e-05 | 5.7307e-05 | 5.581e-05 | 5.4412e-05 | 5.3102e-05 | 5.1873e-05
F5_Industrial_Industrial - WA_New_Space Heating_Natural Gas_Gas Boiler - Maintenance_A_Achievable Economic RVT Potential | F5 | Industrial | Industrial - WA | New | Space Heating | Natural Gas | Gas Boiler - Maintenance | A | Standalone Impact on Baseline Summer Peak (%) | Achievable Economic RVT Potential | 0 | 0 | 0 | 0 | 0 | 0 | 0 | 0 | 0 | 0 | 0 | 0 | 0 | 0 | 0 | 0 | 0 | 0 | 0 | 0 | 0 | 0 | 0 | 0 | 0 | 0 | 0
F6_Industrial_Industrial - WA_New_Space Heating_Natural Gas_Gas Boiler - Maintenance_A_Achievable Economic RVT Potential | F6 | Industrial | Industrial - WA | New | Space Heating | Natural Gas | Gas Boiler - Maintenance | A | Standalone Impact on Baseline Winter Peak (%) | Achievable Economic RVT Potential | 0 | 0 | 0 | 0 | 0 | 0 | 0 | 0 | 0 | 0 | 0 | 0 | 0 | 0 | 0 | 0 | 0 | 0 | 0 | 0 | 0 | 0 | 0 | 0 | 0 | 0 | 0
F7_Industrial_Industrial - WA_New_Space Heating_Natural Gas_Gas Boiler - Maintenance_A_Achievable Economic RVT Potential | F7 | Industrial | Industrial - WA | New | Space Heating | Natural Gas | Gas Boiler - Maintenance | A | Incremental Energy Savings (MWh or mTherms) | Achievable Economic RVT Potential | 0 | 0 | 0 | 0 | 0 | 0 | 0 | 0 | 0 | 0 | 0 | 0 | 0 | 0 | 0 | 0 | 0 | 0 | 0 | 0 | 0 | 0 | 0 | 0 | 0 | 0 | 0
F8_Industrial_Industrial - WA_New_Space Heating_Natural Gas_Gas Boiler - Maintenance_A_Achievable Economic RVT Potential | F8 | Industrial | Industrial - WA | New | Space Heating | Natural Gas | Gas Boiler - Maintenance | A | Incremental Summer Peak Savings (MW) | Achievable Economic RVT Potential | 0 | 0 | 0 | 0 | 0 | 0 | 0 | 0 | 0 | 0 | 0 | 0 | 0 | 0 | 0 | 0 | 0 | 0 | 0 | 0 | 0 | 0 | 0 | 0 | 0 | 0 | 0
F9_Industrial_Industrial - WA_New_Space Heating_Natural Gas_Gas Boiler - Maintenance_A_Achievable Economic RVT Potential | F9 | Industrial | Industrial - WA | New | Space Heating | Natural Gas | Gas Boiler - Maintenance | A | Incremental Winter Peak Savings (MW) | Achievable Economic RVT Potential | 0 | 0 | 0 | 0 | 0 | 0 | 0 | 0 | 0 | 0 | 0 | 0 | 0 | 0 | 0 | 0 | 0 | 0 | 0 | 0 | 0 | 0 | 0 | 0 | 0 | 0 | 0
F10_Industrial_Industrial - WA_New_Space Heating_Natural Gas_Gas Boiler - Maintenance_A_Achievable Economic RVT Potential | F10 | Industrial | Industrial - WA | New | Space Heating | Natural Gas | Gas Boiler - Maintenance | A | Cumulative Energy Savings (MWh or mTherms) | Achievable Economic RVT Potential | 0 | 0 | 0 | 0 | 0 | 0 | 0 | 0 | 0 | 0 | 0 | 0 | 0 | 0 | 0 | 0 | 0 | 0 | 0 | 0 | 0 | 0 | 0 | 0 | 0 | 0 | 0
F11_Industrial_Industrial - WA_New_Space Heating_Natural Gas_Gas Boiler - Maintenance_A_Achievable Economic RVT Potential | F11 | Industrial | Industrial - WA | New | Space Heating | Natural Gas | Gas Boiler - Maintenance | A | Cumulative Summer Peak Savings (MW) | Achievable Economic RVT Potential | 0 | 0 | 0 | 0 | 0 | 0 | 0 | 0 | 0 | 0 | 0 | 0 | 0 | 0 | 0 | 0 | 0 | 0 | 0 | 0 | 0 | 0 | 0 | 0 | 0 | 0 | 0
F12_Industrial_Industrial - WA_New_Space Heating_Natural Gas_Gas Boiler - Maintenance_A_Achievable Economic RVT Potential | F12 | Industrial | Industrial - WA | New | Space Heating | Natural Gas | Gas Boiler - Maintenance | A | Cumulative Winter Peak Savings (MW) | Achievable Economic RVT Potential | 0 | 0 | 0 | 0 | 0 | 0 | 0 | 0 | 0 | 0 | 0 | 0 | 0 | 0 | 0 | 0 | 0 | 0 | 0 | 0 | 0 | 0 | 0 | 0 | 0 | 0 | 0
F13_Industrial_Industrial - WA_New_Space Heating_Natural Gas_Gas Boiler - Maintenance_A_Achievable Economic RVT Potential | F13 | Industrial | Industrial - WA | New | Space Heating | Natural Gas | Gas Boiler - Maintenance | A | Purchases (Incremental) | Achievable Economic RVT Potential | 0 | 0 | 0 | 0 | 0 | 0 | 0 | 0 | 0 | 0 | 0 | 0 | 0 | 0 | 0 | 0 | 0 | 0 | 0 | 0 | 0 | 0 | 0 | 0 | 0 | 0 | 0
F14_Industrial_Industrial - WA_New_Space Heating_Natural Gas_Gas Boiler - Maintenance_A_Achievable Economic RVT Potential | F14 | Industrial | Industrial - WA | New | Space Heating | Natural Gas | Gas Boiler - Maintenance | A | Purchases (Cumulative) | Achievable Economic RVT Potential | 0 | 0 | 0 | 0 | 0 | 0 | 0 | 0 | 0 | 0 | 0 | 0 | 0 | 0 | 0 | 0 | 0 | 0 | 0 | 0 | 0 | 0 | 0 | 0 | 0 | 0 | 0
F1_Industrial_Industrial - WA_New_Space Heating_Natural Gas_Gas Furnace - Maintenance_A_Achievable Economic RVT Potential | F1 | Industrial | Industrial - WA | New | Space Heating | Natural Gas | Gas Furnace - Maintenance | A | Original Unit Energy Savings (kWh or therms) | Achievable Economic RVT Potential | 0 | 0 | 0.48603 | 0.47257 | 0.46593 | 0.46195 | 0.45971 | 0.45781 | 0.45618 | 0.45477 | 0.45353 | 0.45244 | 0.45147 | 0.45061 | 0.44982 | 0.44912 | 0.44848 | 0.44789 | 0.44735 | 0.44624 | 0.44474 | 0.44342 | 0.44225 | 0.44121 | 0.44028 | 0.43946 | 0.43872
F2_Industrial_Industrial - WA_New_Space Heating_Natural Gas_Gas Furnace - Maintenance_A_Achievable Economic RVT Potential | F2 | Industrial | Industrial - WA | New | Space Heating | Natural Gas | Gas Furnace - Maintenance | A | Original Unit Summer Peak Savings (kW) | Achievable Economic RVT Potential | 0 | 0 | 0 | 0 | 0 | 0 | 0 | 0 | 0 | 0 | 0 | 0 | 0 | 0 | 0 | 0 | 0 | 0 | 0 | 0 | 0 | 0 | 0 | 0 | 0 | 0 | 0
F3_Industrial_Industrial - WA_New_Space Heating_Natural Gas_Gas Furnace - Maintenance_A_Achievable Economic RVT Potential | F3 | Industrial | Industrial - WA | New | Space Heating | Natural Gas | Gas Furnace - Maintenance | A | Original Unit Winter Peak Savings (kW) | Achievable Economic RVT Potential | 0 | 0 | 0 | 0 | 0 | 0 | 0 | 0 | 0 | 0 | 0 | 0 | 0 | 0 | 0 | 0 | 0 | 0 | 0 | 0 | 0 | 0 | 0 | 0 | 0 | 0 | 0
F4_Industrial_Industrial - WA_New_Space Heating_Natural Gas_Gas Furnace - Maintenance_A_Achievable Economic RVT Potential | F4 | Industrial | Industrial - WA | New | Space Heating | Natural Gas | Gas Furnace - Maintenance | A | Standalone Impact on Baseline Energy (%) | Achievable Economic RVT Potential | 0 | 0 | 4.5122e-05 | 6.4204e-05 | 7.4388e-05 | 6.5259e-05 | 6.0166e-05 | 5.5878e-05 | 5.2218e-05 | 4.9058e-05 | 4.6303e-05 | 4.388e-05 | 4.1733e-05 | 3.9817e-05 | 3.8098e-05 | 3.6546e-05 | 3.5139e-05 | 3.3858e-05 | 3.2685e-05 | 3.1578e-05 | 3.0535e-05 | 2.9578e-05 | 2.8696e-05 | 2.7881e-05 | 2.7125e-05 | 2.6423e-05 | 2.5768e-05
F5_Industrial_Industrial - WA_New_Space Heating_Natural Gas_Gas Furnace - Maintenance_A_Achievable Economic RVT Potential | F5 | Industrial | Industrial - WA | New | Space Heating | Natural Gas | Gas Furnace - Maintenance | A | Standalone Impact on Baseline Summer Peak (%) | Achievable Economic RVT Potential | 0 | 0 | 0 | 0 | 0 | 0 | 0 | 0 | 0 | 0 | 0 | 0 | 0 | 0 | 0 | 0 | 0 | 0 | 0 | 0 | 0 | 0 | 0 | 0 | 0 | 0 | 0
F6_Industrial_Industrial - WA_New_Space Heating_Natural Gas_Gas Furnace - Maintenance_A_Achievable Economic RVT Potential | F6 | Industrial | Industrial - WA | New | Space Heating | Natural Gas | Gas Furnace - Maintenance | A | Standalone Impact on Baseline Winter Peak (%) | Achievable Economic RVT Potential | 0 | 0 | 0 | 0 | 0 | 0 | 0 | 0 | 0 | 0 | 0 | 0 | 0 | 0 | 0 | 0 | 0 | 0 | 0 | 0 | 0 | 0 | 0 | 0 | 0 | 0 | 0
F7_Industrial_Industrial - WA_New_Space Heating_Natural Gas_Gas Furnace - Maintenance_A_Achievable Economic RVT Potential | F7 | Industrial | Industrial - WA | New | Space Heating | Natural Gas | Gas Furnace - Maintenance | A | Incremental Energy Savings (MWh or mTherms) | Achievable Economic RVT Potential | 0 | 0 | 0 | 0 | 0 | 0 | 0 | 0 | 0 | 0 | 0 | 0 | 0 | 0 | 0 | 0 | 0 | 0 | 0 | 0 | 0 | 0 | 0 | 0 | 0 | 0 | 0
F8_Industrial_Industrial - WA_New_Space Heating_Natural Gas_Gas Furnace - Maintenance_A_Achievable Economic RVT Potential | F8 | Industrial | Industrial - WA | New | Space Heating | Natural Gas | Gas Furnace - Maintenance | A | Incremental Summer Peak Savings (MW) | Achievable Economic RVT Potential | 0 | 0 | 0 | 0 | 0 | 0 | 0 | 0 | 0 | 0 | 0 | 0 | 0 | 0 | 0 | 0 | 0 | 0 | 0 | 0 | 0 | 0 | 0 | 0 | 0 | 0 | 0
F9_Industrial_Industrial - WA_New_Space Heating_Natural Gas_Gas Furnace - Maintenance_A_Achievable Economic RVT Potential | F9 | Industrial | Industrial - WA | New | Space Heating | Natural Gas | Gas Furnace - Maintenance | A | Incremental Winter Peak Savings (MW) | Achievable Economic RVT Potential | 0 | 0 | 0 | 0 | 0 | 0 | 0 | 0 | 0 | 0 | 0 | 0 | 0 | 0 | 0 | 0 | 0 | 0 | 0 | 0 | 0 | 0 | 0 | 0 | 0 | 0 | 0
F10_Industrial_Industrial - WA_New_Space Heating_Natural Gas_Gas Furnace - Maintenance_A_Achievable Economic RVT Potential | F10 | Industrial | Industrial - WA | New | Space Heating | Natural Gas | Gas Furnace - Maintenance | A | Cumulative Energy Savings (MWh or mTherms) | Achievable Economic RVT Potential | 0 | 0 | 0 | 0 | 0 | 0 | 0 | 0 | 0 | 0 | 0 | 0 | 0 | 0 | 0 | 0 | 0 | 0 | 0 | 0 | 0 | 0 | 0 | 0 | 0 | 0 | 0
F11_Industrial_Industrial - WA_New_Space Heating_Natural Gas_Gas Furnace - Maintenance_A_Achievable Economic RVT Potential | F11 | Industrial | Industrial - WA | New | Space Heating | Natural Gas | Gas Furnace - Maintenance | A | Cumulative Summer Peak Savings (MW) | Achievable Economic RVT Potential | 0 | 0 | 0 | 0 | 0 | 0 | 0 | 0 | 0 | 0 | 0 | 0 | 0 | 0 | 0 | 0 | 0 | 0 | 0 | 0 | 0 | 0 | 0 | 0 | 0 | 0 | 0
F12_Industrial_Industrial - WA_New_Space Heating_Natural Gas_Gas Furnace - Maintenance_A_Achievable Economic RVT Potential | F12 | Industrial | Industrial - WA | New | Space Heating | Natural Gas | Gas Furnace - Maintenance | A | Cumulative Winter Peak Savings (MW) | Achievable Economic RVT Potential | 0 | 0 | 0 | 0 | 0 | 0 | 0 | 0 | 0 | 0 | 0 | 0 | 0 | 0 | 0 | 0 | 0 | 0 | 0 | 0 | 0 | 0 | 0 | 0 | 0 | 0 | 0
F13_Industrial_Industrial - WA_New_Space Heating_Natural Gas_Gas Furnace - Maintenance_A_Achievable Economic RVT Potential | F13 | Industrial | Industrial - WA | New | Space Heating | Natural Gas | Gas Furnace - Maintenance | A | Purchases (Incremental) | Achievable Economic RVT Potential | 0 | 0 | 0 | 0 | 0 | 0 | 0 | 0 | 0 | 0 | 0 | 0 | 0 | 0 | 0 | 0 | 0 | 0 | 0 | 0 | 0 | 0 | 0 | 0 | 0 | 0 | 0
F14_Industrial_Industrial - WA_New_Space Heating_Natural Gas_Gas Furnace - Maintenance_A_Achievable Economic RVT Potential | F14 | Industrial | Industrial - WA | New | Space Heating | Natural Gas | Gas Furnace - Maintenance | A | Purchases (Cumulative) | Achievable Economic RVT Potential | 0 | 0 | 0 | 0 | 0 | 0 | 0 | 0 | 0 | 0 | 0 | 0 | 0 | 0 | 0 | 0 | 0 | 0 | 0 | 0 | 0 | 0 | 0 | 0 | 0 | 0 | 0
F1_Industrial_Industrial - WA_New_Space Heating_Natural Gas_Gas Furnace - Tube Inserts_A_Achievable Economic RVT Potential | F1 | Industrial | Industrial - WA | New | Space Heating | Natural Gas | Gas Furnace - Tube Inserts | A | Original Unit Energy Savings (kWh or therms) | Achievable Economic RVT Potential | 0 | 0 | 0 | 0 | 0 | 0 | 0 | 0 | 0 | 0 | 0 | 0 | 0 | 0 | 0 | 0 | 0 | 0 | 0 | 0 | 0 | 0 | 0 | 0 | 0 | 0 | 0
F2_Industrial_Industrial - WA_New_Space Heating_Natural Gas_Gas Furnace - Tube Inserts_A_Achievable Economic RVT Potential | F2 | Industrial | Industrial - WA | New | Space Heating | Natural Gas | Gas Furnace - Tube Inserts | A | Original Unit Summer Peak Savings (kW) | Achievable Economic RVT Potential | 0 | 0 | 0 | 0 | 0 | 0 | 0 | 0 | 0 | 0 | 0 | 0 | 0 | 0 | 0 | 0 | 0 | 0 | 0 | 0 | 0 | 0 | 0 | 0 | 0 | 0 | 0
F3_Industrial_Industrial - WA_New_Space Heating_Natural Gas_Gas Furnace - Tube Inserts_A_Achievable Economic RVT Potential | F3 | Industrial | Industrial - WA | New | Space Heating | Natural Gas | Gas Furnace - Tube Inserts | A | Original Unit Winter Peak Savings (kW) | Achievable Economic RVT Potential | 0 | 0 | 0 | 0 | 0 | 0 | 0 | 0 | 0 | 0 | 0 | 0 | 0 | 0 | 0 | 0 | 0 | 0 | 0 | 0 | 0 | 0 | 0 | 0 | 0 | 0 | 0
F4_Industrial_Industrial - WA_New_Space Heating_Natural Gas_Gas Furnace - Tube Inserts_A_Achievable Economic RVT Potential | F4 | Industrial | Industrial - WA | New | Space Heating | Natural Gas | Gas Furnace - Tube Inserts | A | Standalone Impact on Baseline Energy (%) | Achievable Economic RVT Potential | 0 | 0 | 0 | 0 | 0 | 0 | 0 | 0 | 0 | 0 | 0 | 0 | 0 | 0 | 0 | 0 | 0 | 0 | 0 | 0 | 0 | 0 | 0 | 0 | 0 | 0 | 0
F5_Industrial_Industrial - WA_New_Space Heating_Natural Gas_Gas Furnace - Tube Inserts_A_Achievable Economic RVT Potential | F5 | Industrial | Industrial - WA | New | Space Heating | Natural Gas | Gas Furnace - Tube Inserts | A | Standalone Impact on Baseline Summer Peak (%) | Achievable Economic RVT Potential | 0 | 0 | 0 | 0 | 0 | 0 | 0 | 0 | 0 | 0 | 0 | 0 | 0 | 0 | 0 | 0 | 0 | 0 | 0 | 0 | 0 | 0 | 0 | 0 | 0 | 0 | 0
F6_Industrial_Industrial - WA_New_Space Heating_Natural Gas_Gas Furnace - Tube Inserts_A_Achievable Economic RVT Potential | F6 | Industrial | Industrial - WA | New | Space Heating | Natural Gas | Gas Furnace - Tube Inserts | A | Standalone Impact on Baseline Winter Peak (%) | Achievable Economic RVT Potential | 0 | 0 | 0 | 0 | 0 | 0 | 0 | 0 | 0 | 0 | 0 | 0 | 0 | 0 | 0 | 0 | 0 | 0 | 0 | 0 | 0 | 0 | 0 | 0 | 0 | 0 | 0
F7_Industrial_Industrial - WA_New_Space Heating_Natural Gas_Gas Furnace - Tube Inserts_A_Achievable Economic RVT Potential | F7 | Industrial | Industrial - WA | New | Space Heating | Natural Gas | Gas Furnace - Tube Inserts | A | Incremental Energy Savings (MWh or mTherms) | Achievable Economic RVT Potential | 0 | 0 | 0 | 0 | 0 | 0 | 0 | 0 | 0 | 0 | 0 | 0 | 0 | 0 | 0 | 0 | 0 | 0 | 0 | 0 | 0 | 0 | 0 | 0 | 0 | 0 | 0
F8_Industrial_Industrial - WA_New_Space Heating_Natural Gas_Gas Furnace - Tube Inserts_A_Achievable Economic RVT Potential | F8 | Industrial | Industrial - WA | New | Space Heating | Natural Gas | Gas Furnace - Tube Inserts | A | Incremental Summer Peak Savings (MW) | Achievable Economic RVT Potential | 0 | 0 | 0 | 0 | 0 | 0 | 0 | 0 | 0 | 0 | 0 | 0 | 0 | 0 | 0 | 0 | 0 | 0 | 0 | 0 | 0 | 0 | 0 | 0 | 0 | 0 | 0
F9_Industrial_Industrial - WA_New_Space Heating_Natural Gas_Gas Furnace - Tube Inserts_A_Achievable Economic RVT Potential | F9 | Industrial | Industrial - WA | New | Space Heating | Natural Gas | Gas Furnace - Tube Inserts | A | Incremental Winter Peak Savings (MW) | Achievable Economic RVT Potential | 0 | 0 | 0 | 0 | 0 | 0 | 0 | 0 | 0 | 0 | 0 | 0 | 0 | 0 | 0 | 0 | 0 | 0 | 0 | 0 | 0 | 0 | 0 | 0 | 0 | 0 | 0
F10_Industrial_Industrial - WA_New_Space Heating_Natural Gas_Gas Furnace - Tube Inserts_A_Achievable Economic RVT Potential | F10 | Industrial | Industrial - WA | New | Space Heating | Natural Gas | Gas Furnace - Tube Inserts | A | Cumulative Energy Savings (MWh or mTherms) | Achievable Economic RVT Potential | 0 | 0 | 0 | 0 | 0 | 0 | 0 | 0 | 0 | 0 | 0 | 0 | 0 | 0 | 0 | 0 | 0 | 0 | 0 | 0 | 0 | 0 | 0 | 0 | 0 | 0 | 0
F11_Industrial_Industrial - WA_New_Space Heating_Natural Gas_Gas Furnace - Tube Inserts_A_Achievable Economic RVT Potential | F11 | Industrial | Industrial - WA | New | Space Heating | Natural Gas | Gas Furnace - Tube Inserts | A | Cumulative Summer Peak Savings (MW) | Achievable Economic RVT Potential | 0 | 0 | 0 | 0 | 0 | 0 | 0 | 0 | 0 | 0 | 0 | 0 | 0 | 0 | 0 | 0 | 0 | 0 | 0 | 0 | 0 | 0 | 0 | 0 | 0 | 0 | 0
F12_Industrial_Industrial - WA_New_Space Heating_Natural Gas_Gas Furnace - Tube Inserts_A_Achievable Economic RVT Potential | F12 | Industrial | Industrial - WA | New | Space Heating | Natural Gas | Gas Furnace - Tube Inserts | A | Cumulative Winter Peak Savings (MW) | Achievable Economic RVT Potential | 0 | 0 | 0 | 0 | 0 | 0 | 0 | 0 | 0 | 0 | 0 | 0 | 0 | 0 | 0 | 0 | 0 | 0 | 0 | 0 | 0 | 0 | 0 | 0 | 0 | 0 | 0
F13_Industrial_Industrial - WA_New_Space Heating_Natural Gas_Gas Furnace - Tube Inserts_A_Achievable Economic RVT Potential | F13 | Industrial | Industrial - WA | New | Space Heating | Natural Gas | Gas Furnace - Tube Inserts | A | Purchases (Incremental) | Achievable Economic RVT Potential | 0 | 0 | 0 | 0 | 0 | 0 | 0 | 0 | 0 | 0 | 0 | 0 | 0 | 0 | 0 | 0 | 0 | 0 | 0 | 0 | 0 | 0 | 0 | 0 | 0 | 0 | 0
F14_Industrial_Industrial - WA_New_Space Heating_Natural Gas_Gas Furnace - Tube Inserts_A_Achievable Economic RVT Potential | F14 | Industrial | Industrial - WA | New | Space Heating | Natural Gas | Gas Furnace - Tube Inserts | A | Purchases (Cumulative) | Achievable Economic RVT Potential | 0 | 0 | 0 | 0 | 0 | 0 | 0 | 0 | 0 | 0 | 0 | 0 | 0 | 0 | 0 | 0 | 0 | 0 | 0 | 0 | 0 | 0 | 0 | 0 | 0 | 0 | 0
F1_Industrial_Industrial - WA_New_Space Heating_Natural Gas_Gas Boiler - Burner Control Optimization_A_Achievable Economic RVT Potential | F1 | Industrial | Industrial - WA | New | Space Heating | Natural Gas | Gas Boiler - Burner Control Optimization | A | Original Unit Energy Savings (kWh or therms) | Achievable Economic RVT Potential | 0 | 0 | 0.26748 | 0.26748 | 0.26748 | 0.26748 | 0.26748 | 0.26748 | 0.26748 | 0.26748 | 0.26748 | 0.26748 | 0.26748 | 0.26748 | 0.26748 | 0.26748 | 0.26748 | 0.26748 | 0.26748 | 0.26748 | 0.26748 | 0.26748 | 0.26748 | 0.26748 | 0.26748 | 0.26748 | 0.26748
F2_Industrial_Industrial - WA_New_Space Heating_Natural Gas_Gas Boiler - Burner Control Optimization_A_Achievable Economic RVT Potential | F2 | Industrial | Industrial - WA | New | Space Heating | Natural Gas | Gas Boiler - Burner Control Optimization | A | Original Unit Summer Peak Savings (kW) | Achievable Economic RVT Potential | 0 | 0 | 0 | 0 | 0 | 0 | 0 | 0 | 0 | 0 | 0 | 0 | 0 | 0 | 0 | 0 | 0 | 0 | 0 | 0 | 0 | 0 | 0 | 0 | 0 | 0 | 0
F3_Industrial_Industrial - WA_New_Space Heating_Natural Gas_Gas Boiler - Burner Control Optimization_A_Achievable Economic RVT Potential | F3 | Industrial | Industrial - WA | New | Space Heating | Natural Gas | Gas Boiler - Burner Control Optimization | A | Original Unit Winter Peak Savings (kW) | Achievable Economic RVT Potential | 0 | 0 | 0 | 0 | 0 | 0 | 0 | 0 | 0 | 0 | 0 | 0 | 0 | 0 | 0 | 0 | 0 | 0 | 0 | 0 | 0 | 0 | 0 | 0 | 0 | 0 | 0
F4_Industrial_Industrial - WA_New_Space Heating_Natural Gas_Gas Boiler - Burner Control Optimization_A_Achievable Economic RVT Potential | F4 | Industrial | Industrial - WA | New | Space Heating | Natural Gas | Gas Boiler - Burner Control Optimization | A | Standalone Impact on Baseline Energy (%) | Achievable Economic RVT Potential | 0 | 0 | 1.5858e-05 | 3.7129e-05 | 8.1626e-05 | 0.00016073 | 0.00028676 | 0.00046064 | 0.00067815 | 0.00092652 | 0.0011866 | 0.0014372 | 0.0016593 | 0.0018396 | 0.001972 | 0.0020571 | 0.0021005 | 0.0021104 | 0.0020957 | 0.0020653 | 0.0020213 | 0.0019696 | 0.001916 | 0.0018659 | 0.0018192 | 0.0017754 | 0.0017343
F5_Industrial_Industrial - WA_New_Space Heating_Natural Gas_Gas Boiler - Burner Control Optimization_A_Achievable Economic RVT Potential | F5 | Industrial | Industrial - WA | New | Space Heating | Natural Gas | Gas Boiler - Burner Control Optimization | A | Standalone Impact on Baseline Summer Peak (%) | Achievable Economic RVT Potential | 0 | 0 | 0 | 0 | 0 | 0 | 0 | 0 | 0 | 0 | 0 | 0 | 0 | 0 | 0 | 0 | 0 | 0 | 0 | 0 | 0 | 0 | 0 | 0 | 0 | 0 | 0
F6_Industrial_Industrial - WA_New_Space Heating_Natural Gas_Gas Boiler - Burner Control Optimization_A_Achievable Economic RVT Potential | F6 | Industrial | Industrial - WA | New | Space Heating | Natural Gas | Gas Boiler - Burner Control Optimization | A | Standalone Impact on Baseline Winter Peak (%) | Achievable Economic RVT Potential | 0 | 0 | 0 | 0 | 0 | 0 | 0 | 0 | 0 | 0 | 0 | 0 | 0 | 0 | 0 | 0 | 0 | 0 | 0 | 0 | 0 | 0 | 0 | 0 | 0 | 0 | 0
F7_Industrial_Industrial - WA_New_Space Heating_Natural Gas_Gas Boiler - Burner Control Optimization_A_Achievable Economic RVT Potential | F7 | Industrial | Industrial - WA | New | Space Heating | Natural Gas | Gas Boiler - Burner Control Optimization | A | Incremental Energy Savings (MWh or mTherms) | Achievable Economic RVT Potential | 0 | 0 | 0 | 0 | 0 | 0 | 0 | 0 | 0 | 0 | 0 | 0 | 0 | 0 | 0 | 0 | 0 | 0 | 0 | 0 | 0 | 0 | 0 | 0 | 0 | 0 | 0
F8_Industrial_Industrial - WA_New_Space Heating_Natural Gas_Gas Boiler - Burner Control Optimization_A_Achievable Economic RVT Potential | F8 | Industrial | Industrial - WA | New | Space Heating | Natural Gas | Gas Boiler - Burner Control Optimization | A | Incremental Summer Peak Savings (MW) | Achievable Economic RVT Potential | 0 | 0 | 0 | 0 | 0 | 0 | 0 | 0 | 0 | 0 | 0 | 0 | 0 | 0 | 0 | 0 | 0 | 0 | 0 | 0 | 0 | 0 | 0 | 0 | 0 | 0 | 0
F9_Industrial_Industrial - WA_New_Space Heating_Natural Gas_Gas Boiler - Burner Control Optimization_A_Achievable Economic RVT Potential | F9 | Industrial | Industrial - WA | New | Space Heating | Natural Gas | Gas Boiler - Burner Control Optimization | A | Incremental Winter Peak Savings (MW) | Achievable Economic RVT Potential | 0 | 0 | 0 | 0 | 0 | 0 | 0 | 0 | 0 | 0 | 0 | 0 | 0 | 0 | 0 | 0 | 0 | 0 | 0 | 0 | 0 | 0 | 0 | 0 | 0 | 0 | 0
F10_Industrial_Industrial - WA_New_Space Heating_Natural Gas_Gas Boiler - Burner Control Optimization_A_Achievable Economic RVT Potential | F10 | Industrial | Industrial - WA | New | Space Heating | Natural Gas | Gas Boiler - Burner Control Optimization | A | Cumulative Energy Savings (MWh or mTherms) | Achievable Economic RVT Potential | 0 | 0 | 0 | 0 | 0 | 0 | 0 | 0 | 0 | 0 | 0 | 0 | 0 | 0 | 0 | 0 | 0 | 0 | 0 | 0 | 0 | 0 | 0 | 0 | 0 | 0 | 0
F11_Industrial_Industrial - WA_New_Space Heating_Natural Gas_Gas Boiler - Burner Control Optimization_A_Achievable Economic RVT Potential | F11 | Industrial | Industrial - WA | New | Space Heating | Natural Gas | Gas Boiler - Burner Control Optimization | A | Cumulative Summer Peak Savings (MW) | Achievable Economic RVT Potential | 0 | 0 | 0 | 0 | 0 | 0 | 0 | 0 | 0 | 0 | 0 | 0 | 0 | 0 | 0 | 0 | 0 | 0 | 0 | 0 | 0 | 0 | 0 | 0 | 0 | 0 | 0
F12_Industrial_Industrial - WA_New_Space Heating_Natural Gas_Gas Boiler - Burner Control Optimization_A_Achievable Economic RVT Potential | F12 | Industrial | Industrial - WA | New | Space Heating | Natural Gas | Gas Boiler - Burner Control Optimization | A | Cumulative Winter Peak Savings (MW) | Achievable Economic RVT Potential | 0 | 0 | 0 | 0 | 0 | 0 | 0 | 0 | 0 | 0 | 0 | 0 | 0 | 0 | 0 | 0 | 0 | 0 | 0 | 0 | 0 | 0 | 0 | 0 | 0 | 0 | 0
F13_Industrial_Industrial - WA_New_Space Heating_Natural Gas_Gas Boiler - Burner Control Optimization_A_Achievable Economic RVT Potential | F13 | Industrial | Industrial - WA | New | Space Heating | Natural Gas | Gas Boiler - Burner Control Optimization | A | Purchases (Incremental) | Achievable Economic RVT Potential | 0 | 0 | 0 | 0 | 0 | 0 | 0 | 0 | 0 | 0 | 0 | 0 | 0 | 0 | 0 | 0 | 0 | 0 | 0 | 0 | 0 | 0 | 0 | 0 | 0 | 0 | 0
F14_Industrial_Industrial - WA_New_Space Heating_Natural Gas_Gas Boiler - Burner Control Optimization_A_Achievable Economic RVT Potential | F14 | Industrial | Industrial - WA | New | Space Heating | Natural Gas | Gas Boiler - Burner Control Optimization | A | Purchases (Cumulative) | Achievable Economic RVT Potential | 0 | 0 | 0 | 0 | 0 | 0 | 0 | 0 | 0 | 0 | 0 | 0 | 0 | 0 | 0 | 0 | 0 | 0 | 0 | 0 | 0 | 0 | 0 | 0 | 0 | 0 | 0
F1_Industrial_Industrial - WA_New_Space Heating_Natural Gas_Gas Boiler - High Turndown Burner_A_Achievable Economic RVT Potential | F1 | Industrial | Industrial - WA | New | Space Heating | Natural Gas | Gas Boiler - High Turndown Burner | A | Original Unit Energy Savings (kWh or therms) | Achievable Economic RVT Potential | 0 | 0 | 0.92235 | 0.92235 | 0.92235 | 0.92235 | 0.92235 | 0.92235 | 0.92235 | 0.92235 | 0.92235 | 0.92235 | 0.92235 | 0.92235 | 0.92235 | 0.92235 | 0.92235 | 0.92235 | 0.92235 | 0.92235 | 0.92235 | 0.92235 | 0.92235 | 0.92235 | 0.92235 | 0.92235 | 0.92235
F2_Industrial_Industrial - WA_New_Space Heating_Natural Gas_Gas Boiler - High Turndown Burner_A_Achievable Economic RVT Potential | F2 | Industrial | Industrial - WA | New | Space Heating | Natural Gas | Gas Boiler - High Turndown Burner | A | Original Unit Summer Peak Savings (kW) | Achievable Economic RVT Potential | 0 | 0 | 0 | 0 | 0 | 0 | 0 | 0 | 0 | 0 | 0 | 0 | 0 | 0 | 0 | 0 | 0 | 0 | 0 | 0 | 0 | 0 | 0 | 0 | 0 | 0 | 0
F3_Industrial_Industrial - WA_New_Space Heating_Natural Gas_Gas Boiler - High Turndown Burner_A_Achievable Economic RVT Potential | F3 | Industrial | Industrial - WA | New | Space Heating | Natural Gas | Gas Boiler - High Turndown Burner | A | Original Unit Winter Peak Savings (kW) | Achievable Economic RVT Potential | 0 | 0 | 0 | 0 | 0 | 0 | 0 | 0 | 0 | 0 | 0 | 0 | 0 | 0 | 0 | 0 | 0 | 0 | 0 | 0 | 0 | 0 | 0 | 0 | 0 | 0 | 0
F4_Industrial_Industrial - WA_New_Space Heating_Natural Gas_Gas Boiler - High Turndown Burner_A_Achievable Economic RVT Potential | F4 | Industrial | Industrial - WA | New | Space Heating | Natural Gas | Gas Boiler - High Turndown Burner | A | Standalone Impact on Baseline Energy (%) | Achievable Economic RVT Potential | 0 | 0 | 0 | 0 | 0 | 0 | 0 | 0 | 0 | 0 | 0 | 0 | 0 | 0 | 0 | 0 | 0 | 0 | 0 | 0 | 0 | 0 | 0 | 0 | 0 | 0 | 0
F5_Industrial_Industrial - WA_New_Space Heating_Natural Gas_Gas Boiler - High Turndown Burner_A_Achievable Economic RVT Potential | F5 | Industrial | Industrial - WA | New | Space Heating | Natural Gas | Gas Boiler - High Turndown Burner | A | Standalone Impact on Baseline Summer Peak (%) | Achievable Economic RVT Potential | 0 | 0 | 0 | 0 | 0 | 0 | 0 | 0 | 0 | 0 | 0 | 0 | 0 | 0 | 0 | 0 | 0 | 0 | 0 | 0 | 0 | 0 | 0 | 0 | 0 | 0 | 0
F6_Industrial_Industrial - WA_New_Space Heating_Natural Gas_Gas Boiler - High Turndown Burner_A_Achievable Economic RVT Potential | F6 | Industrial | Industrial - WA | New | Space Heating | Natural Gas | Gas Boiler - High Turndown Burner | A | Standalone Impact on Baseline Winter Peak (%) | Achievable Economic RVT Potential | 0 | 0 | 0 | 0 | 0 | 0 | 0 | 0 | 0 | 0 | 0 | 0 | 0 | 0 | 0 | 0 | 0 | 0 | 0 | 0 | 0 | 0 | 0 | 0 | 0 | 0 | 0
F7_Industrial_Industrial - WA_New_Space Heating_Natural Gas_Gas Boiler - High Turndown Burner_A_Achievable Economic RVT Potential | F7 | Industrial | Industrial - WA | New | Space Heating | Natural Gas | Gas Boiler - High Turndown Burner | A | Incremental Energy Savings (MWh or mTherms) | Achievable Economic RVT Potential | 0 | 0 | 0 | 0 | 0 | 0 | 0 | 0 | 0 | 0 | 0 | 0 | 0 | 0 | 0 | 0 | 0 | 0 | 0 | 0 | 0 | 0 | 0 | 0 | 0 | 0 | 0
F8_Industrial_Industrial - WA_New_Space Heating_Natural Gas_Gas Boiler - High Turndown Burner_A_Achievable Economic RVT Potential | F8 | Industrial | Industrial - WA | New | Space Heating | Natural Gas | Gas Boiler - High Turndown Burner | A | Incremental Summer Peak Savings (MW) | Achievable Economic RVT Potential | 0 | 0 | 0 | 0 | 0 | 0 | 0 | 0 | 0 | 0 | 0 | 0 | 0 | 0 | 0 | 0 | 0 | 0 | 0 | 0 | 0 | 0 | 0 | 0 | 0 | 0 | 0
F9_Industrial_Industrial - WA_New_Space Heating_Natural Gas_Gas Boiler - High Turndown Burner_A_Achievable Economic RVT Potential | F9 | Industrial | Industrial - WA | New | Space Heating | Natural Gas | Gas Boiler - High Turndown Burner | A | Incremental Winter Peak Savings (MW) | Achievable Economic RVT Potential | 0 | 0 | 0 | 0 | 0 | 0 | 0 | 0 | 0 | 0 | 0 | 0 | 0 | 0 | 0 | 0 | 0 | 0 | 0 | 0 | 0 | 0 | 0 | 0 | 0 | 0 | 0
F10_Industrial_Industrial - WA_New_Space Heating_Natural Gas_Gas Boiler - High Turndown Burner_A_Achievable Economic RVT Potential | F10 | Industrial | Industrial - WA | New | Space Heating | Natural Gas | Gas Boiler - High Turndown Burner | A | Cumulative Energy Savings (MWh or mTherms) | Achievable Economic RVT Potential | 0 | 0 | 0 | 0 | 0 | 0 | 0 | 0 | 0 | 0 | 0 | 0 | 0 | 0 | 0 | 0 | 0 | 0 | 0 | 0 | 0 | 0 | 0 | 0 | 0 | 0 | 0
F11_Industrial_Industrial - WA_New_Space Heating_Natural Gas_Gas Boiler - High Turndown Burner_A_Achievable Economic RVT Potential | F11 | Industrial | Industrial - WA | New | Space Heating | Natural Gas | Gas Boiler - High Turndown Burner | A | Cumulative Summer Peak Savings (MW) | Achievable Economic RVT Potential | 0 | 0 | 0 | 0 | 0 | 0 | 0 | 0 | 0 | 0 | 0 | 0 | 0 | 0 | 0 | 0 | 0 | 0 | 0 | 0 | 0 | 0 | 0 | 0 | 0 | 0 | 0
F12_Industrial_Industrial - WA_New_Space Heating_Natural Gas_Gas Boiler - High Turndown Burner_A_Achievable Economic RVT Potential | F12 | Industrial | Industrial - WA | New | Space Heating | Natural Gas | Gas Boiler - High Turndown Burner | A | Cumulative Winter Peak Savings (MW) | Achievable Economic RVT Potential | 0 | 0 | 0 | 0 | 0 | 0 | 0 | 0 | 0 | 0 | 0 | 0 | 0 | 0 | 0 | 0 | 0 | 0 | 0 | 0 | 0 | 0 | 0 | 0 | 0 | 0 | 0
F13_Industrial_Industrial - WA_New_Space Heating_Natural Gas_Gas Boiler - High Turndown Burner_A_Achievable Economic RVT Potential | F13 | Industrial | Industrial - WA | New | Space Heating | Natural Gas | Gas Boiler - High Turndown Burner | A | Purchases (Incremental) | Achievable Economic RVT Potential | 0 | 0 | 0 | 0 | 0 | 0 | 0 | 0 | 0 | 0 | 0 | 0 | 0 | 0 | 0 | 0 | 0 | 0 | 0 | 0 | 0 | 0 | 0 | 0 | 0 | 0 | 0
F14_Industrial_Industrial - WA_New_Space Heating_Natural Gas_Gas Boiler - High Turndown Burner_A_Achievable Economic RVT Potential | F14 | Industrial | Industrial - WA | New | Space Heating | Natural Gas | Gas Boiler - High Turndown Burner | A | Purchases (Cumulative) | Achievable Economic RVT Potential | 0 | 0 | 0 | 0 | 0 | 0 | 0 | 0 | 0 | 0 | 0 | 0 | 0 | 0 | 0 | 0 | 0 | 0 | 0 | 0 | 0 | 0 | 0 | 0 | 0 | 0 | 0
F1_Industrial_Industrial - WA_New_Space Heating_Natural Gas_Gas Boiler - Hot Water Reset_A_Achievable Economic RVT Potential | F1 | Industrial | Industrial - WA | New | Space Heating | Natural Gas | Gas Boiler - Hot Water Reset | A | Original Unit Energy Savings (kWh or therms) | Achievable Economic RVT Potential | 0 | 0 | 983.8371 | 983.8371 | 983.8371 | 983.8371 | 983.8371 | 983.8371 | 983.8371 | 983.8371 | 983.8371 | 983.8371 | 983.8371 | 983.8371 | 983.8371 | 983.8371 | 983.8371 | 983.8371 | 983.8371 | 983.8371 | 983.8371 | 983.8371 | 983.8371 | 983.8371 | 983.8371 | 983.8371 | 983.8371
F2_Industrial_Industrial - WA_New_Space Heating_Natural Gas_Gas Boiler - Hot Water Reset_A_Achievable Economic RVT Potential | F2 | Industrial | Industrial - WA | New | Space Heating | Natural Gas | Gas Boiler - Hot Water Reset | A | Original Unit Summer Peak Savings (kW) | Achievable Economic RVT Potential | 0 | 0 | 0 | 0 | 0 | 0 | 0 | 0 | 0 | 0 | 0 | 0 | 0 | 0 | 0 | 0 | 0 | 0 | 0 | 0 | 0 | 0 | 0 | 0 | 0 | 0 | 0
F3_Industrial_Industrial - WA_New_Space Heating_Natural Gas_Gas Boiler - Hot Water Reset_A_Achievable Economic RVT Potential | F3 | Industrial | Industrial - WA | New | Space Heating | Natural Gas | Gas Boiler - Hot Water Reset | A | Original Unit Winter Peak Savings (kW) | Achievable Economic RVT Potential | 0 | 0 | 0 | 0 | 0 | 0 | 0 | 0 | 0 | 0 | 0 | 0 | 0 | 0 | 0 | 0 | 0 | 0 | 0 | 0 | 0 | 0 | 0 | 0 | 0 | 0 | 0
F4_Industrial_Industrial - WA_New_Space Heating_Natural Gas_Gas Boiler - Hot Water Reset_A_Achievable Economic RVT Potential | F4 | Industrial | Industrial - WA | New | Space Heating | Natural Gas | Gas Boiler - Hot Water Reset | A | Standalone Impact on Baseline Energy (%) | Achievable Economic RVT Potential | 0 | 0 | 0 | 0 | 0 | 0 | 0 | 0 | 0 | 0 | 0 | 0 | 0 | 0 | 0 | 0 | 0 | 0 | 0 | 0 | 0 | 0 | 0 | 0 | 0 | 0 | 0
F5_Industrial_Industrial - WA_New_Space Heating_Natural Gas_Gas Boiler - Hot Water Reset_A_Achievable Economic RVT Potential | F5 | Industrial | Industrial - WA | New | Space Heating | Natural Gas | Gas Boiler - Hot Water Reset | A | Standalone Impact on Baseline Summer Peak (%) | Achievable Economic RVT Potential | 0 | 0 | 0 | 0 | 0 | 0 | 0 | 0 | 0 | 0 | 0 | 0 | 0 | 0 | 0 | 0 | 0 | 0 | 0 | 0 | 0 | 0 | 0 | 0 | 0 | 0 | 0
F6_Industrial_Industrial - WA_New_Space Heating_Natural Gas_Gas Boiler - Hot Water Reset_A_Achievable Economic RVT Potential | F6 | Industrial | Industrial - WA | New | Space Heating | Natural Gas | Gas Boiler - Hot Water Reset | A | Standalone Impact on Baseline Winter Peak (%) | Achievable Economic RVT Potential | 0 | 0 | 0 | 0 | 0 | 0 | 0 | 0 | 0 | 0 | 0 | 0 | 0 | 0 | 0 | 0 | 0 | 0 | 0 | 0 | 0 | 0 | 0 | 0 | 0 | 0 | 0
F7_Industrial_Industrial - WA_New_Space Heating_Natural Gas_Gas Boiler - Hot Water Reset_A_Achievable Economic RVT Potential | F7 | Industrial | Industrial - WA | New | Space Heating | Natural Gas | Gas Boiler - Hot Water Reset | A | Incremental Energy Savings (MWh or mTherms) | Achievable Economic RVT Potential | 0 | 0 | 0 | 0 | 0 | 0 | 0 | 0 | 0 | 0 | 0 | 0 | 0 | 0 | 0 | 0 | 0 | 0 | 0 | 0 | 0 | 0 | 0 | 0 | 0 | 0 | 0
F8_Industrial_Industrial - WA_New_Space Heating_Natural Gas_Gas Boiler - Hot Water Reset_A_Achievable Economic RVT Potential | F8 | Industrial | Industrial - WA | New | Space Heating | Natural Gas | Gas Boiler - Hot Water Reset | A | Incremental Summer Peak Savings (MW) | Achievable Economic RVT Potential | 0 | 0 | 0 | 0 | 0 | 0 | 0 | 0 | 0 | 0 | 0 | 0 | 0 | 0 | 0 | 0 | 0 | 0 | 0 | 0 | 0 | 0 | 0 | 0 | 0 | 0 | 0
F9_Industrial_Industrial - WA_New_Space Heating_Natural Gas_Gas Boiler - Hot Water Reset_A_Achievable Economic RVT Potential | F9 | Industrial | Industrial - WA | New | Space Heating | Natural Gas | Gas Boiler - Hot Water Reset | A | Incremental Winter Peak Savings (MW) | Achievable Economic RVT Potential | 0 | 0 | 0 | 0 | 0 | 0 | 0 | 0 | 0 | 0 | 0 | 0 | 0 | 0 | 0 | 0 | 0 | 0 | 0 | 0 | 0 | 0 | 0 | 0 | 0 | 0 | 0
F10_Industrial_Industrial - WA_New_Space Heating_Natural Gas_Gas Boiler - Hot Water Reset_A_Achievable Economic RVT Potential | F10 | Industrial | Industrial - WA | New | Space Heating | Natural Gas | Gas Boiler - Hot Water Reset | A | Cumulative Energy Savings (MWh or mTherms) | Achievable Economic RVT Potential | 0 | 0 | 0 | 0 | 0 | 0 | 0 | 0 | 0 | 0 | 0 | 0 | 0 | 0 | 0 | 0 | 0 | 0 | 0 | 0 | 0 | 0 | 0 | 0 | 0 | 0 | 0
F11_Industrial_Industrial - WA_New_Space Heating_Natural Gas_Gas Boiler - Hot Water Reset_A_Achievable Economic RVT Potential | F11 | Industrial | Industrial - WA | New | Space Heating | Natural Gas | Gas Boiler - Hot Water Reset | A | Cumulative Summer Peak Savings (MW) | Achievable Economic RVT Potential | 0 | 0 | 0 | 0 | 0 | 0 | 0 | 0 | 0 | 0 | 0 | 0 | 0 | 0 | 0 | 0 | 0 | 0 | 0 | 0 | 0 | 0 | 0 | 0 | 0 | 0 | 0
F12_Industrial_Industrial - WA_New_Space Heating_Natural Gas_Gas Boiler - Hot Water Reset_A_Achievable Economic RVT Potential | F12 | Industrial | Industrial - WA | New | Space Heating | Natural Gas | Gas Boiler - Hot Water Reset | A | Cumulative Winter Peak Savings (MW) | Achievable Economic RVT Potential | 0 | 0 | 0 | 0 | 0 | 0 | 0 | 0 | 0 | 0 | 0 | 0 | 0 | 0 | 0 | 0 | 0 | 0 | 0 | 0 | 0 | 0 | 0 | 0 | 0 | 0 | 0
F13_Industrial_Industrial - WA_New_Space Heating_Natural Gas_Gas Boiler - Hot Water Reset_A_Achievable Economic RVT Potential | F13 | Industrial | Industrial - WA | New | Space Heating | Natural Gas | Gas Boiler - Hot Water Reset | A | Purchases (Incremental) | Achievable Economic RVT Potential | 0 | 0 | 0 | 0 | 0 | 0 | 0 | 0 | 0 | 0 | 0 | 0 | 0 | 0 | 0 | 0 | 0 | 0 | 0 | 0 | 0 | 0 | 0 | 0 | 0 | 0 | 0
F14_Industrial_Industrial - WA_New_Space Heating_Natural Gas_Gas Boiler - Hot Water Reset_A_Achievable Economic RVT Potential | F14 | Industrial | Industrial - WA | New | Space Heating | Natural Gas | Gas Boiler - Hot Water Reset | A | Purchases (Cumulative) | Achievable Economic RVT Potential | 0 | 0 | 0 | 0 | 0 | 0 | 0 | 0 | 0 | 0 | 0 | 0 | 0 | 0 | 0 | 0 | 0 | 0 | 0 | 0 | 0 | 0 | 0 | 0 | 0 | 0 | 0
F1_Industrial_Industrial - WA_New_Space Heating_Natural Gas_Gas Boiler - Insulate Hot Water Lines_A_Achievable Economic RVT Potential | F1 | Industrial | Industrial - WA | New | Space Heating | Natural Gas | Gas Boiler - Insulate Hot Water Lines | A | Original Unit Energy Savings (kWh or therms) | Achievable Economic RVT Potential | 0 | 0 | 4.4284 | 4.4284 | 4.4284 | 4.4284 | 4.4284 | 4.4284 | 4.4284 | 4.4284 | 4.4284 | 4.4284 | 4.4284 | 4.4284 | 4.4284 | 4.4284 | 4.4284 | 4.4284 | 4.4284 | 4.4284 | 4.4284 | 4.4284 | 4.4284 | 4.4284 | 4.4284 | 4.4284 | 4.4284
F2_Industrial_Industrial - WA_New_Space Heating_Natural Gas_Gas Boiler - Insulate Hot Water Lines_A_Achievable Economic RVT Potential | F2 | Industrial | Industrial - WA | New | Space Heating | Natural Gas | Gas Boiler - Insulate Hot Water Lines | A | Original Unit Summer Peak Savings (kW) | Achievable Economic RVT Potential | 0 | 0 | 0 | 0 | 0 | 0 | 0 | 0 | 0 | 0 | 0 | 0 | 0 | 0 | 0 | 0 | 0 | 0 | 0 | 0 | 0 | 0 | 0 | 0 | 0 | 0 | 0
F3_Industrial_Industrial - WA_New_Space Heating_Natural Gas_Gas Boiler - Insulate Hot Water Lines_A_Achievable Economic RVT Potential | F3 | Industrial | Industrial - WA | New | Space Heating | Natural Gas | Gas Boiler - Insulate Hot Water Lines | A | Original Unit Winter Peak Savings (kW) | Achievable Economic RVT Potential | 0 | 0 | 0 | 0 | 0 | 0 | 0 | 0 | 0 | 0 | 0 | 0 | 0 | 0 | 0 | 0 | 0 | 0 | 0 | 0 | 0 | 0 | 0 | 0 | 0 | 0 | 0
F4_Industrial_Industrial - WA_New_Space Heating_Natural Gas_Gas Boiler - Insulate Hot Water Lines_A_Achievable Economic RVT Potential | F4 | Industrial | Industrial - WA | New | Space Heating | Natural Gas | Gas Boiler - Insulate Hot Water Lines | A | Standalone Impact on Baseline Energy (%) | Achievable Economic RVT Potential | 0 | 0 | 0 | 0 | 0 | 0 | 0 | 0 | 0 | 0 | 0 | 0 | 0 | 0 | 0 | 0 | 0 | 0 | 0 | 0 | 0 | 0 | 0 | 0 | 0 | 0 | 0
F5_Industrial_Industrial - WA_New_Space Heating_Natural Gas_Gas Boiler - Insulate Hot Water Lines_A_Achievable Economic RVT Potential | F5 | Industrial | Industrial - WA | New | Space Heating | Natural Gas | Gas Boiler - Insulate Hot Water Lines | A | Standalone Impact on Baseline Summer Peak (%) | Achievable Economic RVT Potential | 0 | 0 | 0 | 0 | 0 | 0 | 0 | 0 | 0 | 0 | 0 | 0 | 0 | 0 | 0 | 0 | 0 | 0 | 0 | 0 | 0 | 0 | 0 | 0 | 0 | 0 | 0
F6_Industrial_Industrial - WA_New_Space Heating_Natural Gas_Gas Boiler - Insulate Hot Water Lines_A_Achievable Economic RVT Potential | F6 | Industrial | Industrial - WA | New | Space Heating | Natural Gas | Gas Boiler - Insulate Hot Water Lines | A | Standalone Impact on Baseline Winter Peak (%) | Achievable Economic RVT Potential | 0 | 0 | 0 | 0 | 0 | 0 | 0 | 0 | 0 | 0 | 0 | 0 | 0 | 0 | 0 | 0 | 0 | 0 | 0 | 0 | 0 | 0 | 0 | 0 | 0 | 0 | 0
F7_Industrial_Industrial - WA_New_Space Heating_Natural Gas_Gas Boiler - Insulate Hot Water Lines_A_Achievable Economic RVT Potential | F7 | Industrial | Industrial - WA | New | Space Heating | Natural Gas | Gas Boiler - Insulate Hot Water Lines | A | Incremental Energy Savings (MWh or mTherms) | Achievable Economic RVT Potential | 0 | 0 | 0 | 0 | 0 | 0 | 0 | 0 | 0 | 0 | 0 | 0 | 0 | 0 | 0 | 0 | 0 | 0 | 0 | 0 | 0 | 0 | 0 | 0 | 0 | 0 | 0
F8_Industrial_Industrial - WA_New_Space Heating_Natural Gas_Gas Boiler - Insulate Hot Water Lines_A_Achievable Economic RVT Potential | F8 | Industrial | Industrial - WA | New | Space Heating | Natural Gas | Gas Boiler - Insulate Hot Water Lines | A | Incremental Summer Peak Savings (MW) | Achievable Economic RVT Potential | 0 | 0 | 0 | 0 | 0 | 0 | 0 | 0 | 0 | 0 | 0 | 0 | 0 | 0 | 0 | 0 | 0 | 0 | 0 | 0 | 0 | 0 | 0 | 0 | 0 | 0 | 0
F9_Industrial_Industrial - WA_New_Space Heating_Natural Gas_Gas Boiler - Insulate Hot Water Lines_A_Achievable Economic RVT Potential | F9 | Industrial | Industrial - WA | New | Space Heating | Natural Gas | Gas Boiler - Insulate Hot Water Lines | A | Incremental Winter Peak Savings (MW) | Achievable Economic RVT Potential | 0 | 0 | 0 | 0 | 0 | 0 | 0 | 0 | 0 | 0 | 0 | 0 | 0 | 0 | 0 | 0 | 0 | 0 | 0 | 0 | 0 | 0 | 0 | 0 | 0 | 0 | 0
F10_Industrial_Industrial - WA_New_Space Heating_Natural Gas_Gas Boiler - Insulate Hot Water Lines_A_Achievable Economic RVT Potential | F10 | Industrial | Industrial - WA | New | Space Heating | Natural Gas | Gas Boiler - Insulate Hot Water Lines | A | Cumulative Energy Savings (MWh or mTherms) | Achievable Economic RVT Potential | 0 | 0 | 0 | 0 | 0 | 0 | 0 | 0 | 0 | 0 | 0 | 0 | 0 | 0 | 0 | 0 | 0 | 0 | 0 | 0 | 0 | 0 | 0 | 0 | 0 | 0 | 0
F11_Industrial_Industrial - WA_New_Space Heating_Natural Gas_Gas Boiler - Insulate Hot Water Lines_A_Achievable Economic RVT Potential | F11 | Industrial | Industrial - WA | New | Space Heating | Natural Gas | Gas Boiler - Insulate Hot Water Lines | A | Cumulative Summer Peak Savings (MW) | Achievable Economic RVT Potential | 0 | 0 | 0 | 0 | 0 | 0 | 0 | 0 | 0 | 0 | 0 | 0 | 0 | 0 | 0 | 0 | 0 | 0 | 0 | 0 | 0 | 0 | 0 | 0 | 0 | 0 | 0
F12_Industrial_Industrial - WA_New_Space Heating_Natural Gas_Gas Boiler - Insulate Hot Water Lines_A_Achievable Economic RVT Potential | F12 | Industrial | Industrial - WA | New | Space Heating | Natural Gas | Gas Boiler - Insulate Hot Water Lines | A | Cumulative Winter Peak Savings (MW) | Achievable Economic RVT Potential | 0 | 0 | 0 | 0 | 0 | 0 | 0 | 0 | 0 | 0 | 0 | 0 | 0 | 0 | 0 | 0 | 0 | 0 | 0 | 0 | 0 | 0 | 0 | 0 | 0 | 0 | 0
F13_Industrial_Industrial - WA_New_Space Heating_Natural Gas_Gas Boiler - Insulate Hot Water Lines_A_Achievable Economic RVT Potential | F13 | Industrial | Industrial - WA | New | Space Heating | Natural Gas | Gas Boiler - Insulate Hot Water Lines | A | Purchases (Incremental) | Achievable Economic RVT Potential | 0 | 0 | 0 | 0 | 0 | 0 | 0 | 0 | 0 | 0 | 0 | 0 | 0 | 0 | 0 | 0 | 0 | 0 | 0 | 0 | 0 | 0 | 0 | 0 | 0 | 0 | 0
F14_Industrial_Industrial - WA_New_Space Heating_Natural Gas_Gas Boiler - Insulate Hot Water Lines_A_Achievable Economic RVT Potential | F14 | Industrial | Industrial - WA | New | Space Heating | Natural Gas | Gas Boiler - Insulate Hot Water Lines | A | Purchases (Cumulative) | Achievable Economic RVT Potential | 0 | 0 | 0 | 0 | 0 | 0 | 0 | 0 | 0 | 0 | 0 | 0 | 0 | 0 | 0 | 0 | 0 | 0 | 0 | 0 | 0 | 0 | 0 | 0 | 0 | 0 | 0
F1_Industrial_Industrial - WA_New_Space Heating_Natural Gas_Gas Boiler - Insulate Steam Lines/Condensate Tank_A_Achievable Economic RVT Potential | F1 | Industrial | Industrial - WA | New | Space Heating | Natural Gas | Gas Boiler - Insulate Steam Lines/Condensate Tank | A | Original Unit Energy Savings (kWh or therms) | Achievable Economic RVT Potential | 0 | 0 | 6.6149 | 6.6149 | 6.6149 | 6.6149 | 6.6149 | 6.6149 | 6.6149 | 6.6149 | 6.6149 | 6.6149 | 6.6149 | 6.6149 | 6.6149 | 6.6149 | 6.6149 | 6.6149 | 6.6149 | 6.6149 | 6.6149 | 6.6149 | 6.6149 | 6.6149 | 6.6149 | 6.6149 | 6.6149
F2_Industrial_Industrial - WA_New_Space Heating_Natural Gas_Gas Boiler - Insulate Steam Lines/Condensate Tank_A_Achievable Economic RVT Potential | F2 | Industrial | Industrial - WA | New | Space Heating | Natural Gas | Gas Boiler - Insulate Steam Lines/Condensate Tank | A | Original Unit Summer Peak Savings (kW) | Achievable Economic RVT Potential | 0 | 0 | 0 | 0 | 0 | 0 | 0 | 0 | 0 | 0 | 0 | 0 | 0 | 0 | 0 | 0 | 0 | 0 | 0 | 0 | 0 | 0 | 0 | 0 | 0 | 0 | 0
F3_Industrial_Industrial - WA_New_Space Heating_Natural Gas_Gas Boiler - Insulate Steam Lines/Condensate Tank_A_Achievable Economic RVT Potential | F3 | Industrial | Industrial - WA | New | Space Heating | Natural Gas | Gas Boiler - Insulate Steam Lines/Condensate Tank | A | Original Unit Winter Peak Savings (kW) | Achievable Economic RVT Potential | 0 | 0 | 0 | 0 | 0 | 0 | 0 | 0 | 0 | 0 | 0 | 0 | 0 | 0 | 0 | 0 | 0 | 0 | 0 | 0 | 0 | 0 | 0 | 0 | 0 | 0 | 0
F4_Industrial_Industrial - WA_New_Space Heating_Natural Gas_Gas Boiler - Insulate Steam Lines/Condensate Tank_A_Achievable Economic RVT Potential | F4 | Industrial | Industrial - WA | New | Space Heating | Natural Gas | Gas Boiler - Insulate Steam Lines/Condensate Tank | A | Standalone Impact on Baseline Energy (%) | Achievable Economic RVT Potential | 0 | 0 | 0 | 0 | 0 | 0 | 0 | 0 | 0 | 0 | 0 | 0 | 0 | 0 | 0 | 0 | 0 | 0 | 0 | 0 | 0 | 0 | 0 | 0 | 0 | 0 | 0
F5_Industrial_Industrial - WA_New_Space Heating_Natural Gas_Gas Boiler - Insulate Steam Lines/Condensate Tank_A_Achievable Economic RVT Potential | F5 | Industrial | Industrial - WA | New | Space Heating | Natural Gas | Gas Boiler - Insulate Steam Lines/Condensate Tank | A | Standalone Impact on Baseline Summer Peak (%) | Achievable Economic RVT Potential | 0 | 0 | 0 | 0 | 0 | 0 | 0 | 0 | 0 | 0 | 0 | 0 | 0 | 0 | 0 | 0 | 0 | 0 | 0 | 0 | 0 | 0 | 0 | 0 | 0 | 0 | 0
F6_Industrial_Industrial - WA_New_Space Heating_Natural Gas_Gas Boiler - Insulate Steam Lines/Condensate Tank_A_Achievable Economic RVT Potential | F6 | Industrial | Industrial - WA | New | Space Heating | Natural Gas | Gas Boiler - Insulate Steam Lines/Condensate Tank | A | Standalone Impact on Baseline Winter Peak (%) | Achievable Economic RVT Potential | 0 | 0 | 0 | 0 | 0 | 0 | 0 | 0 | 0 | 0 | 0 | 0 | 0 | 0 | 0 | 0 | 0 | 0 | 0 | 0 | 0 | 0 | 0 | 0 | 0 | 0 | 0
F7_Industrial_Industrial - WA_New_Space Heating_Natural Gas_Gas Boiler - Insulate Steam Lines/Condensate Tank_A_Achievable Economic RVT Potential | F7 | Industrial | Industrial - WA | New | Space Heating | Natural Gas | Gas Boiler - Insulate Steam Lines/Condensate Tank | A | Incremental Energy Savings (MWh or mTherms) | Achievable Economic RVT Potential | 0 | 0 | 0 | 0 | 0 | 0 | 0 | 0 | 0 | 0 | 0 | 0 | 0 | 0 | 0 | 0 | 0 | 0 | 0 | 0 | 0 | 0 | 0 | 0 | 0 | 0 | 0
F8_Industrial_Industrial - WA_New_Space Heating_Natural Gas_Gas Boiler - Insulate Steam Lines/Condensate Tank_A_Achievable Economic RVT Potential | F8 | Industrial | Industrial - WA | New | Space Heating | Natural Gas | Gas Boiler - Insulate Steam Lines/Condensate Tank | A | Incremental Summer Peak Savings (MW) | Achievable Economic RVT Potential | 0 | 0 | 0 | 0 | 0 | 0 | 0 | 0 | 0 | 0 | 0 | 0 | 0 | 0 | 0 | 0 | 0 | 0 | 0 | 0 | 0 | 0 | 0 | 0 | 0 | 0 | 0
F9_Industrial_Industrial - WA_New_Space Heating_Natural Gas_Gas Boiler - Insulate Steam Lines/Condensate Tank_A_Achievable Economic RVT Potential | F9 | Industrial | Industrial - WA | New | Space Heating | Natural Gas | Gas Boiler - Insulate Steam Lines/Condensate Tank | A | Incremental Winter Peak Savings (MW) | Achievable Economic RVT Potential | 0 | 0 | 0 | 0 | 0 | 0 | 0 | 0 | 0 | 0 | 0 | 0 | 0 | 0 | 0 | 0 | 0 | 0 | 0 | 0 | 0 | 0 | 0 | 0 | 0 | 0 | 0
F10_Industrial_Industrial - WA_New_Space Heating_Natural Gas_Gas Boiler - Insulate Steam Lines/Condensate Tank_A_Achievable Economic RVT Potential | F10 | Industrial | Industrial - WA | New | Space Heating | Natural Gas | Gas Boiler - Insulate Steam Lines/Condensate Tank | A | Cumulative Energy Savings (MWh or mTherms) | Achievable Economic RVT Potential | 0 | 0 | 0 | 0 | 0 | 0 | 0 | 0 | 0 | 0 | 0 | 0 | 0 | 0 | 0 | 0 | 0 | 0 | 0 | 0 | 0 | 0 | 0 | 0 | 0 | 0 | 0
F11_Industrial_Industrial - WA_New_Space Heating_Natural Gas_Gas Boiler - Insulate Steam Lines/Condensate Tank_A_Achievable Economic RVT Potential | F11 | Industrial | Industrial - WA | New | Space Heating | Natural Gas | Gas Boiler - Insulate Steam Lines/Condensate Tank | A | Cumulative Summer Peak Savings (MW) | Achievable Economic RVT Potential | 0 | 0 | 0 | 0 | 0 | 0 | 0 | 0 | 0 | 0 | 0 | 0 | 0 | 0 | 0 | 0 | 0 | 0 | 0 | 0 | 0 | 0 | 0 | 0 | 0 | 0 | 0
F12_Industrial_Industrial - WA_New_Space Heating_Natural Gas_Gas Boiler - Insulate Steam Lines/Condensate Tank_A_Achievable Economic RVT Potential | F12 | Industrial | Industrial - WA | New | Space Heating | Natural Gas | Gas Boiler - Insulate Steam Lines/Condensate Tank | A | Cumulative Winter Peak Savings (MW) | Achievable Economic RVT Potential | 0 | 0 | 0 | 0 | 0 | 0 | 0 | 0 | 0 | 0 | 0 | 0 | 0 | 0 | 0 | 0 | 0 | 0 | 0 | 0 | 0 | 0 | 0 | 0 | 0 | 0 | 0
F13_Industrial_Industrial - WA_New_Space Heating_Natural Gas_Gas Boiler - Insulate Steam Lines/Condensate Tank_A_Achievable Economic RVT Potential | F13 | Industrial | Industrial - WA | New | Space Heating | Natural Gas | Gas Boiler - Insulate Steam Lines/Condensate Tank | A | Purchases (Incremental) | Achievable Economic RVT Potential | 0 | 0 | 0 | 0 | 0 | 0 | 0 | 0 | 0 | 0 | 0 | 0 | 0 | 0 | 0 | 0 | 0 | 0 | 0 | 0 | 0 | 0 | 0 | 0 | 0 | 0 | 0
F14_Industrial_Industrial - WA_New_Space Heating_Natural Gas_Gas Boiler - Insulate Steam Lines/Condensate Tank_A_Achievable Economic RVT Potential | F14 | Industrial | Industrial - WA | New | Space Heating | Natural Gas | Gas Boiler - Insulate Steam Lines/Condensate Tank | A | Purchases (Cumulative) | Achievable Economic RVT Potential | 0 | 0 | 0 | 0 | 0 | 0 | 0 | 0 | 0 | 0 | 0 | 0 | 0 | 0 | 0 | 0 | 0 | 0 | 0 | 0 | 0 | 0 | 0 | 0 | 0 | 0 | 0
F1_Industrial_Industrial - WA_New_Space Heating_Natural Gas_Gas Boiler - Stack Economizer_A_Achievable Economic RVT Potential | F1 | Industrial | Industrial - WA | New | Space Heating | Natural Gas | Gas Boiler - Stack Economizer | A | Original Unit Energy Savings (kWh or therms) | Achievable Economic RVT Potential | 0 | 0 | 0.88545 | 0.88545 | 0.88545 | 0.88545 | 0.88545 | 0.88545 | 0.88545 | 0.88545 | 0.88545 | 0.88545 | 0.88545 | 0.88545 | 0.88545 | 0.88545 | 0.88545 | 0.88545 | 0.88545 | 0.88545 | 0.88545 | 0.88545 | 0.88545 | 0.88545 | 0.88545 | 0.88545 | 0.88545
F2_Industrial_Industrial - WA_New_Space Heating_Natural Gas_Gas Boiler - Stack Economizer_A_Achievable Economic RVT Potential | F2 | Industrial | Industrial - WA | New | Space Heating | Natural Gas | Gas Boiler - Stack Economizer | A | Original Unit Summer Peak Savings (kW) | Achievable Economic RVT Potential | 0 | 0 | 0 | 0 | 0 | 0 | 0 | 0 | 0 | 0 | 0 | 0 | 0 | 0 | 0 | 0 | 0 | 0 | 0 | 0 | 0 | 0 | 0 | 0 | 0 | 0 | 0
F3_Industrial_Industrial - WA_New_Space Heating_Natural Gas_Gas Boiler - Stack Economizer_A_Achievable Economic RVT Potential | F3 | Industrial | Industrial - WA | New | Space Heating | Natural Gas | Gas Boiler - Stack Economizer | A | Original Unit Winter Peak Savings (kW) | Achievable Economic RVT Potential | 0 | 0 | 0 | 0 | 0 | 0 | 0 | 0 | 0 | 0 | 0 | 0 | 0 | 0 | 0 | 0 | 0 | 0 | 0 | 0 | 0 | 0 | 0 | 0 | 0 | 0 | 0
F4_Industrial_Industrial - WA_New_Space Heating_Natural Gas_Gas Boiler - Stack Economizer_A_Achievable Economic RVT Potential | F4 | Industrial | Industrial - WA | New | Space Heating | Natural Gas | Gas Boiler - Stack Economizer | A | Standalone Impact on Baseline Energy (%) | Achievable Economic RVT Potential | 0 | 0 | 0.00051894 | 0.00091587 | 0.0012941 | 0.0016715 | 0.0020757 | 0.0024107 | 0.0026412 | 0.0027936 | 0.0028877 | 0.0029383 | 0.0029568 | 0.0029515 | 0.0029291 | 0.0028943 | 0.002851 | 0.0027506 | 0.0026585 | 0.0025748 | 0.0024982 | 0.0024271 | 0.002361 | 0.0022994 | 0.0022417 | 0.0021878 | 0.0021372
F5_Industrial_Industrial - WA_New_Space Heating_Natural Gas_Gas Boiler - Stack Economizer_A_Achievable Economic RVT Potential | F5 | Industrial | Industrial - WA | New | Space Heating | Natural Gas | Gas Boiler - Stack Economizer | A | Standalone Impact on Baseline Summer Peak (%) | Achievable Economic RVT Potential | 0 | 0 | 0 | 0 | 0 | 0 | 0 | 0 | 0 | 0 | 0 | 0 | 0 | 0 | 0 | 0 | 0 | 0 | 0 | 0 | 0 | 0 | 0 | 0 | 0 | 0 | 0
F6_Industrial_Industrial - WA_New_Space Heating_Natural Gas_Gas Boiler - Stack Economizer_A_Achievable Economic RVT Potential | F6 | Industrial | Industrial - WA | New | Space Heating | Natural Gas | Gas Boiler - Stack Economizer | A | Standalone Impact on Baseline Winter Peak (%) | Achievable Economic RVT Potential | 0 | 0 | 0 | 0 | 0 | 0 | 0 | 0 | 0 | 0 | 0 | 0 | 0 | 0 | 0 | 0 | 0 | 0 | 0 | 0 | 0 | 0 | 0 | 0 | 0 | 0 | 0
F7_Industrial_Industrial - WA_New_Space Heating_Natural Gas_Gas Boiler - Stack Economizer_A_Achievable Economic RVT Potential | F7 | Industrial | Industrial - WA | New | Space Heating | Natural Gas | Gas Boiler - Stack Economizer | A | Incremental Energy Savings (MWh or mTherms) | Achievable Economic RVT Potential | 0 | 0 | 0 | 0 | 0 | 0 | 0 | 0 | 0 | 0 | 0 | 0 | 0 | 0 | 0 | 0 | 0 | 0 | 0 | 0 | 0 | 0 | 0 | 0 | 0 | 0 | 0
F8_Industrial_Industrial - WA_New_Space Heating_Natural Gas_Gas Boiler - Stack Economizer_A_Achievable Economic RVT Potential | F8 | Industrial | Industrial - WA | New | Space Heating | Natural Gas | Gas Boiler - Stack Economizer | A | Incremental Summer Peak Savings (MW) | Achievable Economic RVT Potential | 0 | 0 | 0 | 0 | 0 | 0 | 0 | 0 | 0 | 0 | 0 | 0 | 0 | 0 | 0 | 0 | 0 | 0 | 0 | 0 | 0 | 0 | 0 | 0 | 0 | 0 | 0
F9_Industrial_Industrial - WA_New_Space Heating_Natural Gas_Gas Boiler - Stack Economizer_A_Achievable Economic RVT Potential | F9 | Industrial | Industrial - WA | New | Space Heating | Natural Gas | Gas Boiler - Stack Economizer | A | Incremental Winter Peak Savings (MW) | Achievable Economic RVT Potential | 0 | 0 | 0 | 0 | 0 | 0 | 0 | 0 | 0 | 0 | 0 | 0 | 0 | 0 | 0 | 0 | 0 | 0 | 0 | 0 | 0 | 0 | 0 | 0 | 0 | 0 | 0
F10_Industrial_Industrial - WA_New_Space Heating_Natural Gas_Gas Boiler - Stack Economizer_A_Achievable Economic RVT Potential | F10 | Industrial | Industrial - WA | New | Space Heating | Natural Gas | Gas Boiler - Stack Economizer | A | Cumulative Energy Savings (MWh or mTherms) | Achievable Economic RVT Potential | 0 | 0 | 0 | 0 | 0 | 0 | 0 | 0 | 0 | 0 | 0 | 0 | 0 | 0 | 0 | 0 | 0 | 0 | 0 | 0 | 0 | 0 | 0 | 0 | 0 | 0 | 0
F11_Industrial_Industrial - WA_New_Space Heating_Natural Gas_Gas Boiler - Stack Economizer_A_Achievable Economic RVT Potential | F11 | Industrial | Industrial - WA | New | Space Heating | Natural Gas | Gas Boiler - Stack Economizer | A | Cumulative Summer Peak Savings (MW) | Achievable Economic RVT Potential | 0 | 0 | 0 | 0 | 0 | 0 | 0 | 0 | 0 | 0 | 0 | 0 | 0 | 0 | 0 | 0 | 0 | 0 | 0 | 0 | 0 | 0 | 0 | 0 | 0 | 0 | 0
F12_Industrial_Industrial - WA_New_Space Heating_Natural Gas_Gas Boiler - Stack Economizer_A_Achievable Economic RVT Potential | F12 | Industrial | Industrial - WA | New | Space Heating | Natural Gas | Gas Boiler - Stack Economizer | A | Cumulative Winter Peak Savings (MW) | Achievable Economic RVT Potential | 0 | 0 | 0 | 0 | 0 | 0 | 0 | 0 | 0 | 0 | 0 | 0 | 0 | 0 | 0 | 0 | 0 | 0 | 0 | 0 | 0 | 0 | 0 | 0 | 0 | 0 | 0
F13_Industrial_Industrial - WA_New_Space Heating_Natural Gas_Gas Boiler - Stack Economizer_A_Achievable Economic RVT Potential | F13 | Industrial | Industrial - WA | New | Space Heating | Natural Gas | Gas Boiler - Stack Economizer | A | Purchases (Incremental) | Achievable Economic RVT Potential | 0 | 0 | 0 | 0 | 0 | 0 | 0 | 0 | 0 | 0 | 0 | 0 | 0 | 0 | 0 | 0 | 0 | 0 | 0 | 0 | 0 | 0 | 0 | 0 | 0 | 0 | 0
F14_Industrial_Industrial - WA_New_Space Heating_Natural Gas_Gas Boiler - Stack Economizer_A_Achievable Economic RVT Potential | F14 | Industrial | Industrial - WA | New | Space Heating | Natural Gas | Gas Boiler - Stack Economizer | A | Purchases (Cumulative) | Achievable Economic RVT Potential | 0 | 0 | 0 | 0 | 0 | 0 | 0 | 0 | 0 | 0 | 0 | 0 | 0 | 0 | 0 | 0 | 0 | 0 | 0 | 0 | 0 | 0 | 0 | 0 | 0 | 0 | 0
F1_Industrial_Industrial - WA_New_Space Heating_Natural Gas_Gas Boiler - Steam Trap Replacement_A_Achievable Economic RVT Potential | F1 | Industrial | Industrial - WA | New | Space Heating | Natural Gas | Gas Boiler - Steam Trap Replacement | A | Original Unit Energy Savings (kWh or therms) | Achievable Economic RVT Potential | 0 | 0 | 29538.5507 | 29538.5507 | 29538.5507 | 29538.5507 | 29538.5507 | 29538.5507 | 29538.5507 | 29538.5507 | 29538.5507 | 29538.5507 | 29538.5507 | 29538.5507 | 29538.5507 | 29538.5507 | 29538.5507 | 29538.5507 | 29538.5507 | 29538.5507 | 29538.5507 | 29538.5507 | 29538.5507 | 29538.5507 | 29538.5507 | 29538.5507 | 29538.5507
F2_Industrial_Industrial - WA_New_Space Heating_Natural Gas_Gas Boiler - Steam Trap Replacement_A_Achievable Economic RVT Potential | F2 | Industrial | Industrial - WA | New | Space Heating | Natural Gas | Gas Boiler - Steam Trap Replacement | A | Original Unit Summer Peak Savings (kW) | Achievable Economic RVT Potential | 0 | 0 | 0 | 0 | 0 | 0 | 0 | 0 | 0 | 0 | 0 | 0 | 0 | 0 | 0 | 0 | 0 | 0 | 0 | 0 | 0 | 0 | 0 | 0 | 0 | 0 | 0
F3_Industrial_Industrial - WA_New_Space Heating_Natural Gas_Gas Boiler - Steam Trap Replacement_A_Achievable Economic RVT Potential | F3 | Industrial | Industrial - WA | New | Space Heating | Natural Gas | Gas Boiler - Steam Trap Replacement | A | Original Unit Winter Peak Savings (kW) | Achievable Economic RVT Potential | 0 | 0 | 0 | 0 | 0 | 0 | 0 | 0 | 0 | 0 | 0 | 0 | 0 | 0 | 0 | 0 | 0 | 0 | 0 | 0 | 0 | 0 | 0 | 0 | 0 | 0 | 0
F4_Industrial_Industrial - WA_New_Space Heating_Natural Gas_Gas Boiler - Steam Trap Replacement_A_Achievable Economic RVT Potential | F4 | Industrial | Industrial - WA | New | Space Heating | Natural Gas | Gas Boiler - Steam Trap Replacement | A | Standalone Impact on Baseline Energy (%) | Achievable Economic RVT Potential | 0 | 0 | 6.9568e-06 | 1.2278e-05 | 1.7349e-05 | 2.2408e-05 | 2.7827e-05 | 3.3025e-05 | 3.4884e-05 | 3.5984e-05 | 3.6647e-05 | 3.7066e-05 | 3.7438e-05 | 3.7772e-05 | 3.8073e-05 | 3.8345e-05 | 3.8593e-05 | 3.8819e-05 | 3.9026e-05 | 3.9231e-05 | 3.8064e-05 | 3.6981e-05 | 3.5973e-05 | 3.5034e-05 | 3.4156e-05 | 3.3334e-05 | 3.2563e-05
F5_Industrial_Industrial - WA_New_Space Heating_Natural Gas_Gas Boiler - Steam Trap Replacement_A_Achievable Economic RVT Potential | F5 | Industrial | Industrial - WA | New | Space Heating | Natural Gas | Gas Boiler - Steam Trap Replacement | A | Standalone Impact on Baseline Summer Peak (%) | Achievable Economic RVT Potential | 0 | 0 | 0 | 0 | 0 | 0 | 0 | 0 | 0 | 0 | 0 | 0 | 0 | 0 | 0 | 0 | 0 | 0 | 0 | 0 | 0 | 0 | 0 | 0 | 0 | 0 | 0
F6_Industrial_Industrial - WA_New_Space Heating_Natural Gas_Gas Boiler - Steam Trap Replacement_A_Achievable Economic RVT Potential | F6 | Industrial | Industrial - WA | New | Space Heating | Natural Gas | Gas Boiler - Steam Trap Replacement | A | Standalone Impact on Baseline Winter Peak (%) | Achievable Economic RVT Potential | 0 | 0 | 0 | 0 | 0 | 0 | 0 | 0 | 0 | 0 | 0 | 0 | 0 | 0 | 0 | 0 | 0 | 0 | 0 | 0 | 0 | 0 | 0 | 0 | 0 | 0 | 0
F7_Industrial_Industrial - WA_New_Space Heating_Natural Gas_Gas Boiler - Steam Trap Replacement_A_Achievable Economic RVT Potential | F7 | Industrial | Industrial - WA | New | Space Heating | Natural Gas | Gas Boiler - Steam Trap Replacement | A | Incremental Energy Savings (MWh or mTherms) | Achievable Economic RVT Potential | 0 | 0 | 0 | 0 | 0 | 0 | 0 | 0 | 0 | 0 | 0 | 0 | 0 | 0 | 0 | 0 | 0 | 0 | 0 | 0 | 0 | 0 | 0 | 0 | 0 | 0 | 0
F8_Industrial_Industrial - WA_New_Space Heating_Natural Gas_Gas Boiler - Steam Trap Replacement_A_Achievable Economic RVT Potential | F8 | Industrial | Industrial - WA | New | Space Heating | Natural Gas | Gas Boiler - Steam Trap Replacement | A | Incremental Summer Peak Savings (MW) | Achievable Economic RVT Potential | 0 | 0 | 0 | 0 | 0 | 0 | 0 | 0 | 0 | 0 | 0 | 0 | 0 | 0 | 0 | 0 | 0 | 0 | 0 | 0 | 0 | 0 | 0 | 0 | 0 | 0 | 0
F9_Industrial_Industrial - WA_New_Space Heating_Natural Gas_Gas Boiler - Steam Trap Replacement_A_Achievable Economic RVT Potential | F9 | Industrial | Industrial - WA | New | Space Heating | Natural Gas | Gas Boiler - Steam Trap Replacement | A | Incremental Winter Peak Savings (MW) | Achievable Economic RVT Potential | 0 | 0 | 0 | 0 | 0 | 0 | 0 | 0 | 0 | 0 | 0 | 0 | 0 | 0 | 0 | 0 | 0 | 0 | 0 | 0 | 0 | 0 | 0 | 0 | 0 | 0 | 0
F10_Industrial_Industrial - WA_New_Space Heating_Natural Gas_Gas Boiler - Steam Trap Replacement_A_Achievable Economic RVT Potential | F10 | Industrial | Industrial - WA | New | Space Heating | Natural Gas | Gas Boiler - Steam Trap Replacement | A | Cumulative Energy Savings (MWh or mTherms) | Achievable Economic RVT Potential | 0 | 0 | 0 | 0 | 0 | 0 | 0 | 0 | 0 | 0 | 0 | 0 | 0 | 0 | 0 | 0 | 0 | 0 | 0 | 0 | 0 | 0 | 0 | 0 | 0 | 0 | 0
F11_Industrial_Industrial - WA_New_Space Heating_Natural Gas_Gas Boiler - Steam Trap Replacement_A_Achievable Economic RVT Potential | F11 | Industrial | Industrial - WA | New | Space Heating | Natural Gas | Gas Boiler - Steam Trap Replacement | A | Cumulative Summer Peak Savings (MW) | Achievable Economic RVT Potential | 0 | 0 | 0 | 0 | 0 | 0 | 0 | 0 | 0 | 0 | 0 | 0 | 0 | 0 | 0 | 0 | 0 | 0 | 0 | 0 | 0 | 0 | 0 | 0 | 0 | 0 | 0
F12_Industrial_Industrial - WA_New_Space Heating_Natural Gas_Gas Boiler - Steam Trap Replacement_A_Achievable Economic RVT Potential | F12 | Industrial | Industrial - WA | New | Space Heating | Natural Gas | Gas Boiler - Steam Trap Replacement | A | Cumulative Winter Peak Savings (MW) | Achievable Economic RVT Potential | 0 | 0 | 0 | 0 | 0 | 0 | 0 | 0 | 0 | 0 | 0 | 0 | 0 | 0 | 0 | 0 | 0 | 0 | 0 | 0 | 0 | 0 | 0 | 0 | 0 | 0 | 0
F13_Industrial_Industrial - WA_New_Space Heating_Natural Gas_Gas Boiler - Steam Trap Replacement_A_Achievable Economic RVT Potential | F13 | Industrial | Industrial - WA | New | Space Heating | Natural Gas | Gas Boiler - Steam Trap Replacement | A | Purchases (Incremental) | Achievable Economic RVT Potential | 0 | 0 | 0 | 0 | 0 | 0 | 0 | 0 | 0 | 0 | 0 | 0 | 0 | 0 | 0 | 0 | 0 | 0 | 0 | 0 | 0 | 0 | 0 | 0 | 0 | 0 | 0
F14_Industrial_Industrial - WA_New_Space Heating_Natural Gas_Gas Boiler - Steam Trap Replacement_A_Achievable Economic RVT Potential | F14 | Industrial | Industrial - WA | New | Space Heating | Natural Gas | Gas Boiler - Steam Trap Replacement | A | Purchases (Cumulative) | Achievable Economic RVT Potential | 0 | 0 | 0 | 0 | 0 | 0 | 0 | 0 | 0 | 0 | 0 | 0 | 0 | 0 | 0 | 0 | 0 | 0 | 0 | 0 | 0 | 0 | 0 | 0 | 0 | 0 | 0
F1_Industrial_Industrial - WA_New_Process_Natural Gas_Process Boiler - Hot Water Reset_A_Achievable Economic RVT Potential | F1 | Industrial | Industrial - WA | New | Process | Natural Gas | Process Boiler - Hot Water Reset | A | Original Unit Energy Savings (kWh or therms) | Achievable Economic RVT Potential | 0 | 0 | 8443.765 | 8443.765 | 8443.765 | 8443.765 | 8443.765 | 8443.765 | 8443.765 | 8443.765 | 8443.765 | 8443.765 | 8443.765 | 8443.765 | 8443.765 | 8443.765 | 8443.765 | 8443.765 | 8443.765 | 8443.765 | 8443.765 | 8443.765 | 8443.765 | 8443.765 | 8443.765 | 8443.765 | 8443.765
F2_Industrial_Industrial - WA_New_Process_Natural Gas_Process Boiler - Hot Water Reset_A_Achievable Economic RVT Potential | F2 | Industrial | Industrial - WA | New | Process | Natural Gas | Process Boiler - Hot Water Reset | A | Original Unit Summer Peak Savings (kW) | Achievable Economic RVT Potential | 0 | 0 | 0 | 0 | 0 | 0 | 0 | 0 | 0 | 0 | 0 | 0 | 0 | 0 | 0 | 0 | 0 | 0 | 0 | 0 | 0 | 0 | 0 | 0 | 0 | 0 | 0
F3_Industrial_Industrial - WA_New_Process_Natural Gas_Process Boiler - Hot Water Reset_A_Achievable Economic RVT Potential | F3 | Industrial | Industrial - WA | New | Process | Natural Gas | Process Boiler - Hot Water Reset | A | Original Unit Winter Peak Savings (kW) | Achievable Economic RVT Potential | 0 | 0 | 0 | 0 | 0 | 0 | 0 | 0 | 0 | 0 | 0 | 0 | 0 | 0 | 0 | 0 | 0 | 0 | 0 | 0 | 0 | 0 | 0 | 0 | 0 | 0 | 0
F4_Industrial_Industrial - WA_New_Process_Natural Gas_Process Boiler - Hot Water Reset_A_Achievable Economic RVT Potential | F4 | Industrial | Industrial - WA | New | Process | Natural Gas | Process Boiler - Hot Water Reset | A | Standalone Impact on Baseline Energy (%) | Achievable Economic RVT Potential | 0 | 0 | 0 | 0 | 0 | 0 | 0 | 0 | 0 | 0 | 0 | 0 | 0 | 0 | 0 | 0 | 0 | 0 | 0 | 0 | 0 | 0 | 0 | 0 | 0 | 0 | 0
F5_Industrial_Industrial - WA_New_Process_Natural Gas_Process Boiler - Hot Water Reset_A_Achievable Economic RVT Potential | F5 | Industrial | Industrial - WA | New | Process | Natural Gas | Process Boiler - Hot Water Reset | A | Standalone Impact on Baseline Summer Peak (%) | Achievable Economic RVT Potential | 0 | 0 | 0 | 0 | 0 | 0 | 0 | 0 | 0 | 0 | 0 | 0 | 0 | 0 | 0 | 0 | 0 | 0 | 0 | 0 | 0 | 0 | 0 | 0 | 0 | 0 | 0
F6_Industrial_Industrial - WA_New_Process_Natural Gas_Process Boiler - Hot Water Reset_A_Achievable Economic RVT Potential | F6 | Industrial | Industrial - WA | New | Process | Natural Gas | Process Boiler - Hot Water Reset | A | Standalone Impact on Baseline Winter Peak (%) | Achievable Economic RVT Potential | 0 | 0 | 0 | 0 | 0 | 0 | 0 | 0 | 0 | 0 | 0 | 0 | 0 | 0 | 0 | 0 | 0 | 0 | 0 | 0 | 0 | 0 | 0 | 0 | 0 | 0 | 0
F7_Industrial_Industrial - WA_New_Process_Natural Gas_Process Boiler - Hot Water Reset_A_Achievable Economic RVT Potential | F7 | Industrial | Industrial - WA | New | Process | Natural Gas | Process Boiler - Hot Water Reset | A | Incremental Energy Savings (MWh or mTherms) | Achievable Economic RVT Potential | 0 | 0 | 0 | 0 | 0 | 0 | 0 | 0 | 0 | 0 | 0 | 0 | 0 | 0 | 0 | 0 | 0 | 0 | 0 | 0 | 0 | 0 | 0 | 0 | 0 | 0 | 0
F8_Industrial_Industrial - WA_New_Process_Natural Gas_Process Boiler - Hot Water Reset_A_Achievable Economic RVT Potential | F8 | Industrial | Industrial - WA | New | Process | Natural Gas | Process Boiler - Hot Water Reset | A | Incremental Summer Peak Savings (MW) | Achievable Economic RVT Potential | 0 | 0 | 0 | 0 | 0 | 0 | 0 | 0 | 0 | 0 | 0 | 0 | 0 | 0 | 0 | 0 | 0 | 0 | 0 | 0 | 0 | 0 | 0 | 0 | 0 | 0 | 0
F9_Industrial_Industrial - WA_New_Process_Natural Gas_Process Boiler - Hot Water Reset_A_Achievable Economic RVT Potential | F9 | Industrial | Industrial - WA | New | Process | Natural Gas | Process Boiler - Hot Water Reset | A | Incremental Winter Peak Savings (MW) | Achievable Economic RVT Potential | 0 | 0 | 0 | 0 | 0 | 0 | 0 | 0 | 0 | 0 | 0 | 0 | 0 | 0 | 0 | 0 | 0 | 0 | 0 | 0 | 0 | 0 | 0 | 0 | 0 | 0 | 0
F10_Industrial_Industrial - WA_New_Process_Natural Gas_Process Boiler - Hot Water Reset_A_Achievable Economic RVT Potential | F10 | Industrial | Industrial - WA | New | Process | Natural Gas | Process Boiler - Hot Water Reset | A | Cumulative Energy Savings (MWh or mTherms) | Achievable Economic RVT Potential | 0 | 0 | 0 | 0 | 0 | 0 | 0 | 0 | 0 | 0 | 0 | 0 | 0 | 0 | 0 | 0 | 0 | 0 | 0 | 0 | 0 | 0 | 0 | 0 | 0 | 0 | 0
F11_Industrial_Industrial - WA_New_Process_Natural Gas_Process Boiler - Hot Water Reset_A_Achievable Economic RVT Potential | F11 | Industrial | Industrial - WA | New | Process | Natural Gas | Process Boiler - Hot Water Reset | A | Cumulative Summer Peak Savings (MW) | Achievable Economic RVT Potential | 0 | 0 | 0 | 0 | 0 | 0 | 0 | 0 | 0 | 0 | 0 | 0 | 0 | 0 | 0 | 0 | 0 | 0 | 0 | 0 | 0 | 0 | 0 | 0 | 0 | 0 | 0
F12_Industrial_Industrial - WA_New_Process_Natural Gas_Process Boiler - Hot Water Reset_A_Achievable Economic RVT Potential | F12 | Industrial | Industrial - WA | New | Process | Natural Gas | Process Boiler - Hot Water Reset | A | Cumulative Winter Peak Savings (MW) | Achievable Economic RVT Potential | 0 | 0 | 0 | 0 | 0 | 0 | 0 | 0 | 0 | 0 | 0 | 0 | 0 | 0 | 0 | 0 | 0 | 0 | 0 | 0 | 0 | 0 | 0 | 0 | 0 | 0 | 0
F13_Industrial_Industrial - WA_New_Process_Natural Gas_Process Boiler - Hot Water Reset_A_Achievable Economic RVT Potential | F13 | Industrial | Industrial - WA | New | Process | Natural Gas | Process Boiler - Hot Water Reset | A | Purchases (Incremental) | Achievable Economic RVT Potential | 0 | 0 | 0 | 0 | 0 | 0 | 0 | 0 | 0 | 0 | 0 | 0 | 0 | 0 | 0 | 0 | 0 | 0 | 0 | 0 | 0 | 0 | 0 | 0 | 0 | 0 | 0
F14_Industrial_Industrial - WA_New_Process_Natural Gas_Process Boiler - Hot Water Reset_A_Achievable Economic RVT Potential | F14 | Industrial | Industrial - WA | New | Process | Natural Gas | Process Boiler - Hot Water Reset | A | Purchases (Cumulative) | Achievable Economic RVT Potential | 0 | 0 | 0 | 0 | 0 | 0 | 0 | 0 | 0 | 0 | 0 | 0 | 0 | 0 | 0 | 0 | 0 | 0 | 0 | 0 | 0 | 0 | 0 | 0 | 0 | 0 | 0
F1_Industrial_Industrial - WA_New_Process_Natural Gas_Process Boiler - Burner Control Optimization_A_Achievable Economic RVT Potential | F1 | Industrial | Industrial - WA | New | Process | Natural Gas | Process Boiler - Burner Control Optimization | A | Original Unit Energy Savings (kWh or therms) | Achievable Economic RVT Potential | 0 | 0 | 2.2956 | 2.2956 | 2.2956 | 2.2956 | 2.2956 | 2.2956 | 2.2956 | 2.2956 | 2.2956 | 2.2956 | 2.2956 | 2.2956 | 2.2956 | 2.2956 | 2.2956 | 2.2956 | 2.2956 | 2.2956 | 2.2956 | 2.2956 | 2.2956 | 2.2956 | 2.2956 | 2.2956 | 2.2956
F2_Industrial_Industrial - WA_New_Process_Natural Gas_Process Boiler - Burner Control Optimization_A_Achievable Economic RVT Potential | F2 | Industrial | Industrial - WA | New | Process | Natural Gas | Process Boiler - Burner Control Optimization | A | Original Unit Summer Peak Savings (kW) | Achievable Economic RVT Potential | 0 | 0 | 0 | 0 | 0 | 0 | 0 | 0 | 0 | 0 | 0 | 0 | 0 | 0 | 0 | 0 | 0 | 0 | 0 | 0 | 0 | 0 | 0 | 0 | 0 | 0 | 0
F3_Industrial_Industrial - WA_New_Process_Natural Gas_Process Boiler - Burner Control Optimization_A_Achievable Economic RVT Potential | F3 | Industrial | Industrial - WA | New | Process | Natural Gas | Process Boiler - Burner Control Optimization | A | Original Unit Winter Peak Savings (kW) | Achievable Economic RVT Potential | 0 | 0 | 0 | 0 | 0 | 0 | 0 | 0 | 0 | 0 | 0 | 0 | 0 | 0 | 0 | 0 | 0 | 0 | 0 | 0 | 0 | 0 | 0 | 0 | 0 | 0 | 0
F4_Industrial_Industrial - WA_New_Process_Natural Gas_Process Boiler - Burner Control Optimization_A_Achievable Economic RVT Potential | F4 | Industrial | Industrial - WA | New | Process | Natural Gas | Process Boiler - Burner Control Optimization | A | Standalone Impact on Baseline Energy (%) | Achievable Economic RVT Potential | 0 | 0 | 1.6229e-05 | 3.7696e-05 | 8.2545e-05 | 0.00016215 | 0.00028891 | 0.00046357 | 0.0006818 | 0.00093071 | 0.0011911 | 0.0014417 | 0.0016635 | 0.0018433 | 0.001975 | 0.0020594 | 0.002102 | 0.0021112 | 0.0020958 | 0.0020641 | 0.0020182 | 0.0019651 | 0.0019102 | 0.0018591 | 0.0018115 | 0.001767 | 0.0017254
F5_Industrial_Industrial - WA_New_Process_Natural Gas_Process Boiler - Burner Control Optimization_A_Achievable Economic RVT Potential | F5 | Industrial | Industrial - WA | New | Process | Natural Gas | Process Boiler - Burner Control Optimization | A | Standalone Impact on Baseline Summer Peak (%) | Achievable Economic RVT Potential | 0 | 0 | 0 | 0 | 0 | 0 | 0 | 0 | 0 | 0 | 0 | 0 | 0 | 0 | 0 | 0 | 0 | 0 | 0 | 0 | 0 | 0 | 0 | 0 | 0 | 0 | 0
F6_Industrial_Industrial - WA_New_Process_Natural Gas_Process Boiler - Burner Control Optimization_A_Achievable Economic RVT Potential | F6 | Industrial | Industrial - WA | New | Process | Natural Gas | Process Boiler - Burner Control Optimization | A | Standalone Impact on Baseline Winter Peak (%) | Achievable Economic RVT Potential | 0 | 0 | 0 | 0 | 0 | 0 | 0 | 0 | 0 | 0 | 0 | 0 | 0 | 0 | 0 | 0 | 0 | 0 | 0 | 0 | 0 | 0 | 0 | 0 | 0 | 0 | 0
F7_Industrial_Industrial - WA_New_Process_Natural Gas_Process Boiler - Burner Control Optimization_A_Achievable Economic RVT Potential | F7 | Industrial | Industrial - WA | New | Process | Natural Gas | Process Boiler - Burner Control Optimization | A | Incremental Energy Savings (MWh or mTherms) | Achievable Economic RVT Potential | 0 | 0 | 0 | 0 | 0 | 0 | 0 | 0 | 0 | 0 | 0 | 0 | 0 | 0 | 0 | 0 | 0 | 0 | 0 | 0 | 0 | 0 | 0 | 0 | 0 | 0 | 0
F8_Industrial_Industrial - WA_New_Process_Natural Gas_Process Boiler - Burner Control Optimization_A_Achievable Economic RVT Potential | F8 | Industrial | Industrial - WA | New | Process | Natural Gas | Process Boiler - Burner Control Optimization | A | Incremental Summer Peak Savings (MW) | Achievable Economic RVT Potential | 0 | 0 | 0 | 0 | 0 | 0 | 0 | 0 | 0 | 0 | 0 | 0 | 0 | 0 | 0 | 0 | 0 | 0 | 0 | 0 | 0 | 0 | 0 | 0 | 0 | 0 | 0
F9_Industrial_Industrial - WA_New_Process_Natural Gas_Process Boiler - Burner Control Optimization_A_Achievable Economic RVT Potential | F9 | Industrial | Industrial - WA | New | Process | Natural Gas | Process Boiler - Burner Control Optimization | A | Incremental Winter Peak Savings (MW) | Achievable Economic RVT Potential | 0 | 0 | 0 | 0 | 0 | 0 | 0 | 0 | 0 | 0 | 0 | 0 | 0 | 0 | 0 | 0 | 0 | 0 | 0 | 0 | 0 | 0 | 0 | 0 | 0 | 0 | 0
F10_Industrial_Industrial - WA_New_Process_Natural Gas_Process Boiler - Burner Control Optimization_A_Achievable Economic RVT Potential | F10 | Industrial | Industrial - WA | New | Process | Natural Gas | Process Boiler - Burner Control Optimization | A | Cumulative Energy Savings (MWh or mTherms) | Achievable Economic RVT Potential | 0 | 0 | 0 | 0 | 0 | 0 | 0 | 0 | 0 | 0 | 0 | 0 | 0 | 0 | 0 | 0 | 0 | 0 | 0 | 0 | 0 | 0 | 0 | 0 | 0 | 0 | 0
F11_Industrial_Industrial - WA_New_Process_Natural Gas_Process Boiler - Burner Control Optimization_A_Achievable Economic RVT Potential | F11 | Industrial | Industrial - WA | New | Process | Natural Gas | Process Boiler - Burner Control Optimization | A | Cumulative Summer Peak Savings (MW) | Achievable Economic RVT Potential | 0 | 0 | 0 | 0 | 0 | 0 | 0 | 0 | 0 | 0 | 0 | 0 | 0 | 0 | 0 | 0 | 0 | 0 | 0 | 0 | 0 | 0 | 0 | 0 | 0 | 0 | 0
F12_Industrial_Industrial - WA_New_Process_Natural Gas_Process Boiler - Burner Control Optimization_A_Achievable Economic RVT Potential | F12 | Industrial | Industrial - WA | New | Process | Natural Gas | Process Boiler - Burner Control Optimization | A | Cumulative Winter Peak Savings (MW) | Achievable Economic RVT Potential | 0 | 0 | 0 | 0 | 0 | 0 | 0 | 0 | 0 | 0 | 0 | 0 | 0 | 0 | 0 | 0 | 0 | 0 | 0 | 0 | 0 | 0 | 0 | 0 | 0 | 0 | 0
F13_Industrial_Industrial - WA_New_Process_Natural Gas_Process Boiler - Burner Control Optimization_A_Achievable Economic RVT Potential | F13 | Industrial | Industrial - WA | New | Process | Natural Gas | Process Boiler - Burner Control Optimization | A | Purchases (Incremental) | Achievable Economic RVT Potential | 0 | 0 | 0 | 0 | 0 | 0 | 0 | 0 | 0 | 0 | 0 | 0 | 0 | 0 | 0 | 0 | 0 | 0 | 0 | 0 | 0 | 0 | 0 | 0 | 0 | 0 | 0
F14_Industrial_Industrial - WA_New_Process_Natural Gas_Process Boiler - Burner Control Optimization_A_Achievable Economic RVT Potential | F14 | Industrial | Industrial - WA | New | Process | Natural Gas | Process Boiler - Burner Control Optimization | A | Purchases (Cumulative) | Achievable Economic RVT Potential | 0 | 0 | 0 | 0 | 0 | 0 | 0 | 0 | 0 | 0 | 0 | 0 | 0 | 0 | 0 | 0 | 0 | 0 | 0 | 0 | 0 | 0 | 0 | 0 | 0 | 0 | 0
F1_Industrial_Industrial - WA_New_Process_Natural Gas_Process Boiler - Insulate Hot Water Lines_A_Achievable Economic RVT Potential | F1 | Industrial | Industrial - WA | New | Process | Natural Gas | Process Boiler - Insulate Hot Water Lines | A | Original Unit Energy Savings (kWh or therms) | Achievable Economic RVT Potential | 0 | 0 | 38.0063 | 38.0063 | 38.0063 | 38.0063 | 38.0063 | 38.0063 | 38.0063 | 38.0063 | 38.0063 | 38.0063 | 38.0063 | 38.0063 | 38.0063 | 38.0063 | 38.0063 | 38.0063 | 38.0063 | 38.0063 | 38.0063 | 38.0063 | 38.0063 | 38.0063 | 38.0063 | 38.0063 | 38.0063
F2_Industrial_Industrial - WA_New_Process_Natural Gas_Process Boiler - Insulate Hot Water Lines_A_Achievable Economic RVT Potential | F2 | Industrial | Industrial - WA | New | Process | Natural Gas | Process Boiler - Insulate Hot Water Lines | A | Original Unit Summer Peak Savings (kW) | Achievable Economic RVT Potential | 0 | 0 | 0 | 0 | 0 | 0 | 0 | 0 | 0 | 0 | 0 | 0 | 0 | 0 | 0 | 0 | 0 | 0 | 0 | 0 | 0 | 0 | 0 | 0 | 0 | 0 | 0
F3_Industrial_Industrial - WA_New_Process_Natural Gas_Process Boiler - Insulate Hot Water Lines_A_Achievable Economic RVT Potential | F3 | Industrial | Industrial - WA | New | Process | Natural Gas | Process Boiler - Insulate Hot Water Lines | A | Original Unit Winter Peak Savings (kW) | Achievable Economic RVT Potential | 0 | 0 | 0 | 0 | 0 | 0 | 0 | 0 | 0 | 0 | 0 | 0 | 0 | 0 | 0 | 0 | 0 | 0 | 0 | 0 | 0 | 0 | 0 | 0 | 0 | 0 | 0
F4_Industrial_Industrial - WA_New_Process_Natural Gas_Process Boiler - Insulate Hot Water Lines_A_Achievable Economic RVT Potential | F4 | Industrial | Industrial - WA | New | Process | Natural Gas | Process Boiler - Insulate Hot Water Lines | A | Standalone Impact on Baseline Energy (%) | Achievable Economic RVT Potential | 0 | 0 | 0 | 0 | 0 | 0 | 0 | 0 | 0 | 0 | 0 | 0 | 0 | 0 | 0 | 0 | 0 | 0 | 0 | 0 | 0 | 0 | 0 | 0 | 0 | 0 | 0
F5_Industrial_Industrial - WA_New_Process_Natural Gas_Process Boiler - Insulate Hot Water Lines_A_Achievable Economic RVT Potential | F5 | Industrial | Industrial - WA | New | Process | Natural Gas | Process Boiler - Insulate Hot Water Lines | A | Standalone Impact on Baseline Summer Peak (%) | Achievable Economic RVT Potential | 0 | 0 | 0 | 0 | 0 | 0 | 0 | 0 | 0 | 0 | 0 | 0 | 0 | 0 | 0 | 0 | 0 | 0 | 0 | 0 | 0 | 0 | 0 | 0 | 0 | 0 | 0
F6_Industrial_Industrial - WA_New_Process_Natural Gas_Process Boiler - Insulate Hot Water Lines_A_Achievable Economic RVT Potential | F6 | Industrial | Industrial - WA | New | Process | Natural Gas | Process Boiler - Insulate Hot Water Lines | A | Standalone Impact on Baseline Winter Peak (%) | Achievable Economic RVT Potential | 0 | 0 | 0 | 0 | 0 | 0 | 0 | 0 | 0 | 0 | 0 | 0 | 0 | 0 | 0 | 0 | 0 | 0 | 0 | 0 | 0 | 0 | 0 | 0 | 0 | 0 | 0
F7_Industrial_Industrial - WA_New_Process_Natural Gas_Process Boiler - Insulate Hot Water Lines_A_Achievable Economic RVT Potential | F7 | Industrial | Industrial - WA | New | Process | Natural Gas | Process Boiler - Insulate Hot Water Lines | A | Incremental Energy Savings (MWh or mTherms) | Achievable Economic RVT Potential | 0 | 0 | 0 | 0 | 0 | 0 | 0 | 0 | 0 | 0 | 0 | 0 | 0 | 0 | 0 | 0 | 0 | 0 | 0 | 0 | 0 | 0 | 0 | 0 | 0 | 0 | 0
F8_Industrial_Industrial - WA_New_Process_Natural Gas_Process Boiler - Insulate Hot Water Lines_A_Achievable Economic RVT Potential | F8 | Industrial | Industrial - WA | New | Process | Natural Gas | Process Boiler - Insulate Hot Water Lines | A | Incremental Summer Peak Savings (MW) | Achievable Economic RVT Potential | 0 | 0 | 0 | 0 | 0 | 0 | 0 | 0 | 0 | 0 | 0 | 0 | 0 | 0 | 0 | 0 | 0 | 0 | 0 | 0 | 0 | 0 | 0 | 0 | 0 | 0 | 0
F9_Industrial_Industrial - WA_New_Process_Natural Gas_Process Boiler - Insulate Hot Water Lines_A_Achievable Economic RVT Potential | F9 | Industrial | Industrial - WA | New | Process | Natural Gas | Process Boiler - Insulate Hot Water Lines | A | Incremental Winter Peak Savings (MW) | Achievable Economic RVT Potential | 0 | 0 | 0 | 0 | 0 | 0 | 0 | 0 | 0 | 0 | 0 | 0 | 0 | 0 | 0 | 0 | 0 | 0 | 0 | 0 | 0 | 0 | 0 | 0 | 0 | 0 | 0
F10_Industrial_Industrial - WA_New_Process_Natural Gas_Process Boiler - Insulate Hot Water Lines_A_Achievable Economic RVT Potential | F10 | Industrial | Industrial - WA | New | Process | Natural Gas | Process Boiler - Insulate Hot Water Lines | A | Cumulative Energy Savings (MWh or mTherms) | Achievable Economic RVT Potential | 0 | 0 | 0 | 0 | 0 | 0 | 0 | 0 | 0 | 0 | 0 | 0 | 0 | 0 | 0 | 0 | 0 | 0 | 0 | 0 | 0 | 0 | 0 | 0 | 0 | 0 | 0
F11_Industrial_Industrial - WA_New_Process_Natural Gas_Process Boiler - Insulate Hot Water Lines_A_Achievable Economic RVT Potential | F11 | Industrial | Industrial - WA | New | Process | Natural Gas | Process Boiler - Insulate Hot Water Lines | A | Cumulative Summer Peak Savings (MW) | Achievable Economic RVT Potential | 0 | 0 | 0 | 0 | 0 | 0 | 0 | 0 | 0 | 0 | 0 | 0 | 0 | 0 | 0 | 0 | 0 | 0 | 0 | 0 | 0 | 0 | 0 | 0 | 0 | 0 | 0
F12_Industrial_Industrial - WA_New_Process_Natural Gas_Process Boiler - Insulate Hot Water Lines_A_Achievable Economic RVT Potential | F12 | Industrial | Industrial - WA | New | Process | Natural Gas | Process Boiler - Insulate Hot Water Lines | A | Cumulative Winter Peak Savings (MW) | Achievable Economic RVT Potential | 0 | 0 | 0 | 0 | 0 | 0 | 0 | 0 | 0 | 0 | 0 | 0 | 0 | 0 | 0 | 0 | 0 | 0 | 0 | 0 | 0 | 0 | 0 | 0 | 0 | 0 | 0
F13_Industrial_Industrial - WA_New_Process_Natural Gas_Process Boiler - Insulate Hot Water Lines_A_Achievable Economic RVT Potential | F13 | Industrial | Industrial - WA | New | Process | Natural Gas | Process Boiler - Insulate Hot Water Lines | A | Purchases (Incremental) | Achievable Economic RVT Potential | 0 | 0 | 0 | 0 | 0 | 0 | 0 | 0 | 0 | 0 | 0 | 0 | 0 | 0 | 0 | 0 | 0 | 0 | 0 | 0 | 0 | 0 | 0 | 0 | 0 | 0 | 0
F14_Industrial_Industrial - WA_New_Process_Natural Gas_Process Boiler - Insulate Hot Water Lines_A_Achievable Economic RVT Potential | F14 | Industrial | Industrial - WA | New | Process | Natural Gas | Process Boiler - Insulate Hot Water Lines | A | Purchases (Cumulative) | Achievable Economic RVT Potential | 0 | 0 | 0 | 0 | 0 | 0 | 0 | 0 | 0 | 0 | 0 | 0 | 0 | 0 | 0 | 0 | 0 | 0 | 0 | 0 | 0 | 0 | 0 | 0 | 0 | 0 | 0
F1_Industrial_Industrial - WA_New_Process_Natural Gas_Process Boiler - Insulate Steam Lines/Condensate Tank_A_Achievable Economic RVT Potential | F1 | Industrial | Industrial - WA | New | Process | Natural Gas | Process Boiler - Insulate Steam Lines/Condensate Tank | A | Original Unit Energy Savings (kWh or therms) | Achievable Economic RVT Potential | 0 | 0 | 56.7725 | 56.7725 | 56.7725 | 56.7725 | 56.7725 | 56.7725 | 56.7725 | 56.7725 | 56.7725 | 56.7725 | 56.7725 | 56.7725 | 56.7725 | 56.7725 | 56.7725 | 56.7725 | 56.7725 | 56.7725 | 56.7725 | 56.7725 | 56.7725 | 56.7725 | 56.7725 | 56.7725 | 56.7725
F2_Industrial_Industrial - WA_New_Process_Natural Gas_Process Boiler - Insulate Steam Lines/Condensate Tank_A_Achievable Economic RVT Potential | F2 | Industrial | Industrial - WA | New | Process | Natural Gas | Process Boiler - Insulate Steam Lines/Condensate Tank | A | Original Unit Summer Peak Savings (kW) | Achievable Economic RVT Potential | 0 | 0 | 0 | 0 | 0 | 0 | 0 | 0 | 0 | 0 | 0 | 0 | 0 | 0 | 0 | 0 | 0 | 0 | 0 | 0 | 0 | 0 | 0 | 0 | 0 | 0 | 0
F3_Industrial_Industrial - WA_New_Process_Natural Gas_Process Boiler - Insulate Steam Lines/Condensate Tank_A_Achievable Economic RVT Potential | F3 | Industrial | Industrial - WA | New | Process | Natural Gas | Process Boiler - Insulate Steam Lines/Condensate Tank | A | Original Unit Winter Peak Savings (kW) | Achievable Economic RVT Potential | 0 | 0 | 0 | 0 | 0 | 0 | 0 | 0 | 0 | 0 | 0 | 0 | 0 | 0 | 0 | 0 | 0 | 0 | 0 | 0 | 0 | 0 | 0 | 0 | 0 | 0 | 0
F4_Industrial_Industrial - WA_New_Process_Natural Gas_Process Boiler - Insulate Steam Lines/Condensate Tank_A_Achievable Economic RVT Potential | F4 | Industrial | Industrial - WA | New | Process | Natural Gas | Process Boiler - Insulate Steam Lines/Condensate Tank | A | Standalone Impact on Baseline Energy (%) | Achievable Economic RVT Potential | 0 | 0 | 0 | 0 | 0 | 0 | 0 | 0 | 0 | 0 | 0 | 0 | 0 | 0 | 0 | 0 | 0 | 0 | 0 | 0 | 0 | 0 | 0 | 0 | 0 | 0 | 0
F5_Industrial_Industrial - WA_New_Process_Natural Gas_Process Boiler - Insulate Steam Lines/Condensate Tank_A_Achievable Economic RVT Potential | F5 | Industrial | Industrial - WA | New | Process | Natural Gas | Process Boiler - Insulate Steam Lines/Condensate Tank | A | Standalone Impact on Baseline Summer Peak (%) | Achievable Economic RVT Potential | 0 | 0 | 0 | 0 | 0 | 0 | 0 | 0 | 0 | 0 | 0 | 0 | 0 | 0 | 0 | 0 | 0 | 0 | 0 | 0 | 0 | 0 | 0 | 0 | 0 | 0 | 0
F6_Industrial_Industrial - WA_New_Process_Natural Gas_Process Boiler - Insulate Steam Lines/Condensate Tank_A_Achievable Economic RVT Potential | F6 | Industrial | Industrial - WA | New | Process | Natural Gas | Process Boiler - Insulate Steam Lines/Condensate Tank | A | Standalone Impact on Baseline Winter Peak (%) | Achievable Economic RVT Potential | 0 | 0 | 0 | 0 | 0 | 0 | 0 | 0 | 0 | 0 | 0 | 0 | 0 | 0 | 0 | 0 | 0 | 0 | 0 | 0 | 0 | 0 | 0 | 0 | 0 | 0 | 0
F7_Industrial_Industrial - WA_New_Process_Natural Gas_Process Boiler - Insulate Steam Lines/Condensate Tank_A_Achievable Economic RVT Potential | F7 | Industrial | Industrial - WA | New | Process | Natural Gas | Process Boiler - Insulate Steam Lines/Condensate Tank | A | Incremental Energy Savings (MWh or mTherms) | Achievable Economic RVT Potential | 0 | 0 | 0 | 0 | 0 | 0 | 0 | 0 | 0 | 0 | 0 | 0 | 0 | 0 | 0 | 0 | 0 | 0 | 0 | 0 | 0 | 0 | 0 | 0 | 0 | 0 | 0
F8_Industrial_Industrial - WA_New_Process_Natural Gas_Process Boiler - Insulate Steam Lines/Condensate Tank_A_Achievable Economic RVT Potential | F8 | Industrial | Industrial - WA | New | Process | Natural Gas | Process Boiler - Insulate Steam Lines/Condensate Tank | A | Incremental Summer Peak Savings (MW) | Achievable Economic RVT Potential | 0 | 0 | 0 | 0 | 0 | 0 | 0 | 0 | 0 | 0 | 0 | 0 | 0 | 0 | 0 | 0 | 0 | 0 | 0 | 0 | 0 | 0 | 0 | 0 | 0 | 0 | 0
F9_Industrial_Industrial - WA_New_Process_Natural Gas_Process Boiler - Insulate Steam Lines/Condensate Tank_A_Achievable Economic RVT Potential | F9 | Industrial | Industrial - WA | New | Process | Natural Gas | Process Boiler - Insulate Steam Lines/Condensate Tank | A | Incremental Winter Peak Savings (MW) | Achievable Economic RVT Potential | 0 | 0 | 0 | 0 | 0 | 0 | 0 | 0 | 0 | 0 | 0 | 0 | 0 | 0 | 0 | 0 | 0 | 0 | 0 | 0 | 0 | 0 | 0 | 0 | 0 | 0 | 0
F10_Industrial_Industrial - WA_New_Process_Natural Gas_Process Boiler - Insulate Steam Lines/Condensate Tank_A_Achievable Economic RVT Potential | F10 | Industrial | Industrial - WA | New | Process | Natural Gas | Process Boiler - Insulate Steam Lines/Condensate Tank | A | Cumulative Energy Savings (MWh or mTherms) | Achievable Economic RVT Potential | 0 | 0 | 0 | 0 | 0 | 0 | 0 | 0 | 0 | 0 | 0 | 0 | 0 | 0 | 0 | 0 | 0 | 0 | 0 | 0 | 0 | 0 | 0 | 0 | 0 | 0 | 0
F11_Industrial_Industrial - WA_New_Process_Natural Gas_Process Boiler - Insulate Steam Lines/Condensate Tank_A_Achievable Economic RVT Potential | F11 | Industrial | Industrial - WA | New | Process | Natural Gas | Process Boiler - Insulate Steam Lines/Condensate Tank | A | Cumulative Summer Peak Savings (MW) | Achievable Economic RVT Potential | 0 | 0 | 0 | 0 | 0 | 0 | 0 | 0 | 0 | 0 | 0 | 0 | 0 | 0 | 0 | 0 | 0 | 0 | 0 | 0 | 0 | 0 | 0 | 0 | 0 | 0 | 0
F12_Industrial_Industrial - WA_New_Process_Natural Gas_Process Boiler - Insulate Steam Lines/Condensate Tank_A_Achievable Economic RVT Potential | F12 | Industrial | Industrial - WA | New | Process | Natural Gas | Process Boiler - Insulate Steam Lines/Condensate Tank | A | Cumulative Winter Peak Savings (MW) | Achievable Economic RVT Potential | 0 | 0 | 0 | 0 | 0 | 0 | 0 | 0 | 0 | 0 | 0 | 0 | 0 | 0 | 0 | 0 | 0 | 0 | 0 | 0 | 0 | 0 | 0 | 0 | 0 | 0 | 0
F13_Industrial_Industrial - WA_New_Process_Natural Gas_Process Boiler - Insulate Steam Lines/Condensate Tank_A_Achievable Economic RVT Potential | F13 | Industrial | Industrial - WA | New | Process | Natural Gas | Process Boiler - Insulate Steam Lines/Condensate Tank | A | Purchases (Incremental) | Achievable Economic RVT Potential | 0 | 0 | 0 | 0 | 0 | 0 | 0 | 0 | 0 | 0 | 0 | 0 | 0 | 0 | 0 | 0 | 0 | 0 | 0 | 0 | 0 | 0 | 0 | 0 | 0 | 0 | 0
F14_Industrial_Industrial - WA_New_Process_Natural Gas_Process Boiler - Insulate Steam Lines/Condensate Tank_A_Achievable Economic RVT Potential | F14 | Industrial | Industrial - WA | New | Process | Natural Gas | Process Boiler - Insulate Steam Lines/Condensate Tank | A | Purchases (Cumulative) | Achievable Economic RVT Potential | 0 | 0 | 0 | 0 | 0 | 0 | 0 | 0 | 0 | 0 | 0 | 0 | 0 | 0 | 0 | 0 | 0 | 0 | 0 | 0 | 0 | 0 | 0 | 0 | 0 | 0 | 0
F1_Industrial_Industrial - WA_New_Process_Natural Gas_Process Boiler - Stack Economizer_A_Achievable Economic RVT Potential | F1 | Industrial | Industrial - WA | New | Process | Natural Gas | Process Boiler - Stack Economizer | A | Original Unit Energy Savings (kWh or therms) | Achievable Economic RVT Potential | 0 | 0 | 7.5994 | 7.5994 | 7.5994 | 7.5994 | 7.5994 | 7.5994 | 7.5994 | 7.5994 | 7.5994 | 7.5994 | 7.5994 | 7.5994 | 7.5994 | 7.5994 | 7.5994 | 7.5994 | 7.5994 | 7.5994 | 7.5994 | 7.5994 | 7.5994 | 7.5994 | 7.5994 | 7.5994 | 7.5994
F2_Industrial_Industrial - WA_New_Process_Natural Gas_Process Boiler - Stack Economizer_A_Achievable Economic RVT Potential | F2 | Industrial | Industrial - WA | New | Process | Natural Gas | Process Boiler - Stack Economizer | A | Original Unit Summer Peak Savings (kW) | Achievable Economic RVT Potential | 0 | 0 | 0 | 0 | 0 | 0 | 0 | 0 | 0 | 0 | 0 | 0 | 0 | 0 | 0 | 0 | 0 | 0 | 0 | 0 | 0 | 0 | 0 | 0 | 0 | 0 | 0
F3_Industrial_Industrial - WA_New_Process_Natural Gas_Process Boiler - Stack Economizer_A_Achievable Economic RVT Potential | F3 | Industrial | Industrial - WA | New | Process | Natural Gas | Process Boiler - Stack Economizer | A | Original Unit Winter Peak Savings (kW) | Achievable Economic RVT Potential | 0 | 0 | 0 | 0 | 0 | 0 | 0 | 0 | 0 | 0 | 0 | 0 | 0 | 0 | 0 | 0 | 0 | 0 | 0 | 0 | 0 | 0 | 0 | 0 | 0 | 0 | 0
F4_Industrial_Industrial - WA_New_Process_Natural Gas_Process Boiler - Stack Economizer_A_Achievable Economic RVT Potential | F4 | Industrial | Industrial - WA | New | Process | Natural Gas | Process Boiler - Stack Economizer | A | Standalone Impact on Baseline Energy (%) | Achievable Economic RVT Potential | 0 | 0 | 0.00053108 | 0.00092987 | 0.0013087 | 0.0016863 | 0.0020913 | 0.002426 | 0.0026554 | 0.0028062 | 0.0028986 | 0.0029475 | 0.0029643 | 0.0029575 | 0.0029336 | 0.0028975 | 0.002853 | 0.0027516 | 0.0026587 | 0.0025732 | 0.0024944 | 0.0024215 | 0.0023539 | 0.0022909 | 0.0022323 | 0.0021775 | 0.0021261
F5_Industrial_Industrial - WA_New_Process_Natural Gas_Process Boiler - Stack Economizer_A_Achievable Economic RVT Potential | F5 | Industrial | Industrial - WA | New | Process | Natural Gas | Process Boiler - Stack Economizer | A | Standalone Impact on Baseline Summer Peak (%) | Achievable Economic RVT Potential | 0 | 0 | 0 | 0 | 0 | 0 | 0 | 0 | 0 | 0 | 0 | 0 | 0 | 0 | 0 | 0 | 0 | 0 | 0 | 0 | 0 | 0 | 0 | 0 | 0 | 0 | 0
F6_Industrial_Industrial - WA_New_Process_Natural Gas_Process Boiler - Stack Economizer_A_Achievable Economic RVT Potential | F6 | Industrial | Industrial - WA | New | Process | Natural Gas | Process Boiler - Stack Economizer | A | Standalone Impact on Baseline Winter Peak (%) | Achievable Economic RVT Potential | 0 | 0 | 0 | 0 | 0 | 0 | 0 | 0 | 0 | 0 | 0 | 0 | 0 | 0 | 0 | 0 | 0 | 0 | 0 | 0 | 0 | 0 | 0 | 0 | 0 | 0 | 0
F7_Industrial_Industrial - WA_New_Process_Natural Gas_Process Boiler - Stack Economizer_A_Achievable Economic RVT Potential | F7 | Industrial | Industrial - WA | New | Process | Natural Gas | Process Boiler - Stack Economizer | A | Incremental Energy Savings (MWh or mTherms) | Achievable Economic RVT Potential | 0 | 0 | 0 | 0 | 0 | 0 | 0 | 0 | 0 | 0 | 0 | 0 | 0 | 0 | 0 | 0 | 0 | 0 | 0 | 0 | 0 | 0 | 0 | 0 | 0 | 0 | 0
F8_Industrial_Industrial - WA_New_Process_Natural Gas_Process Boiler - Stack Economizer_A_Achievable Economic RVT Potential | F8 | Industrial | Industrial - WA | New | Process | Natural Gas | Process Boiler - Stack Economizer | A | Incremental Summer Peak Savings (MW) | Achievable Economic RVT Potential | 0 | 0 | 0 | 0 | 0 | 0 | 0 | 0 | 0 | 0 | 0 | 0 | 0 | 0 | 0 | 0 | 0 | 0 | 0 | 0 | 0 | 0 | 0 | 0 | 0 | 0 | 0
F9_Industrial_Industrial - WA_New_Process_Natural Gas_Process Boiler - Stack Economizer_A_Achievable Economic RVT Potential | F9 | Industrial | Industrial - WA | New | Process | Natural Gas | Process Boiler - Stack Economizer | A | Incremental Winter Peak Savings (MW) | Achievable Economic RVT Potential | 0 | 0 | 0 | 0 | 0 | 0 | 0 | 0 | 0 | 0 | 0 | 0 | 0 | 0 | 0 | 0 | 0 | 0 | 0 | 0 | 0 | 0 | 0 | 0 | 0 | 0 | 0
F10_Industrial_Industrial - WA_New_Process_Natural Gas_Process Boiler - Stack Economizer_A_Achievable Economic RVT Potential | F10 | Industrial | Industrial - WA | New | Process | Natural Gas | Process Boiler - Stack Economizer | A | Cumulative Energy Savings (MWh or mTherms) | Achievable Economic RVT Potential | 0 | 0 | 0 | 0 | 0 | 0 | 0 | 0 | 0 | 0 | 0 | 0 | 0 | 0 | 0 | 0 | 0 | 0 | 0 | 0 | 0 | 0 | 0 | 0 | 0 | 0 | 0
F11_Industrial_Industrial - WA_New_Process_Natural Gas_Process Boiler - Stack Economizer_A_Achievable Economic RVT Potential | F11 | Industrial | Industrial - WA | New | Process | Natural Gas | Process Boiler - Stack Economizer | A | Cumulative Summer Peak Savings (MW) | Achievable Economic RVT Potential | 0 | 0 | 0 | 0 | 0 | 0 | 0 | 0 | 0 | 0 | 0 | 0 | 0 | 0 | 0 | 0 | 0 | 0 | 0 | 0 | 0 | 0 | 0 | 0 | 0 | 0 | 0
F12_Industrial_Industrial - WA_New_Process_Natural Gas_Process Boiler - Stack Economizer_A_Achievable Economic RVT Potential | F12 | Industrial | Industrial - WA | New | Process | Natural Gas | Process Boiler - Stack Economizer | A | Cumulative Winter Peak Savings (MW) | Achievable Economic RVT Potential | 0 | 0 | 0 | 0 | 0 | 0 | 0 | 0 | 0 | 0 | 0 | 0 | 0 | 0 | 0 | 0 | 0 | 0 | 0 | 0 | 0 | 0 | 0 | 0 | 0 | 0 | 0
F13_Industrial_Industrial - WA_New_Process_Natural Gas_Process Boiler - Stack Economizer_A_Achievable Economic RVT Potential | F13 | Industrial | Industrial - WA | New | Process | Natural Gas | Process Boiler - Stack Economizer | A | Purchases (Incremental) | Achievable Economic RVT Potential | 0 | 0 | 0 | 0 | 0 | 0 | 0 | 0 | 0 | 0 | 0 | 0 | 0 | 0 | 0 | 0 | 0 | 0 | 0 | 0 | 0 | 0 | 0 | 0 | 0 | 0 | 0
F14_Industrial_Industrial - WA_New_Process_Natural Gas_Process Boiler - Stack Economizer_A_Achievable Economic RVT Potential | F14 | Industrial | Industrial - WA | New | Process | Natural Gas | Process Boiler - Stack Economizer | A | Purchases (Cumulative) | Achievable Economic RVT Potential | 0 | 0 | 0 | 0 | 0 | 0 | 0 | 0 | 0 | 0 | 0 | 0 | 0 | 0 | 0 | 0 | 0 | 0 | 0 | 0 | 0 | 0 | 0 | 0 | 0 | 0 | 0
F1_Industrial_Industrial - WA_New_Process_Natural Gas_Process Boiler - Steam Trap Replacement_A_Achievable Economic RVT Potential | F1 | Industrial | Industrial - WA | New | Process | Natural Gas | Process Boiler - Steam Trap Replacement | A | Original Unit Energy Savings (kWh or therms) | Achievable Economic RVT Potential | 0 | 0 | 253514.0926 | 253514.0926 | 253514.0926 | 253514.0926 | 253514.0926 | 253514.0926 | 253514.0926 | 253514.0926 | 253514.0926 | 253514.0926 | 253514.0926 | 253514.0926 | 253514.0926 | 253514.0926 | 253514.0926 | 253514.0926 | 253514.0926 | 253514.0926 | 253514.0926 | 253514.0926 | 253514.0926 | 253514.0926 | 253514.0926 | 253514.0926 | 253514.0926
F2_Industrial_Industrial - WA_New_Process_Natural Gas_Process Boiler - Steam Trap Replacement_A_Achievable Economic RVT Potential | F2 | Industrial | Industrial - WA | New | Process | Natural Gas | Process Boiler - Steam Trap Replacement | A | Original Unit Summer Peak Savings (kW) | Achievable Economic RVT Potential | 0 | 0 | 0 | 0 | 0 | 0 | 0 | 0 | 0 | 0 | 0 | 0 | 0 | 0 | 0 | 0 | 0 | 0 | 0 | 0 | 0 | 0 | 0 | 0 | 0 | 0 | 0
F3_Industrial_Industrial - WA_New_Process_Natural Gas_Process Boiler - Steam Trap Replacement_A_Achievable Economic RVT Potential | F3 | Industrial | Industrial - WA | New | Process | Natural Gas | Process Boiler - Steam Trap Replacement | A | Original Unit Winter Peak Savings (kW) | Achievable Economic RVT Potential | 0 | 0 | 0 | 0 | 0 | 0 | 0 | 0 | 0 | 0 | 0 | 0 | 0 | 0 | 0 | 0 | 0 | 0 | 0 | 0 | 0 | 0 | 0 | 0 | 0 | 0 | 0
F4_Industrial_Industrial - WA_New_Process_Natural Gas_Process Boiler - Steam Trap Replacement_A_Achievable Economic RVT Potential | F4 | Industrial | Industrial - WA | New | Process | Natural Gas | Process Boiler - Steam Trap Replacement | A | Standalone Impact on Baseline Energy (%) | Achievable Economic RVT Potential | 0 | 0 | 7.1197e-06 | 1.2466e-05 | 1.7545e-05 | 2.2607e-05 | 2.8036e-05 | 3.3235e-05 | 3.5072e-05 | 3.6147e-05 | 3.6785e-05 | 3.7181e-05 | 3.7533e-05 | 3.7848e-05 | 3.8132e-05 | 3.8388e-05 | 3.8621e-05 | 3.8833e-05 | 3.9028e-05 | 3.9207e-05 | 3.8006e-05 | 3.6895e-05 | 3.5864e-05 | 3.4906e-05 | 3.4012e-05 | 3.3176e-05 | 3.2394e-05
F5_Industrial_Industrial - WA_New_Process_Natural Gas_Process Boiler - Steam Trap Replacement_A_Achievable Economic RVT Potential | F5 | Industrial | Industrial - WA | New | Process | Natural Gas | Process Boiler - Steam Trap Replacement | A | Standalone Impact on Baseline Summer Peak (%) | Achievable Economic RVT Potential | 0 | 0 | 0 | 0 | 0 | 0 | 0 | 0 | 0 | 0 | 0 | 0 | 0 | 0 | 0 | 0 | 0 | 0 | 0 | 0 | 0 | 0 | 0 | 0 | 0 | 0 | 0
F6_Industrial_Industrial - WA_New_Process_Natural Gas_Process Boiler - Steam Trap Replacement_A_Achievable Economic RVT Potential | F6 | Industrial | Industrial - WA | New | Process | Natural Gas | Process Boiler - Steam Trap Replacement | A | Standalone Impact on Baseline Winter Peak (%) | Achievable Economic RVT Potential | 0 | 0 | 0 | 0 | 0 | 0 | 0 | 0 | 0 | 0 | 0 | 0 | 0 | 0 | 0 | 0 | 0 | 0 | 0 | 0 | 0 | 0 | 0 | 0 | 0 | 0 | 0
F7_Industrial_Industrial - WA_New_Process_Natural Gas_Process Boiler - Steam Trap Replacement_A_Achievable Economic RVT Potential | F7 | Industrial | Industrial - WA | New | Process | Natural Gas | Process Boiler - Steam Trap Replacement | A | Incremental Energy Savings (MWh or mTherms) | Achievable Economic RVT Potential | 0 | 0 | 0 | 0 | 0 | 0 | 0 | 0 | 0 | 0 | 0 | 0 | 0 | 0 | 0 | 0 | 0 | 0 | 0 | 0 | 0 | 0 | 0 | 0 | 0 | 0 | 0
F8_Industrial_Industrial - WA_New_Process_Natural Gas_Process Boiler - Steam Trap Replacement_A_Achievable Economic RVT Potential | F8 | Industrial | Industrial - WA | New | Process | Natural Gas | Process Boiler - Steam Trap Replacement | A | Incremental Summer Peak Savings (MW) | Achievable Economic RVT Potential | 0 | 0 | 0 | 0 | 0 | 0 | 0 | 0 | 0 | 0 | 0 | 0 | 0 | 0 | 0 | 0 | 0 | 0 | 0 | 0 | 0 | 0 | 0 | 0 | 0 | 0 | 0
F9_Industrial_Industrial - WA_New_Process_Natural Gas_Process Boiler - Steam Trap Replacement_A_Achievable Economic RVT Potential | F9 | Industrial | Industrial - WA | New | Process | Natural Gas | Process Boiler - Steam Trap Replacement | A | Incremental Winter Peak Savings (MW) | Achievable Economic RVT Potential | 0 | 0 | 0 | 0 | 0 | 0 | 0 | 0 | 0 | 0 | 0 | 0 | 0 | 0 | 0 | 0 | 0 | 0 | 0 | 0 | 0 | 0 | 0 | 0 | 0 | 0 | 0
F10_Industrial_Industrial - WA_New_Process_Natural Gas_Process Boiler - Steam Trap Replacement_A_Achievable Economic RVT Potential | F10 | Industrial | Industrial - WA | New | Process | Natural Gas | Process Boiler - Steam Trap Replacement | A | Cumulative Energy Savings (MWh or mTherms) | Achievable Economic RVT Potential | 0 | 0 | 0 | 0 | 0 | 0 | 0 | 0 | 0 | 0 | 0 | 0 | 0 | 0 | 0 | 0 | 0 | 0 | 0 | 0 | 0 | 0 | 0 | 0 | 0 | 0 | 0
F11_Industrial_Industrial - WA_New_Process_Natural Gas_Process Boiler - Steam Trap Replacement_A_Achievable Economic RVT Potential | F11 | Industrial | Industrial - WA | New | Process | Natural Gas | Process Boiler - Steam Trap Replacement | A | Cumulative Summer Peak Savings (MW) | Achievable Economic RVT Potential | 0 | 0 | 0 | 0 | 0 | 0 | 0 | 0 | 0 | 0 | 0 | 0 | 0 | 0 | 0 | 0 | 0 | 0 | 0 | 0 | 0 | 0 | 0 | 0 | 0 | 0 | 0
F12_Industrial_Industrial - WA_New_Process_Natural Gas_Process Boiler - Steam Trap Replacement_A_Achievable Economic RVT Potential | F12 | Industrial | Industrial - WA | New | Process | Natural Gas | Process Boiler - Steam Trap Replacement | A | Cumulative Winter Peak Savings (MW) | Achievable Economic RVT Potential | 0 | 0 | 0 | 0 | 0 | 0 | 0 | 0 | 0 | 0 | 0 | 0 | 0 | 0 | 0 | 0 | 0 | 0 | 0 | 0 | 0 | 0 | 0 | 0 | 0 | 0 | 0
F13_Industrial_Industrial - WA_New_Process_Natural Gas_Process Boiler - Steam Trap Replacement_A_Achievable Economic RVT Potential | F13 | Industrial | Industrial - WA | New | Process | Natural Gas | Process Boiler - Steam Trap Replacement | A | Purchases (Incremental) | Achievable Economic RVT Potential | 0 | 0 | 0 | 0 | 0 | 0 | 0 | 0 | 0 | 0 | 0 | 0 | 0 | 0 | 0 | 0 | 0 | 0 | 0 | 0 | 0 | 0 | 0 | 0 | 0 | 0 | 0
F14_Industrial_Industrial - WA_New_Process_Natural Gas_Process Boiler - Steam Trap Replacement_A_Achievable Economic RVT Potential | F14 | Industrial | Industrial - WA | New | Process | Natural Gas | Process Boiler - Steam Trap Replacement | A | Purchases (Cumulative) | Achievable Economic RVT Potential | 0 | 0 | 0 | 0 | 0 | 0 | 0 | 0 | 0 | 0 | 0 | 0 | 0 | 0 | 0 | 0 | 0 | 0 | 0 | 0 | 0 | 0 | 0 | 0 | 0 | 0 | 0
F1_Industrial_Industrial - WA_New_Process_Natural Gas_Process Boiler - Maintenance_A_Achievable Economic RVT Potential | F1 | Industrial | Industrial - WA | New | Process | Natural Gas | Process Boiler - Maintenance | A | Original Unit Energy Savings (kWh or therms) | Achievable Economic RVT Potential | 0 | 0 | 4.7496 | 4.7496 | 4.7496 | 4.7496 | 4.7496 | 4.7496 | 4.7496 | 4.7496 | 4.7496 | 4.7496 | 4.7496 | 4.7496 | 4.7496 | 4.7496 | 4.7496 | 4.7496 | 4.7496 | 4.7496 | 4.7496 | 4.7496 | 4.7496 | 4.7496 | 4.7496 | 4.7496 | 4.7496
F2_Industrial_Industrial - WA_New_Process_Natural Gas_Process Boiler - Maintenance_A_Achievable Economic RVT Potential | F2 | Industrial | Industrial - WA | New | Process | Natural Gas | Process Boiler - Maintenance | A | Original Unit Summer Peak Savings (kW) | Achievable Economic RVT Potential | 0 | 0 | 0 | 0 | 0 | 0 | 0 | 0 | 0 | 0 | 0 | 0 | 0 | 0 | 0 | 0 | 0 | 0 | 0 | 0 | 0 | 0 | 0 | 0 | 0 | 0 | 0
F3_Industrial_Industrial - WA_New_Process_Natural Gas_Process Boiler - Maintenance_A_Achievable Economic RVT Potential | F3 | Industrial | Industrial - WA | New | Process | Natural Gas | Process Boiler - Maintenance | A | Original Unit Winter Peak Savings (kW) | Achievable Economic RVT Potential | 0 | 0 | 0 | 0 | 0 | 0 | 0 | 0 | 0 | 0 | 0 | 0 | 0 | 0 | 0 | 0 | 0 | 0 | 0 | 0 | 0 | 0 | 0 | 0 | 0 | 0 | 0
F4_Industrial_Industrial - WA_New_Process_Natural Gas_Process Boiler - Maintenance_A_Achievable Economic RVT Potential | F4 | Industrial | Industrial - WA | New | Process | Natural Gas | Process Boiler - Maintenance | A | Standalone Impact on Baseline Energy (%) | Achievable Economic RVT Potential | 0 | 0 | 8.3911e-05 | 0.00012182 | 0.00014259 | 0.00012587 | 0.00011646 | 0.00010848 | 0.00010164 | 9.5703e-05 | 9.0508e-05 | 8.5922e-05 | 8.1845e-05 | 7.8198e-05 | 7.4916e-05 | 7.1947e-05 | 6.9249e-05 | 6.6787e-05 | 6.4531e-05 | 6.2458e-05 | 6.0545e-05 | 5.8775e-05 | 5.7133e-05 | 5.5606e-05 | 5.4182e-05 | 5.2851e-05 | 5.1605e-05
F5_Industrial_Industrial - WA_New_Process_Natural Gas_Process Boiler - Maintenance_A_Achievable Economic RVT Potential | F5 | Industrial | Industrial - WA | New | Process | Natural Gas | Process Boiler - Maintenance | A | Standalone Impact on Baseline Summer Peak (%) | Achievable Economic RVT Potential | 0 | 0 | 0 | 0 | 0 | 0 | 0 | 0 | 0 | 0 | 0 | 0 | 0 | 0 | 0 | 0 | 0 | 0 | 0 | 0 | 0 | 0 | 0 | 0 | 0 | 0 | 0
F6_Industrial_Industrial - WA_New_Process_Natural Gas_Process Boiler - Maintenance_A_Achievable Economic RVT Potential | F6 | Industrial | Industrial - WA | New | Process | Natural Gas | Process Boiler - Maintenance | A | Standalone Impact on Baseline Winter Peak (%) | Achievable Economic RVT Potential | 0 | 0 | 0 | 0 | 0 | 0 | 0 | 0 | 0 | 0 | 0 | 0 | 0 | 0 | 0 | 0 | 0 | 0 | 0 | 0 | 0 | 0 | 0 | 0 | 0 | 0 | 0
F7_Industrial_Industrial - WA_New_Process_Natural Gas_Process Boiler - Maintenance_A_Achievable Economic RVT Potential | F7 | Industrial | Industrial - WA | New | Process | Natural Gas | Process Boiler - Maintenance | A | Incremental Energy Savings (MWh or mTherms) | Achievable Economic RVT Potential | 0 | 0 | 0 | 0 | 0 | 0 | 0 | 0 | 0 | 0 | 0 | 0 | 0 | 0 | 0 | 0 | 0 | 0 | 0 | 0 | 0 | 0 | 0 | 0 | 0 | 0 | 0
F8_Industrial_Industrial - WA_New_Process_Natural Gas_Process Boiler - Maintenance_A_Achievable Economic RVT Potential | F8 | Industrial | Industrial - WA | New | Process | Natural Gas | Process Boiler - Maintenance | A | Incremental Summer Peak Savings (MW) | Achievable Economic RVT Potential | 0 | 0 | 0 | 0 | 0 | 0 | 0 | 0 | 0 | 0 | 0 | 0 | 0 | 0 | 0 | 0 | 0 | 0 | 0 | 0 | 0 | 0 | 0 | 0 | 0 | 0 | 0
F9_Industrial_Industrial - WA_New_Process_Natural Gas_Process Boiler - Maintenance_A_Achievable Economic RVT Potential | F9 | Industrial | Industrial - WA | New | Process | Natural Gas | Process Boiler - Maintenance | A | Incremental Winter Peak Savings (MW) | Achievable Economic RVT Potential | 0 | 0 | 0 | 0 | 0 | 0 | 0 | 0 | 0 | 0 | 0 | 0 | 0 | 0 | 0 | 0 | 0 | 0 | 0 | 0 | 0 | 0 | 0 | 0 | 0 | 0 | 0
F10_Industrial_Industrial - WA_New_Process_Natural Gas_Process Boiler - Maintenance_A_Achievable Economic RVT Potential | F10 | Industrial | Industrial - WA | New | Process | Natural Gas | Process Boiler - Maintenance | A | Cumulative Energy Savings (MWh or mTherms) | Achievable Economic RVT Potential | 0 | 0 | 0 | 0 | 0 | 0 | 0 | 0 | 0 | 0 | 0 | 0 | 0 | 0 | 0 | 0 | 0 | 0 | 0 | 0 | 0 | 0 | 0 | 0 | 0 | 0 | 0
F11_Industrial_Industrial - WA_New_Process_Natural Gas_Process Boiler - Maintenance_A_Achievable Economic RVT Potential | F11 | Industrial | Industrial - WA | New | Process | Natural Gas | Process Boiler - Maintenance | A | Cumulative Summer Peak Savings (MW) | Achievable Economic RVT Potential | 0 | 0 | 0 | 0 | 0 | 0 | 0 | 0 | 0 | 0 | 0 | 0 | 0 | 0 | 0 | 0 | 0 | 0 | 0 | 0 | 0 | 0 | 0 | 0 | 0 | 0 | 0
F12_Industrial_Industrial - WA_New_Process_Natural Gas_Process Boiler - Maintenance_A_Achievable Economic RVT Potential | F12 | Industrial | Industrial - WA | New | Process | Natural Gas | Process Boiler - Maintenance | A | Cumulative Winter Peak Savings (MW) | Achievable Economic RVT Potential | 0 | 0 | 0 | 0 | 0 | 0 | 0 | 0 | 0 | 0 | 0 | 0 | 0 | 0 | 0 | 0 | 0 | 0 | 0 | 0 | 0 | 0 | 0 | 0 | 0 | 0 | 0
F13_Industrial_Industrial - WA_New_Process_Natural Gas_Process Boiler - Maintenance_A_Achievable Economic RVT Potential | F13 | Industrial | Industrial - WA | New | Process | Natural Gas | Process Boiler - Maintenance | A | Purchases (Incremental) | Achievable Economic RVT Potential | 0 | 0 | 0 | 0 | 0 | 0 | 0 | 0 | 0 | 0 | 0 | 0 | 0 | 0 | 0 | 0 | 0 | 0 | 0 | 0 | 0 | 0 | 0 | 0 | 0 | 0 | 0
F14_Industrial_Industrial - WA_New_Process_Natural Gas_Process Boiler - Maintenance_A_Achievable Economic RVT Potential | F14 | Industrial | Industrial - WA | New | Process | Natural Gas | Process Boiler - Maintenance | A | Purchases (Cumulative) | Achievable Economic RVT Potential | 0 | 0 | 0 | 0 | 0 | 0 | 0 | 0 | 0 | 0 | 0 | 0 | 0 | 0 | 0 | 0 | 0 | 0 | 0 | 0 | 0 | 0 | 0 | 0 | 0 | 0 | 0
F1_Industrial_Industrial - WA_New_Process_Natural Gas_Process - Heat Recovery_A_Achievable Economic RVT Potential | F1 | Industrial | Industrial - WA | New | Process | Natural Gas | Process - Heat Recovery | A | Original Unit Energy Savings (kWh or therms) | Achievable Economic RVT Potential | 0 | 0 | 0.7095 | 0.7095 | 0.7095 | 0.7095 | 0.7095 | 0.7095 | 0.7095 | 0.7095 | 0.7095 | 0.7095 | 0.7095 | 0.7095 | 0.7095 | 0.7095 | 0.7095 | 0.7095 | 0.7095 | 0.7095 | 0.7095 | 0.7095 | 0.7095 | 0.7095 | 0.7095 | 0.7095 | 0.7095
F2_Industrial_Industrial - WA_New_Process_Natural Gas_Process - Heat Recovery_A_Achievable Economic RVT Potential | F2 | Industrial | Industrial - WA | New | Process | Natural Gas | Process - Heat Recovery | A | Original Unit Summer Peak Savings (kW) | Achievable Economic RVT Potential | 0 | 0 | 0 | 0 | 0 | 0 | 0 | 0 | 0 | 0 | 0 | 0 | 0 | 0 | 0 | 0 | 0 | 0 | 0 | 0 | 0 | 0 | 0 | 0 | 0 | 0 | 0
F3_Industrial_Industrial - WA_New_Process_Natural Gas_Process - Heat Recovery_A_Achievable Economic RVT Potential | F3 | Industrial | Industrial - WA | New | Process | Natural Gas | Process - Heat Recovery | A | Original Unit Winter Peak Savings (kW) | Achievable Economic RVT Potential | 0 | 0 | 0 | 0 | 0 | 0 | 0 | 0 | 0 | 0 | 0 | 0 | 0 | 0 | 0 | 0 | 0 | 0 | 0 | 0 | 0 | 0 | 0 | 0 | 0 | 0 | 0
F4_Industrial_Industrial - WA_New_Process_Natural Gas_Process - Heat Recovery_A_Achievable Economic RVT Potential | F4 | Industrial | Industrial - WA | New | Process | Natural Gas | Process - Heat Recovery | A | Standalone Impact on Baseline Energy (%) | Achievable Economic RVT Potential | 0 | 0 | 0.0057375 | 0.010046 | 0.014139 | 0.018218 | 0.022593 | 0.026783 | 0.030831 | 0.034768 | 0.038618 | 0.042399 | 0.046125 | 0.049807 | 0.053454 | 0.057073 | 0.06067 | 0.064251 | 0.067818 | 0.071376 | 0.074928 | 0.078475 | 0.076283 | 0.074244 | 0.072343 | 0.070566 | 0.068903
F5_Industrial_Industrial - WA_New_Process_Natural Gas_Process - Heat Recovery_A_Achievable Economic RVT Potential | F5 | Industrial | Industrial - WA | New | Process | Natural Gas | Process - Heat Recovery | A | Standalone Impact on Baseline Summer Peak (%) | Achievable Economic RVT Potential | 0 | 0 | 0 | 0 | 0 | 0 | 0 | 0 | 0 | 0 | 0 | 0 | 0 | 0 | 0 | 0 | 0 | 0 | 0 | 0 | 0 | 0 | 0 | 0 | 0 | 0 | 0
F6_Industrial_Industrial - WA_New_Process_Natural Gas_Process - Heat Recovery_A_Achievable Economic RVT Potential | F6 | Industrial | Industrial - WA | New | Process | Natural Gas | Process - Heat Recovery | A | Standalone Impact on Baseline Winter Peak (%) | Achievable Economic RVT Potential | 0 | 0 | 0 | 0 | 0 | 0 | 0 | 0 | 0 | 0 | 0 | 0 | 0 | 0 | 0 | 0 | 0 | 0 | 0 | 0 | 0 | 0 | 0 | 0 | 0 | 0 | 0
F7_Industrial_Industrial - WA_New_Process_Natural Gas_Process - Heat Recovery_A_Achievable Economic RVT Potential | F7 | Industrial | Industrial - WA | New | Process | Natural Gas | Process - Heat Recovery | A | Incremental Energy Savings (MWh or mTherms) | Achievable Economic RVT Potential | 0 | 0 | 0 | 0 | 0 | 0 | 0 | 0 | 0 | 0 | 0 | 0 | 0 | 0 | 0 | 0 | 0 | 0 | 0 | 0 | 0 | 0 | 0 | 0 | 0 | 0 | 0
F8_Industrial_Industrial - WA_New_Process_Natural Gas_Process - Heat Recovery_A_Achievable Economic RVT Potential | F8 | Industrial | Industrial - WA | New | Process | Natural Gas | Process - Heat Recovery | A | Incremental Summer Peak Savings (MW) | Achievable Economic RVT Potential | 0 | 0 | 0 | 0 | 0 | 0 | 0 | 0 | 0 | 0 | 0 | 0 | 0 | 0 | 0 | 0 | 0 | 0 | 0 | 0 | 0 | 0 | 0 | 0 | 0 | 0 | 0
F9_Industrial_Industrial - WA_New_Process_Natural Gas_Process - Heat Recovery_A_Achievable Economic RVT Potential | F9 | Industrial | Industrial - WA | New | Process | Natural Gas | Process - Heat Recovery | A | Incremental Winter Peak Savings (MW) | Achievable Economic RVT Potential | 0 | 0 | 0 | 0 | 0 | 0 | 0 | 0 | 0 | 0 | 0 | 0 | 0 | 0 | 0 | 0 | 0 | 0 | 0 | 0 | 0 | 0 | 0 | 0 | 0 | 0 | 0
F10_Industrial_Industrial - WA_New_Process_Natural Gas_Process - Heat Recovery_A_Achievable Economic RVT Potential | F10 | Industrial | Industrial - WA | New | Process | Natural Gas | Process - Heat Recovery | A | Cumulative Energy Savings (MWh or mTherms) | Achievable Economic RVT Potential | 0 | 0 | 0 | 0 | 0 | 0 | 0 | 0 | 0 | 0 | 0 | 0 | 0 | 0 | 0 | 0 | 0 | 0 | 0 | 0 | 0 | 0 | 0 | 0 | 0 | 0 | 0
F11_Industrial_Industrial - WA_New_Process_Natural Gas_Process - Heat Recovery_A_Achievable Economic RVT Potential | F11 | Industrial | Industrial - WA | New | Process | Natural Gas | Process - Heat Recovery | A | Cumulative Summer Peak Savings (MW) | Achievable Economic RVT Potential | 0 | 0 | 0 | 0 | 0 | 0 | 0 | 0 | 0 | 0 | 0 | 0 | 0 | 0 | 0 | 0 | 0 | 0 | 0 | 0 | 0 | 0 | 0 | 0 | 0 | 0 | 0
F12_Industrial_Industrial - WA_New_Process_Natural Gas_Process - Heat Recovery_A_Achievable Economic RVT Potential | F12 | Industrial | Industrial - WA | New | Process | Natural Gas | Process - Heat Recovery | A | Cumulative Winter Peak Savings (MW) | Achievable Economic RVT Potential | 0 | 0 | 0 | 0 | 0 | 0 | 0 | 0 | 0 | 0 | 0 | 0 | 0 | 0 | 0 | 0 | 0 | 0 | 0 | 0 | 0 | 0 | 0 | 0 | 0 | 0 | 0
F13_Industrial_Industrial - WA_New_Process_Natural Gas_Process - Heat Recovery_A_Achievable Economic RVT Potential | F13 | Industrial | Industrial - WA | New | Process | Natural Gas | Process - Heat Recovery | A | Purchases (Incremental) | Achievable Economic RVT Potential | 0 | 0 | 0 | 0 | 0 | 0 | 0 | 0 | 0 | 0 | 0 | 0 | 0 | 0 | 0 | 0 | 0 | 0 | 0 | 0 | 0 | 0 | 0 | 0 | 0 | 0 | 0
F14_Industrial_Industrial - WA_New_Process_Natural Gas_Process - Heat Recovery_A_Achievable Economic RVT Potential | F14 | Industrial | Industrial - WA | New | Process | Natural Gas | Process - Heat Recovery | A | Purchases (Cumulative) | Achievable Economic RVT Potential | 0 | 0 | 0 | 0 | 0 | 0 | 0 | 0 | 0 | 0 | 0 | 0 | 0 | 0 | 0 | 0 | 0 | 0 | 0 | 0 | 0 | 0 | 0 | 0 | 0 | 0 | 0
F1_Industrial_Industrial - WA_New_Space Heating_Natural Gas_Strategic Energy Management_A_Achievable Economic RVT Potential | F1 | Industrial | Industrial - WA | New | Space Heating | Natural Gas | Strategic Energy Management | A | Original Unit Energy Savings (kWh or therms) | Achievable Economic RVT Potential | 0 | 0 | 0.028414 | 0.028188 | 0.028077 | 0.02801 | 0.027972 | 0.02794 | 0.027913 | 0.027889 | 0.027869 | 0.02785 | 0.027834 | 0.02782 | 0.027807 | 0.027795 | 0.027784 | 0.027774 | 0.027765 | 0.027746 | 0.027721 | 0.027699 | 0.027679 | 0.027662 | 0.027646 | 0.027633 | 0.02762
F2_Industrial_Industrial - WA_New_Space Heating_Natural Gas_Strategic Energy Management_A_Achievable Economic RVT Potential | F2 | Industrial | Industrial - WA | New | Space Heating | Natural Gas | Strategic Energy Management | A | Original Unit Summer Peak Savings (kW) | Achievable Economic RVT Potential | 0 | 0 | 0 | 0 | 0 | 0 | 0 | 0 | 0 | 0 | 0 | 0 | 0 | 0 | 0 | 0 | 0 | 0 | 0 | 0 | 0 | 0 | 0 | 0 | 0 | 0 | 0
F3_Industrial_Industrial - WA_New_Space Heating_Natural Gas_Strategic Energy Management_A_Achievable Economic RVT Potential | F3 | Industrial | Industrial - WA | New | Space Heating | Natural Gas | Strategic Energy Management | A | Original Unit Winter Peak Savings (kW) | Achievable Economic RVT Potential | 0 | 0 | 0 | 0 | 0 | 0 | 0 | 0 | 0 | 0 | 0 | 0 | 0 | 0 | 0 | 0 | 0 | 0 | 0 | 0 | 0 | 0 | 0 | 0 | 0 | 0 | 0
F4_Industrial_Industrial - WA_New_Space Heating_Natural Gas_Strategic Energy Management_A_Achievable Economic RVT Potential | F4 | Industrial | Industrial - WA | New | Space Heating | Natural Gas | Strategic Energy Management | A | Standalone Impact on Baseline Energy (%) | Achievable Economic RVT Potential | 0 | 0 | 0 | 0 | 0 | 0 | 0 | 0 | 0 | 0 | 0 | 0 | 0 | 0 | 0 | 0 | 0 | 0 | 0 | 0 | 0 | 0 | 0 | 0 | 0 | 0 | 0
F5_Industrial_Industrial - WA_New_Space Heating_Natural Gas_Strategic Energy Management_A_Achievable Economic RVT Potential | F5 | Industrial | Industrial - WA | New | Space Heating | Natural Gas | Strategic Energy Management | A | Standalone Impact on Baseline Summer Peak (%) | Achievable Economic RVT Potential | 0 | 0 | 0 | 0 | 0 | 0 | 0 | 0 | 0 | 0 | 0 | 0 | 0 | 0 | 0 | 0 | 0 | 0 | 0 | 0 | 0 | 0 | 0 | 0 | 0 | 0 | 0
F6_Industrial_Industrial - WA_New_Space Heating_Natural Gas_Strategic Energy Management_A_Achievable Economic RVT Potential | F6 | Industrial | Industrial - WA | New | Space Heating | Natural Gas | Strategic Energy Management | A | Standalone Impact on Baseline Winter Peak (%) | Achievable Economic RVT Potential | 0 | 0 | 0 | 0 | 0 | 0 | 0 | 0 | 0 | 0 | 0 | 0 | 0 | 0 | 0 | 0 | 0 | 0 | 0 | 0 | 0 | 0 | 0 | 0 | 0 | 0 | 0
F7_Industrial_Industrial - WA_New_Space Heating_Natural Gas_Strategic Energy Management_A_Achievable Economic RVT Potential | F7 | Industrial | Industrial - WA | New | Space Heating | Natural Gas | Strategic Energy Management | A | Incremental Energy Savings (MWh or mTherms) | Achievable Economic RVT Potential | 0 | 0 | 0 | 0 | 0 | 0 | 0 | 0 | 0 | 0 | 0 | 0 | 0 | 0 | 0 | 0 | 0 | 0 | 0 | 0 | 0 | 0 | 0 | 0 | 0 | 0 | 0
F8_Industrial_Industrial - WA_New_Space Heating_Natural Gas_Strategic Energy Management_A_Achievable Economic RVT Potential | F8 | Industrial | Industrial - WA | New | Space Heating | Natural Gas | Strategic Energy Management | A | Incremental Summer Peak Savings (MW) | Achievable Economic RVT Potential | 0 | 0 | 0 | 0 | 0 | 0 | 0 | 0 | 0 | 0 | 0 | 0 | 0 | 0 | 0 | 0 | 0 | 0 | 0 | 0 | 0 | 0 | 0 | 0 | 0 | 0 | 0
F9_Industrial_Industrial - WA_New_Space Heating_Natural Gas_Strategic Energy Management_A_Achievable Economic RVT Potential | F9 | Industrial | Industrial - WA | New | Space Heating | Natural Gas | Strategic Energy Management | A | Incremental Winter Peak Savings (MW) | Achievable Economic RVT Potential | 0 | 0 | 0 | 0 | 0 | 0 | 0 | 0 | 0 | 0 | 0 | 0 | 0 | 0 | 0 | 0 | 0 | 0 | 0 | 0 | 0 | 0 | 0 | 0 | 0 | 0 | 0
F10_Industrial_Industrial - WA_New_Space Heating_Natural Gas_Strategic Energy Management_A_Achievable Economic RVT Potential | F10 | Industrial | Industrial - WA | New | Space Heating | Natural Gas | Strategic Energy Management | A | Cumulative Energy Savings (MWh or mTherms) | Achievable Economic RVT Potential | 0 | 0 | 0 | 0 | 0 | 0 | 0 | 0 | 0 | 0 | 0 | 0 | 0 | 0 | 0 | 0 | 0 | 0 | 0 | 0 | 0 | 0 | 0 | 0 | 0 | 0 | 0
F11_Industrial_Industrial - WA_New_Space Heating_Natural Gas_Strategic Energy Management_A_Achievable Economic RVT Potential | F11 | Industrial | Industrial - WA | New | Space Heating | Natural Gas | Strategic Energy Management | A | Cumulative Summer Peak Savings (MW) | Achievable Economic RVT Potential | 0 | 0 | 0 | 0 | 0 | 0 | 0 | 0 | 0 | 0 | 0 | 0 | 0 | 0 | 0 | 0 | 0 | 0 | 0 | 0 | 0 | 0 | 0 | 0 | 0 | 0 | 0
F12_Industrial_Industrial - WA_New_Space Heating_Natural Gas_Strategic Energy Management_A_Achievable Economic RVT Potential | F12 | Industrial | Industrial - WA | New | Space Heating | Natural Gas | Strategic Energy Management | A | Cumulative Winter Peak Savings (MW) | Achievable Economic RVT Potential | 0 | 0 | 0 | 0 | 0 | 0 | 0 | 0 | 0 | 0 | 0 | 0 | 0 | 0 | 0 | 0 | 0 | 0 | 0 | 0 | 0 | 0 | 0 | 0 | 0 | 0 | 0
F13_Industrial_Industrial - WA_New_Space Heating_Natural Gas_Strategic Energy Management_A_Achievable Economic RVT Potential | F13 | Industrial | Industrial - WA | New | Space Heating | Natural Gas | Strategic Energy Management | A | Purchases (Incremental) | Achievable Economic RVT Potential | 0 | 0 | 0 | 0 | 0 | 0 | 0 | 0 | 0 | 0 | 0 | 0 | 0 | 0 | 0 | 0 | 0 | 0 | 0 | 0 | 0 | 0 | 0 | 0 | 0 | 0 | 0
F14_Industrial_Industrial - WA_New_Space Heating_Natural Gas_Strategic Energy Management_A_Achievable Economic RVT Potential | F14 | Industrial | Industrial - WA | New | Space Heating | Natural Gas | Strategic Energy Management | A | Purchases (Cumulative) | Achievable Economic RVT Potential | 0 | 0 | 0 | 0 | 0 | 0 | 0 | 0 | 0 | 0 | 0 | 0 | 0 | 0 | 0 | 0 | 0 | 0 | 0 | 0 | 0 | 0 | 0 | 0 | 0 | 0 | 0
F1_Industrial_Industrial - WA_New_Process_Natural Gas_Strategic Energy Management_A_Achievable Economic RVT Potential | F1 | Industrial | Industrial - WA | New | Process | Natural Gas | Strategic Energy Management | A | Original Unit Energy Savings (kWh or therms) | Achievable Economic RVT Potential | 0 | 0 | 0.11556 | 0.11556 | 0.11556 | 0.11556 | 0.11556 | 0.11556 | 0.11556 | 0.11556 | 0.11556 | 0.11556 | 0.11556 | 0.11556 | 0.11556 | 0.11556 | 0.11556 | 0.11556 | 0.11556 | 0.11556 | 0.11556 | 0.11556 | 0.11556 | 0.11556 | 0.11556 | 0.11556 | 0.11556
F2_Industrial_Industrial - WA_New_Process_Natural Gas_Strategic Energy Management_A_Achievable Economic RVT Potential | F2 | Industrial | Industrial - WA | New | Process | Natural Gas | Strategic Energy Management | A | Original Unit Summer Peak Savings (kW) | Achievable Economic RVT Potential | 0 | 0 | 0 | 0 | 0 | 0 | 0 | 0 | 0 | 0 | 0 | 0 | 0 | 0 | 0 | 0 | 0 | 0 | 0 | 0 | 0 | 0 | 0 | 0 | 0 | 0 | 0
F3_Industrial_Industrial - WA_New_Process_Natural Gas_Strategic Energy Management_A_Achievable Economic RVT Potential | F3 | Industrial | Industrial - WA | New | Process | Natural Gas | Strategic Energy Management | A | Original Unit Winter Peak Savings (kW) | Achievable Economic RVT Potential | 0 | 0 | 0 | 0 | 0 | 0 | 0 | 0 | 0 | 0 | 0 | 0 | 0 | 0 | 0 | 0 | 0 | 0 | 0 | 0 | 0 | 0 | 0 | 0 | 0 | 0 | 0
F4_Industrial_Industrial - WA_New_Process_Natural Gas_Strategic Energy Management_A_Achievable Economic RVT Potential | F4 | Industrial | Industrial - WA | New | Process | Natural Gas | Strategic Energy Management | A | Standalone Impact on Baseline Energy (%) | Achievable Economic RVT Potential | 0 | 0 | 0 | 0 | 0 | 0 | 0 | 0 | 0 | 0 | 0 | 0 | 0 | 0 | 0 | 0 | 0 | 0 | 0 | 0 | 0 | 0 | 0 | 0 | 0 | 0 | 0
F5_Industrial_Industrial - WA_New_Process_Natural Gas_Strategic Energy Management_A_Achievable Economic RVT Potential | F5 | Industrial | Industrial - WA | New | Process | Natural Gas | Strategic Energy Management | A | Standalone Impact on Baseline Summer Peak (%) | Achievable Economic RVT Potential | 0 | 0 | 0 | 0 | 0 | 0 | 0 | 0 | 0 | 0 | 0 | 0 | 0 | 0 | 0 | 0 | 0 | 0 | 0 | 0 | 0 | 0 | 0 | 0 | 0 | 0 | 0
F6_Industrial_Industrial - WA_New_Process_Natural Gas_Strategic Energy Management_A_Achievable Economic RVT Potential | F6 | Industrial | Industrial - WA | New | Process | Natural Gas | Strategic Energy Management | A | Standalone Impact on Baseline Winter Peak (%) | Achievable Economic RVT Potential | 0 | 0 | 0 | 0 | 0 | 0 | 0 | 0 | 0 | 0 | 0 | 0 | 0 | 0 | 0 | 0 | 0 | 0 | 0 | 0 | 0 | 0 | 0 | 0 | 0 | 0 | 0
F7_Industrial_Industrial - WA_New_Process_Natural Gas_Strategic Energy Management_A_Achievable Economic RVT Potential | F7 | Industrial | Industrial - WA | New | Process | Natural Gas | Strategic Energy Management | A | Incremental Energy Savings (MWh or mTherms) | Achievable Economic RVT Potential | 0 | 0 | 0 | 0 | 0 | 0 | 0 | 0 | 0 | 0 | 0 | 0 | 0 | 0 | 0 | 0 | 0 | 0 | 0 | 0 | 0 | 0 | 0 | 0 | 0 | 0 | 0
F8_Industrial_Industrial - WA_New_Process_Natural Gas_Strategic Energy Management_A_Achievable Economic RVT Potential | F8 | Industrial | Industrial - WA | New | Process | Natural Gas | Strategic Energy Management | A | Incremental Summer Peak Savings (MW) | Achievable Economic RVT Potential | 0 | 0 | 0 | 0 | 0 | 0 | 0 | 0 | 0 | 0 | 0 | 0 | 0 | 0 | 0 | 0 | 0 | 0 | 0 | 0 | 0 | 0 | 0 | 0 | 0 | 0 | 0
F9_Industrial_Industrial - WA_New_Process_Natural Gas_Strategic Energy Management_A_Achievable Economic RVT Potential | F9 | Industrial | Industrial - WA | New | Process | Natural Gas | Strategic Energy Management | A | Incremental Winter Peak Savings (MW) | Achievable Economic RVT Potential | 0 | 0 | 0 | 0 | 0 | 0 | 0 | 0 | 0 | 0 | 0 | 0 | 0 | 0 | 0 | 0 | 0 | 0 | 0 | 0 | 0 | 0 | 0 | 0 | 0 | 0 | 0
F10_Industrial_Industrial - WA_New_Process_Natural Gas_Strategic Energy Management_A_Achievable Economic RVT Potential | F10 | Industrial | Industrial - WA | New | Process | Natural Gas | Strategic Energy Management | A | Cumulative Energy Savings (MWh or mTherms) | Achievable Economic RVT Potential | 0 | 0 | 0 | 0 | 0 | 0 | 0 | 0 | 0 | 0 | 0 | 0 | 0 | 0 | 0 | 0 | 0 | 0 | 0 | 0 | 0 | 0 | 0 | 0 | 0 | 0 | 0
F11_Industrial_Industrial - WA_New_Process_Natural Gas_Strategic Energy Management_A_Achievable Economic RVT Potential | F11 | Industrial | Industrial - WA | New | Process | Natural Gas | Strategic Energy Management | A | Cumulative Summer Peak Savings (MW) | Achievable Economic RVT Potential | 0 | 0 | 0 | 0 | 0 | 0 | 0 | 0 | 0 | 0 | 0 | 0 | 0 | 0 | 0 | 0 | 0 | 0 | 0 | 0 | 0 | 0 | 0 | 0 | 0 | 0 | 0
F12_Industrial_Industrial - WA_New_Process_Natural Gas_Strategic Energy Management_A_Achievable Economic RVT Potential | F12 | Industrial | Industrial - WA | New | Process | Natural Gas | Strategic Energy Management | A | Cumulative Winter Peak Savings (MW) | Achievable Economic RVT Potential | 0 | 0 | 0 | 0 | 0 | 0 | 0 | 0 | 0 | 0 | 0 | 0 | 0 | 0 | 0 | 0 | 0 | 0 | 0 | 0 | 0 | 0 | 0 | 0 | 0 | 0 | 0
F13_Industrial_Industrial - WA_New_Process_Natural Gas_Strategic Energy Management_A_Achievable Economic RVT Potential | F13 | Industrial | Industrial - WA | New | Process | Natural Gas | Strategic Energy Management | A | Purchases (Incremental) | Achievable Economic RVT Potential | 0 | 0 | 0 | 0 | 0 | 0 | 0 | 0 | 0 | 0 | 0 | 0 | 0 | 0 | 0 | 0 | 0 | 0 | 0 | 0 | 0 | 0 | 0 | 0 | 0 | 0 | 0
F14_Industrial_Industrial - WA_New_Process_Natural Gas_Strategic Energy Management_A_Achievable Economic RVT Potential | F14 | Industrial | Industrial - WA | New | Process | Natural Gas | Strategic Energy Management | A | Purchases (Cumulative) | Achievable Economic RVT Potential | 0 | 0 | 0 | 0 | 0 | 0 | 0 | 0 | 0 | 0 | 0 | 0 | 0 | 0 | 0 | 0 | 0 | 0 | 0 | 0 | 0 | 0 | 0 | 0 | 0 | 0 | 0
F1_Industrial_Industrial - WA_New_Miscellaneous_Natural Gas_Strategic Energy Management_A_Achievable Economic RVT Potential | F1 | Industrial | Industrial - WA | New | Miscellaneous | Natural Gas | Strategic Energy Management | A | Original Unit Energy Savings (kWh or therms) | Achievable Economic RVT Potential | 0 | 0 | 0.025233 | 0.025233 | 0.025233 | 0.025233 | 0.025233 | 0.025233 | 0.025233 | 0.025233 | 0.025233 | 0.025233 | 0.025233 | 0.025233 | 0.025233 | 0.025233 | 0.025233 | 0.025233 | 0.025233 | 0.025233 | 0.025233 | 0.025233 | 0.025233 | 0.025233 | 0.025233 | 0.025233 | 0.025233
F2_Industrial_Industrial - WA_New_Miscellaneous_Natural Gas_Strategic Energy Management_A_Achievable Economic RVT Potential | F2 | Industrial | Industrial - WA | New | Miscellaneous | Natural Gas | Strategic Energy Management | A | Original Unit Summer Peak Savings (kW) | Achievable Economic RVT Potential | 0 | 0 | 0 | 0 | 0 | 0 | 0 | 0 | 0 | 0 | 0 | 0 | 0 | 0 | 0 | 0 | 0 | 0 | 0 | 0 | 0 | 0 | 0 | 0 | 0 | 0 | 0
F3_Industrial_Industrial - WA_New_Miscellaneous_Natural Gas_Strategic Energy Management_A_Achievable Economic RVT Potential | F3 | Industrial | Industrial - WA | New | Miscellaneous | Natural Gas | Strategic Energy Management | A | Original Unit Winter Peak Savings (kW) | Achievable Economic RVT Potential | 0 | 0 | 0 | 0 | 0 | 0 | 0 | 0 | 0 | 0 | 0 | 0 | 0 | 0 | 0 | 0 | 0 | 0 | 0 | 0 | 0 | 0 | 0 | 0 | 0 | 0 | 0
F4_Industrial_Industrial - WA_New_Miscellaneous_Natural Gas_Strategic Energy Management_A_Achievable Economic RVT Potential | F4 | Industrial | Industrial - WA | New | Miscellaneous | Natural Gas | Strategic Energy Management | A | Standalone Impact on Baseline Energy (%) | Achievable Economic RVT Potential | 0 | 0 | 0 | 0 | 0 | 0 | 0 | 0 | 0 | 0 | 0 | 0 | 0 | 0 | 0 | 0 | 0 | 0 | 0 | 0 | 0 | 0 | 0 | 0 | 0 | 0 | 0
F5_Industrial_Industrial - WA_New_Miscellaneous_Natural Gas_Strategic Energy Management_A_Achievable Economic RVT Potential | F5 | Industrial | Industrial - WA | New | Miscellaneous | Natural Gas | Strategic Energy Management | A | Standalone Impact on Baseline Summer Peak (%) | Achievable Economic RVT Potential | 0 | 0 | 0 | 0 | 0 | 0 | 0 | 0 | 0 | 0 | 0 | 0 | 0 | 0 | 0 | 0 | 0 | 0 | 0 | 0 | 0 | 0 | 0 | 0 | 0 | 0 | 0
F6_Industrial_Industrial - WA_New_Miscellaneous_Natural Gas_Strategic Energy Management_A_Achievable Economic RVT Potential | F6 | Industrial | Industrial - WA | New | Miscellaneous | Natural Gas | Strategic Energy Management | A | Standalone Impact on Baseline Winter Peak (%) | Achievable Economic RVT Potential | 0 | 0 | 0 | 0 | 0 | 0 | 0 | 0 | 0 | 0 | 0 | 0 | 0 | 0 | 0 | 0 | 0 | 0 | 0 | 0 | 0 | 0 | 0 | 0 | 0 | 0 | 0
F7_Industrial_Industrial - WA_New_Miscellaneous_Natural Gas_Strategic Energy Management_A_Achievable Economic RVT Potential | F7 | Industrial | Industrial - WA | New | Miscellaneous | Natural Gas | Strategic Energy Management | A | Incremental Energy Savings (MWh or mTherms) | Achievable Economic RVT Potential | 0 | 0 | 0 | 0 | 0 | 0 | 0 | 0 | 0 | 0 | 0 | 0 | 0 | 0 | 0 | 0 | 0 | 0 | 0 | 0 | 0 | 0 | 0 | 0 | 0 | 0 | 0
F8_Industrial_Industrial - WA_New_Miscellaneous_Natural Gas_Strategic Energy Management_A_Achievable Economic RVT Potential | F8 | Industrial | Industrial - WA | New | Miscellaneous | Natural Gas | Strategic Energy Management | A | Incremental Summer Peak Savings (MW) | Achievable Economic RVT Potential | 0 | 0 | 0 | 0 | 0 | 0 | 0 | 0 | 0 | 0 | 0 | 0 | 0 | 0 | 0 | 0 | 0 | 0 | 0 | 0 | 0 | 0 | 0 | 0 | 0 | 0 | 0
F9_Industrial_Industrial - WA_New_Miscellaneous_Natural Gas_Strategic Energy Management_A_Achievable Economic RVT Potential | F9 | Industrial | Industrial - WA | New | Miscellaneous | Natural Gas | Strategic Energy Management | A | Incremental Winter Peak Savings (MW) | Achievable Economic RVT Potential | 0 | 0 | 0 | 0 | 0 | 0 | 0 | 0 | 0 | 0 | 0 | 0 | 0 | 0 | 0 | 0 | 0 | 0 | 0 | 0 | 0 | 0 | 0 | 0 | 0 | 0 | 0
F10_Industrial_Industrial - WA_New_Miscellaneous_Natural Gas_Strategic Energy Management_A_Achievable Economic RVT Potential | F10 | Industrial | Industrial - WA | New | Miscellaneous | Natural Gas | Strategic Energy Management | A | Cumulative Energy Savings (MWh or mTherms) | Achievable Economic RVT Potential | 0 | 0 | 0 | 0 | 0 | 0 | 0 | 0 | 0 | 0 | 0 | 0 | 0 | 0 | 0 | 0 | 0 | 0 | 0 | 0 | 0 | 0 | 0 | 0 | 0 | 0 | 0
F11_Industrial_Industrial - WA_New_Miscellaneous_Natural Gas_Strategic Energy Management_A_Achievable Economic RVT Potential | F11 | Industrial | Industrial - WA | New | Miscellaneous | Natural Gas | Strategic Energy Management | A | Cumulative Summer Peak Savings (MW) | Achievable Economic RVT Potential | 0 | 0 | 0 | 0 | 0 | 0 | 0 | 0 | 0 | 0 | 0 | 0 | 0 | 0 | 0 | 0 | 0 | 0 | 0 | 0 | 0 | 0 | 0 | 0 | 0 | 0 | 0
F12_Industrial_Industrial - WA_New_Miscellaneous_Natural Gas_Strategic Energy Management_A_Achievable Economic RVT Potential | F12 | Industrial | Industrial - WA | New | Miscellaneous | Natural Gas | Strategic Energy Management | A | Cumulative Winter Peak Savings (MW) | Achievable Economic RVT Potential | 0 | 0 | 0 | 0 | 0 | 0 | 0 | 0 | 0 | 0 | 0 | 0 | 0 | 0 | 0 | 0 | 0 | 0 | 0 | 0 | 0 | 0 | 0 | 0 | 0 | 0 | 0
F13_Industrial_Industrial - WA_New_Miscellaneous_Natural Gas_Strategic Energy Management_A_Achievable Economic RVT Potential | F13 | Industrial | Industrial - WA | New | Miscellaneous | Natural Gas | Strategic Energy Management | A | Purchases (Incremental) | Achievable Economic RVT Potential | 0 | 0 | 0 | 0 | 0 | 0 | 0 | 0 | 0 | 0 | 0 | 0 | 0 | 0 | 0 | 0 | 0 | 0 | 0 | 0 | 0 | 0 | 0 | 0 | 0 | 0 | 0
F14_Industrial_Industrial - WA_New_Miscellaneous_Natural Gas_Strategic Energy Management_A_Achievable Economic RVT Potential | F14 | Industrial | Industrial - WA | New | Miscellaneous | Natural Gas | Strategic Energy Management | A | Purchases (Cumulative) | Achievable Economic RVT Potential | 0 | 0 | 0 | 0 | 0 | 0 | 0 | 0 | 0 | 0 | 0 | 0 | 0 | 0 | 0 | 0 | 0 | 0 | 0 | 0 | 0 | 0 | 0 | 0 | 0 | 0 | 0
F1_Industrial_Industrial - WA_New_Space Heating_Natural Gas_Retrocommissioning_A_Achievable Economic RVT Potential | F1 | Industrial | Industrial - WA | New | Space Heating | Natural Gas | Retrocommissioning | A | Original Unit Energy Savings (kWh or therms) | Achievable Economic RVT Potential | 0 | 0 | 0.034889 | 0.034612 | 0.034475 | 0.034393 | 0.034347 | 0.034308 | 0.034275 | 0.034246 | 0.03422 | 0.034198 | 0.034178 | 0.03416 | 0.034144 | 0.034129 | 0.034116 | 0.034104 | 0.034093 | 0.03407 | 0.034039 | 0.034012 | 0.033988 | 0.033966 | 0.033947 | 0.03393 | 0.033915
F2_Industrial_Industrial - WA_New_Space Heating_Natural Gas_Retrocommissioning_A_Achievable Economic RVT Potential | F2 | Industrial | Industrial - WA | New | Space Heating | Natural Gas | Retrocommissioning | A | Original Unit Summer Peak Savings (kW) | Achievable Economic RVT Potential | 0 | 0 | 0 | 0 | 0 | 0 | 0 | 0 | 0 | 0 | 0 | 0 | 0 | 0 | 0 | 0 | 0 | 0 | 0 | 0 | 0 | 0 | 0 | 0 | 0 | 0 | 0
F3_Industrial_Industrial - WA_New_Space Heating_Natural Gas_Retrocommissioning_A_Achievable Economic RVT Potential | F3 | Industrial | Industrial - WA | New | Space Heating | Natural Gas | Retrocommissioning | A | Original Unit Winter Peak Savings (kW) | Achievable Economic RVT Potential | 0 | 0 | 0 | 0 | 0 | 0 | 0 | 0 | 0 | 0 | 0 | 0 | 0 | 0 | 0 | 0 | 0 | 0 | 0 | 0 | 0 | 0 | 0 | 0 | 0 | 0 | 0
F4_Industrial_Industrial - WA_New_Space Heating_Natural Gas_Retrocommissioning_A_Achievable Economic RVT Potential | F4 | Industrial | Industrial - WA | New | Space Heating | Natural Gas | Retrocommissioning | A | Standalone Impact on Baseline Energy (%) | Achievable Economic RVT Potential | 0 | 0 | 0 | 0 | 0 | 0 | 0 | 0 | 0 | 0 | 0 | 0 | 0 | 0 | 0 | 0 | 0 | 0 | 0 | 0 | 0 | 0 | 0 | 0 | 0 | 0 | 0
F5_Industrial_Industrial - WA_New_Space Heating_Natural Gas_Retrocommissioning_A_Achievable Economic RVT Potential | F5 | Industrial | Industrial - WA | New | Space Heating | Natural Gas | Retrocommissioning | A | Standalone Impact on Baseline Summer Peak (%) | Achievable Economic RVT Potential | 0 | 0 | 0 | 0 | 0 | 0 | 0 | 0 | 0 | 0 | 0 | 0 | 0 | 0 | 0 | 0 | 0 | 0 | 0 | 0 | 0 | 0 | 0 | 0 | 0 | 0 | 0
F6_Industrial_Industrial - WA_New_Space Heating_Natural Gas_Retrocommissioning_A_Achievable Economic RVT Potential | F6 | Industrial | Industrial - WA | New | Space Heating | Natural Gas | Retrocommissioning | A | Standalone Impact on Baseline Winter Peak (%) | Achievable Economic RVT Potential | 0 | 0 | 0 | 0 | 0 | 0 | 0 | 0 | 0 | 0 | 0 | 0 | 0 | 0 | 0 | 0 | 0 | 0 | 0 | 0 | 0 | 0 | 0 | 0 | 0 | 0 | 0
F7_Industrial_Industrial - WA_New_Space Heating_Natural Gas_Retrocommissioning_A_Achievable Economic RVT Potential | F7 | Industrial | Industrial - WA | New | Space Heating | Natural Gas | Retrocommissioning | A | Incremental Energy Savings (MWh or mTherms) | Achievable Economic RVT Potential | 0 | 0 | 0 | 0 | 0 | 0 | 0 | 0 | 0 | 0 | 0 | 0 | 0 | 0 | 0 | 0 | 0 | 0 | 0 | 0 | 0 | 0 | 0 | 0 | 0 | 0 | 0
F8_Industrial_Industrial - WA_New_Space Heating_Natural Gas_Retrocommissioning_A_Achievable Economic RVT Potential | F8 | Industrial | Industrial - WA | New | Space Heating | Natural Gas | Retrocommissioning | A | Incremental Summer Peak Savings (MW) | Achievable Economic RVT Potential | 0 | 0 | 0 | 0 | 0 | 0 | 0 | 0 | 0 | 0 | 0 | 0 | 0 | 0 | 0 | 0 | 0 | 0 | 0 | 0 | 0 | 0 | 0 | 0 | 0 | 0 | 0
F9_Industrial_Industrial - WA_New_Space Heating_Natural Gas_Retrocommissioning_A_Achievable Economic RVT Potential | F9 | Industrial | Industrial - WA | New | Space Heating | Natural Gas | Retrocommissioning | A | Incremental Winter Peak Savings (MW) | Achievable Economic RVT Potential | 0 | 0 | 0 | 0 | 0 | 0 | 0 | 0 | 0 | 0 | 0 | 0 | 0 | 0 | 0 | 0 | 0 | 0 | 0 | 0 | 0 | 0 | 0 | 0 | 0 | 0 | 0
F10_Industrial_Industrial - WA_New_Space Heating_Natural Gas_Retrocommissioning_A_Achievable Economic RVT Potential | F10 | Industrial | Industrial - WA | New | Space Heating | Natural Gas | Retrocommissioning | A | Cumulative Energy Savings (MWh or mTherms) | Achievable Economic RVT Potential | 0 | 0 | 0 | 0 | 0 | 0 | 0 | 0 | 0 | 0 | 0 | 0 | 0 | 0 | 0 | 0 | 0 | 0 | 0 | 0 | 0 | 0 | 0 | 0 | 0 | 0 | 0
F11_Industrial_Industrial - WA_New_Space Heating_Natural Gas_Retrocommissioning_A_Achievable Economic RVT Potential | F11 | Industrial | Industrial - WA | New | Space Heating | Natural Gas | Retrocommissioning | A | Cumulative Summer Peak Savings (MW) | Achievable Economic RVT Potential | 0 | 0 | 0 | 0 | 0 | 0 | 0 | 0 | 0 | 0 | 0 | 0 | 0 | 0 | 0 | 0 | 0 | 0 | 0 | 0 | 0 | 0 | 0 | 0 | 0 | 0 | 0
F12_Industrial_Industrial - WA_New_Space Heating_Natural Gas_Retrocommissioning_A_Achievable Economic RVT Potential | F12 | Industrial | Industrial - WA | New | Space Heating | Natural Gas | Retrocommissioning | A | Cumulative Winter Peak Savings (MW) | Achievable Economic RVT Potential | 0 | 0 | 0 | 0 | 0 | 0 | 0 | 0 | 0 | 0 | 0 | 0 | 0 | 0 | 0 | 0 | 0 | 0 | 0 | 0 | 0 | 0 | 0 | 0 | 0 | 0 | 0
F13_Industrial_Industrial - WA_New_Space Heating_Natural Gas_Retrocommissioning_A_Achievable Economic RVT Potential | F13 | Industrial | Industrial - WA | New | Space Heating | Natural Gas | Retrocommissioning | A | Purchases (Incremental) | Achievable Economic RVT Potential | 0 | 0 | 0 | 0 | 0 | 0 | 0 | 0 | 0 | 0 | 0 | 0 | 0 | 0 | 0 | 0 | 0 | 0 | 0 | 0 | 0 | 0 | 0 | 0 | 0 | 0 | 0
F14_Industrial_Industrial - WA_New_Space Heating_Natural Gas_Retrocommissioning_A_Achievable Economic RVT Potential | F14 | Industrial | Industrial - WA | New | Space Heating | Natural Gas | Retrocommissioning | A | Purchases (Cumulative) | Achievable Economic RVT Potential | 0 | 0 | 0 | 0 | 0 | 0 | 0 | 0 | 0 | 0 | 0 | 0 | 0 | 0 | 0 | 0 | 0 | 0 | 0 | 0 | 0 | 0 | 0 | 0 | 0 | 0 | 0
F1_Industrial_Industrial - WA_New_Process_Natural Gas_Retrocommissioning_A_Achievable Economic RVT Potential | F1 | Industrial | Industrial - WA | New | Process | Natural Gas | Retrocommissioning | A | Original Unit Energy Savings (kWh or therms) | Achievable Economic RVT Potential | 0 | 0 | 0 | 0 | 0 | 0 | 0 | 0 | 0 | 0 | 0 | 0 | 0 | 0 | 0 | 0 | 0 | 0 | 0 | 0 | 0 | 0 | 0 | 0 | 0 | 0 | 0
F2_Industrial_Industrial - WA_New_Process_Natural Gas_Retrocommissioning_A_Achievable Economic RVT Potential | F2 | Industrial | Industrial - WA | New | Process | Natural Gas | Retrocommissioning | A | Original Unit Summer Peak Savings (kW) | Achievable Economic RVT Potential | 0 | 0 | 0 | 0 | 0 | 0 | 0 | 0 | 0 | 0 | 0 | 0 | 0 | 0 | 0 | 0 | 0 | 0 | 0 | 0 | 0 | 0 | 0 | 0 | 0 | 0 | 0
F3_Industrial_Industrial - WA_New_Process_Natural Gas_Retrocommissioning_A_Achievable Economic RVT Potential | F3 | Industrial | Industrial - WA | New | Process | Natural Gas | Retrocommissioning | A | Original Unit Winter Peak Savings (kW) | Achievable Economic RVT Potential | 0 | 0 | 0 | 0 | 0 | 0 | 0 | 0 | 0 | 0 | 0 | 0 | 0 | 0 | 0 | 0 | 0 | 0 | 0 | 0 | 0 | 0 | 0 | 0 | 0 | 0 | 0
F4_Industrial_Industrial - WA_New_Process_Natural Gas_Retrocommissioning_A_Achievable Economic RVT Potential | F4 | Industrial | Industrial - WA | New | Process | Natural Gas | Retrocommissioning | A | Standalone Impact on Baseline Energy (%) | Achievable Economic RVT Potential | 0 | 0 | 0 | 0 | 0 | 0 | 0 | 0 | 0 | 0 | 0 | 0 | 0 | 0 | 0 | 0 | 0 | 0 | 0 | 0 | 0 | 0 | 0 | 0 | 0 | 0 | 0
F5_Industrial_Industrial - WA_New_Process_Natural Gas_Retrocommissioning_A_Achievable Economic RVT Potential | F5 | Industrial | Industrial - WA | New | Process | Natural Gas | Retrocommissioning | A | Standalone Impact on Baseline Summer Peak (%) | Achievable Economic RVT Potential | 0 | 0 | 0 | 0 | 0 | 0 | 0 | 0 | 0 | 0 | 0 | 0 | 0 | 0 | 0 | 0 | 0 | 0 | 0 | 0 | 0 | 0 | 0 | 0 | 0 | 0 | 0
F6_Industrial_Industrial - WA_New_Process_Natural Gas_Retrocommissioning_A_Achievable Economic RVT Potential | F6 | Industrial | Industrial - WA | New | Process | Natural Gas | Retrocommissioning | A | Standalone Impact on Baseline Winter Peak (%) | Achievable Economic RVT Potential | 0 | 0 | 0 | 0 | 0 | 0 | 0 | 0 | 0 | 0 | 0 | 0 | 0 | 0 | 0 | 0 | 0 | 0 | 0 | 0 | 0 | 0 | 0 | 0 | 0 | 0 | 0
F7_Industrial_Industrial - WA_New_Process_Natural Gas_Retrocommissioning_A_Achievable Economic RVT Potential | F7 | Industrial | Industrial - WA | New | Process | Natural Gas | Retrocommissioning | A | Incremental Energy Savings (MWh or mTherms) | Achievable Economic RVT Potential | 0 | 0 | 0 | 0 | 0 | 0 | 0 | 0 | 0 | 0 | 0 | 0 | 0 | 0 | 0 | 0 | 0 | 0 | 0 | 0 | 0 | 0 | 0 | 0 | 0 | 0 | 0
F8_Industrial_Industrial - WA_New_Process_Natural Gas_Retrocommissioning_A_Achievable Economic RVT Potential | F8 | Industrial | Industrial - WA | New | Process | Natural Gas | Retrocommissioning | A | Incremental Summer Peak Savings (MW) | Achievable Economic RVT Potential | 0 | 0 | 0 | 0 | 0 | 0 | 0 | 0 | 0 | 0 | 0 | 0 | 0 | 0 | 0 | 0 | 0 | 0 | 0 | 0 | 0 | 0 | 0 | 0 | 0 | 0 | 0
F9_Industrial_Industrial - WA_New_Process_Natural Gas_Retrocommissioning_A_Achievable Economic RVT Potential | F9 | Industrial | Industrial - WA | New | Process | Natural Gas | Retrocommissioning | A | Incremental Winter Peak Savings (MW) | Achievable Economic RVT Potential | 0 | 0 | 0 | 0 | 0 | 0 | 0 | 0 | 0 | 0 | 0 | 0 | 0 | 0 | 0 | 0 | 0 | 0 | 0 | 0 | 0 | 0 | 0 | 0 | 0 | 0 | 0
F10_Industrial_Industrial - WA_New_Process_Natural Gas_Retrocommissioning_A_Achievable Economic RVT Potential | F10 | Industrial | Industrial - WA | New | Process | Natural Gas | Retrocommissioning | A | Cumulative Energy Savings (MWh or mTherms) | Achievable Economic RVT Potential | 0 | 0 | 0 | 0 | 0 | 0 | 0 | 0 | 0 | 0 | 0 | 0 | 0 | 0 | 0 | 0 | 0 | 0 | 0 | 0 | 0 | 0 | 0 | 0 | 0 | 0 | 0
F11_Industrial_Industrial - WA_New_Process_Natural Gas_Retrocommissioning_A_Achievable Economic RVT Potential | F11 | Industrial | Industrial - WA | New | Process | Natural Gas | Retrocommissioning | A | Cumulative Summer Peak Savings (MW) | Achievable Economic RVT Potential | 0 | 0 | 0 | 0 | 0 | 0 | 0 | 0 | 0 | 0 | 0 | 0 | 0 | 0 | 0 | 0 | 0 | 0 | 0 | 0 | 0 | 0 | 0 | 0 | 0 | 0 | 0
F12_Industrial_Industrial - WA_New_Process_Natural Gas_Retrocommissioning_A_Achievable Economic RVT Potential | F12 | Industrial | Industrial - WA | New | Process | Natural Gas | Retrocommissioning | A | Cumulative Winter Peak Savings (MW) | Achievable Economic RVT Potential | 0 | 0 | 0 | 0 | 0 | 0 | 0 | 0 | 0 | 0 | 0 | 0 | 0 | 0 | 0 | 0 | 0 | 0 | 0 | 0 | 0 | 0 | 0 | 0 | 0 | 0 | 0
F13_Industrial_Industrial - WA_New_Process_Natural Gas_Retrocommissioning_A_Achievable Economic RVT Potential | F13 | Industrial | Industrial - WA | New | Process | Natural Gas | Retrocommissioning | A | Purchases (Incremental) | Achievable Economic RVT Potential | 0 | 0 | 0 | 0 | 0 | 0 | 0 | 0 | 0 | 0 | 0 | 0 | 0 | 0 | 0 | 0 | 0 | 0 | 0 | 0 | 0 | 0 | 0 | 0 | 0 | 0 | 0
F14_Industrial_Industrial - WA_New_Process_Natural Gas_Retrocommissioning_A_Achievable Economic RVT Potential | F14 | Industrial | Industrial - WA | New | Process | Natural Gas | Retrocommissioning | A | Purchases (Cumulative) | Achievable Economic RVT Potential | 0 | 0 | 0 | 0 | 0 | 0 | 0 | 0 | 0 | 0 | 0 | 0 | 0 | 0 | 0 | 0 | 0 | 0 | 0 | 0 | 0 | 0 | 0 | 0 | 0 | 0 | 0
F1_Industrial_Industrial - ID_Existing_Space Heating_Natural Gas_Insulation - Ceiling_A_Achievable Economic RVT Potential | F1 | Industrial | Industrial - ID | Existing | Space Heating | Natural Gas | Insulation - Ceiling | A | Original Unit Energy Savings (kWh or therms) | Achievable Economic RVT Potential | 0 | 0 | 0.085421 | 0.08526 | 0.085088 | 0.084906 | 0.084715 | 0.084517 | 0.084314 | 0.084106 | 0.083894 | 0.083681 | 0.083466 | 0.08325 | 0.083035 | 0.082821 | 0.082608 | 0.082398 | 0.08219 | 0.081998 | 0.081819 | 0.081654 | 0.081502 | 0.081363 | 0.081235 | 0.081117 | 0.081009
F2_Industrial_Industrial - ID_Existing_Space Heating_Natural Gas_Insulation - Ceiling_A_Achievable Economic RVT Potential | F2 | Industrial | Industrial - ID | Existing | Space Heating | Natural Gas | Insulation - Ceiling | A | Original Unit Summer Peak Savings (kW) | Achievable Economic RVT Potential | 0 | 0 | 0 | 0 | 0 | 0 | 0 | 0 | 0 | 0 | 0 | 0 | 0 | 0 | 0 | 0 | 0 | 0 | 0 | 0 | 0 | 0 | 0 | 0 | 0 | 0 | 0
F3_Industrial_Industrial - ID_Existing_Space Heating_Natural Gas_Insulation - Ceiling_A_Achievable Economic RVT Potential | F3 | Industrial | Industrial - ID | Existing | Space Heating | Natural Gas | Insulation - Ceiling | A | Original Unit Winter Peak Savings (kW) | Achievable Economic RVT Potential | 0 | 0 | 0 | 0 | 0 | 0 | 0 | 0 | 0 | 0 | 0 | 0 | 0 | 0 | 0 | 0 | 0 | 0 | 0 | 0 | 0 | 0 | 0 | 0 | 0 | 0 | 0
F4_Industrial_Industrial - ID_Existing_Space Heating_Natural Gas_Insulation - Ceiling_A_Achievable Economic RVT Potential | F4 | Industrial | Industrial - ID | Existing | Space Heating | Natural Gas | Insulation - Ceiling | A | Standalone Impact on Baseline Energy (%) | Achievable Economic RVT Potential | 0 | 0 | 6.6897e-05 | 0.00020179 | 0.00044277 | 0.00083675 | 0.0014376 | 0.0023025 | 0.0034849 | 0.0050266 | 0.006946 | 0.0092272 | 0.011812 | 0.014596 | 0.01744 | 0.020186 | 0.022685 | 0.024857 | 0.02665 | 0.028056 | 0.029149 | 0.030051 | 0.030579 | 0.031115 | 0.031661 | 0.032216 | 0.032782
F5_Industrial_Industrial - ID_Existing_Space Heating_Natural Gas_Insulation - Ceiling_A_Achievable Economic RVT Potential | F5 | Industrial | Industrial - ID | Existing | Space Heating | Natural Gas | Insulation - Ceiling | A | Standalone Impact on Baseline Summer Peak (%) | Achievable Economic RVT Potential | 0 | 0 | 0 | 0 | 0 | 0 | 0 | 0 | 0 | 0 | 0 | 0 | 0 | 0 | 0 | 0 | 0 | 0 | 0 | 0 | 0 | 0 | 0 | 0 | 0 | 0 | 0
F6_Industrial_Industrial - ID_Existing_Space Heating_Natural Gas_Insulation - Ceiling_A_Achievable Economic RVT Potential | F6 | Industrial | Industrial - ID | Existing | Space Heating | Natural Gas | Insulation - Ceiling | A | Standalone Impact on Baseline Winter Peak (%) | Achievable Economic RVT Potential | 0 | 0 | 0 | 0 | 0 | 0 | 0 | 0 | 0 | 0 | 0 | 0 | 0 | 0 | 0 | 0 | 0 | 0 | 0 | 0 | 0 | 0 | 0 | 0 | 0 | 0 | 0
F7_Industrial_Industrial - ID_Existing_Space Heating_Natural Gas_Insulation - Ceiling_A_Achievable Economic RVT Potential | F7 | Industrial | Industrial - ID | Existing | Space Heating | Natural Gas | Insulation - Ceiling | A | Incremental Energy Savings (MWh or mTherms) | Achievable Economic RVT Potential | 0 | 0 | 0 | 0 | 0 | 0 | 0 | 0 | 0 | 0 | 0 | 0 | 0 | 0 | 0 | 0 | 0 | 0 | 0 | 0 | 0 | 0 | 0 | 0 | 0 | 0 | 0
F8_Industrial_Industrial - ID_Existing_Space Heating_Natural Gas_Insulation - Ceiling_A_Achievable Economic RVT Potential | F8 | Industrial | Industrial - ID | Existing | Space Heating | Natural Gas | Insulation - Ceiling | A | Incremental Summer Peak Savings (MW) | Achievable Economic RVT Potential | 0 | 0 | 0 | 0 | 0 | 0 | 0 | 0 | 0 | 0 | 0 | 0 | 0 | 0 | 0 | 0 | 0 | 0 | 0 | 0 | 0 | 0 | 0 | 0 | 0 | 0 | 0
F9_Industrial_Industrial - ID_Existing_Space Heating_Natural Gas_Insulation - Ceiling_A_Achievable Economic RVT Potential | F9 | Industrial | Industrial - ID | Existing | Space Heating | Natural Gas | Insulation - Ceiling | A | Incremental Winter Peak Savings (MW) | Achievable Economic RVT Potential | 0 | 0 | 0 | 0 | 0 | 0 | 0 | 0 | 0 | 0 | 0 | 0 | 0 | 0 | 0 | 0 | 0 | 0 | 0 | 0 | 0 | 0 | 0 | 0 | 0 | 0 | 0
F10_Industrial_Industrial - ID_Existing_Space Heating_Natural Gas_Insulation - Ceiling_A_Achievable Economic RVT Potential | F10 | Industrial | Industrial - ID | Existing | Space Heating | Natural Gas | Insulation - Ceiling | A | Cumulative Energy Savings (MWh or mTherms) | Achievable Economic RVT Potential | 0 | 0 | 0 | 0 | 0 | 0 | 0 | 0 | 0 | 0 | 0 | 0 | 0 | 0 | 0 | 0 | 0 | 0 | 0 | 0 | 0 | 0 | 0 | 0 | 0 | 0 | 0
F11_Industrial_Industrial - ID_Existing_Space Heating_Natural Gas_Insulation - Ceiling_A_Achievable Economic RVT Potential | F11 | Industrial | Industrial - ID | Existing | Space Heating | Natural Gas | Insulation - Ceiling | A | Cumulative Summer Peak Savings (MW) | Achievable Economic RVT Potential | 0 | 0 | 0 | 0 | 0 | 0 | 0 | 0 | 0 | 0 | 0 | 0 | 0 | 0 | 0 | 0 | 0 | 0 | 0 | 0 | 0 | 0 | 0 | 0 | 0 | 0 | 0
F12_Industrial_Industrial - ID_Existing_Space Heating_Natural Gas_Insulation - Ceiling_A_Achievable Economic RVT Potential | F12 | Industrial | Industrial - ID | Existing | Space Heating | Natural Gas | Insulation - Ceiling | A | Cumulative Winter Peak Savings (MW) | Achievable Economic RVT Potential | 0 | 0 | 0 | 0 | 0 | 0 | 0 | 0 | 0 | 0 | 0 | 0 | 0 | 0 | 0 | 0 | 0 | 0 | 0 | 0 | 0 | 0 | 0 | 0 | 0 | 0 | 0
F13_Industrial_Industrial - ID_Existing_Space Heating_Natural Gas_Insulation - Ceiling_A_Achievable Economic RVT Potential | F13 | Industrial | Industrial - ID | Existing | Space Heating | Natural Gas | Insulation - Ceiling | A | Purchases (Incremental) | Achievable Economic RVT Potential | 0 | 0 | 0 | 0 | 0 | 0 | 0 | 0 | 0 | 0 | 0 | 0 | 0 | 0 | 0 | 0 | 0 | 0 | 0 | 0 | 0 | 0 | 0 | 0 | 0 | 0 | 0
F14_Industrial_Industrial - ID_Existing_Space Heating_Natural Gas_Insulation - Ceiling_A_Achievable Economic RVT Potential | F14 | Industrial | Industrial - ID | Existing | Space Heating | Natural Gas | Insulation - Ceiling | A | Purchases (Cumulative) | Achievable Economic RVT Potential | 0 | 0 | 0 | 0 | 0 | 0 | 0 | 0 | 0 | 0 | 0 | 0 | 0 | 0 | 0 | 0 | 0 | 0 | 0 | 0 | 0 | 0 | 0 | 0 | 0 | 0 | 0
F1_Industrial_Industrial - ID_Existing_Space Heating_Natural Gas_Insulation - Wall Cavity_A_Achievable Economic RVT Potential | F1 | Industrial | Industrial - ID | Existing | Space Heating | Natural Gas | Insulation - Wall Cavity | A | Original Unit Energy Savings (kWh or therms) | Achievable Economic RVT Potential | 0 | 0 | 0.22735 | 0.22692 | 0.22646 | 0.22598 | 0.22547 | 0.22494 | 0.2244 | 0.22385 | 0.22328 | 0.22272 | 0.22214 | 0.22157 | 0.221 | 0.22043 | 0.21986 | 0.2193 | 0.21875 | 0.21824 | 0.21776 | 0.21732 | 0.21692 | 0.21655 | 0.21621 | 0.21589 | 0.21561
F2_Industrial_Industrial - ID_Existing_Space Heating_Natural Gas_Insulation - Wall Cavity_A_Achievable Economic RVT Potential | F2 | Industrial | Industrial - ID | Existing | Space Heating | Natural Gas | Insulation - Wall Cavity | A | Original Unit Summer Peak Savings (kW) | Achievable Economic RVT Potential | 0 | 0 | 0 | 0 | 0 | 0 | 0 | 0 | 0 | 0 | 0 | 0 | 0 | 0 | 0 | 0 | 0 | 0 | 0 | 0 | 0 | 0 | 0 | 0 | 0 | 0 | 0
F3_Industrial_Industrial - ID_Existing_Space Heating_Natural Gas_Insulation - Wall Cavity_A_Achievable Economic RVT Potential | F3 | Industrial | Industrial - ID | Existing | Space Heating | Natural Gas | Insulation - Wall Cavity | A | Original Unit Winter Peak Savings (kW) | Achievable Economic RVT Potential | 0 | 0 | 0 | 0 | 0 | 0 | 0 | 0 | 0 | 0 | 0 | 0 | 0 | 0 | 0 | 0 | 0 | 0 | 0 | 0 | 0 | 0 | 0 | 0 | 0 | 0 | 0
F4_Industrial_Industrial - ID_Existing_Space Heating_Natural Gas_Insulation - Wall Cavity_A_Achievable Economic RVT Potential | F4 | Industrial | Industrial - ID | Existing | Space Heating | Natural Gas | Insulation - Wall Cavity | A | Standalone Impact on Baseline Energy (%) | Achievable Economic RVT Potential | 0 | 0 | 8.0277e-05 | 0.00024215 | 0.00053132 | 0.0010041 | 0.0017252 | 0.002763 | 0.0041819 | 0.0060319 | 0.0083352 | 0.011073 | 0.014174 | 0.017516 | 0.020929 | 0.024223 | 0.027222 | 0.029829 | 0.03198 | 0.033668 | 0.034978 | 0.036062 | 0.036694 | 0.037338 | 0.037993 | 0.03866 | 0.039338
F5_Industrial_Industrial - ID_Existing_Space Heating_Natural Gas_Insulation - Wall Cavity_A_Achievable Economic RVT Potential | F5 | Industrial | Industrial - ID | Existing | Space Heating | Natural Gas | Insulation - Wall Cavity | A | Standalone Impact on Baseline Summer Peak (%) | Achievable Economic RVT Potential | 0 | 0 | 0 | 0 | 0 | 0 | 0 | 0 | 0 | 0 | 0 | 0 | 0 | 0 | 0 | 0 | 0 | 0 | 0 | 0 | 0 | 0 | 0 | 0 | 0 | 0 | 0
F6_Industrial_Industrial - ID_Existing_Space Heating_Natural Gas_Insulation - Wall Cavity_A_Achievable Economic RVT Potential | F6 | Industrial | Industrial - ID | Existing | Space Heating | Natural Gas | Insulation - Wall Cavity | A | Standalone Impact on Baseline Winter Peak (%) | Achievable Economic RVT Potential | 0 | 0 | 0 | 0 | 0 | 0 | 0 | 0 | 0 | 0 | 0 | 0 | 0 | 0 | 0 | 0 | 0 | 0 | 0 | 0 | 0 | 0 | 0 | 0 | 0 | 0 | 0
F7_Industrial_Industrial - ID_Existing_Space Heating_Natural Gas_Insulation - Wall Cavity_A_Achievable Economic RVT Potential | F7 | Industrial | Industrial - ID | Existing | Space Heating | Natural Gas | Insulation - Wall Cavity | A | Incremental Energy Savings (MWh or mTherms) | Achievable Economic RVT Potential | 0 | 0 | 3.4925e-05 | 0.00013689 | 0.00042325 | 0.0010982 | 0.002481 | 0.0049897 | 0.0090516 | 0.014913 | 0.022363 | 0.030484 | 0.037613 | 0.041724 | 0.041241 | 0.035923 | 0.027221 | 0.018249 | 0.010461 | 0.004916 | 0.0019677 | 0.00082083 | 0 | 0 | 0 | 0 | 0
F8_Industrial_Industrial - ID_Existing_Space Heating_Natural Gas_Insulation - Wall Cavity_A_Achievable Economic RVT Potential | F8 | Industrial | Industrial - ID | Existing | Space Heating | Natural Gas | Insulation - Wall Cavity | A | Incremental Summer Peak Savings (MW) | Achievable Economic RVT Potential | 0 | 0 | 0 | 0 | 0 | 0 | 0 | 0 | 0 | 0 | 0 | 0 | 0 | 0 | 0 | 0 | 0 | 0 | 0 | 0 | 0 | 0 | 0 | 0 | 0 | 0 | 0
F9_Industrial_Industrial - ID_Existing_Space Heating_Natural Gas_Insulation - Wall Cavity_A_Achievable Economic RVT Potential | F9 | Industrial | Industrial - ID | Existing | Space Heating | Natural Gas | Insulation - Wall Cavity | A | Incremental Winter Peak Savings (MW) | Achievable Economic RVT Potential | 0 | 0 | 0 | 0 | 0 | 0 | 0 | 0 | 0 | 0 | 0 | 0 | 0 | 0 | 0 | 0 | 0 | 0 | 0 | 0 | 0 | 0 | 0 | 0 | 0 | 0 | 0
F10_Industrial_Industrial - ID_Existing_Space Heating_Natural Gas_Insulation - Wall Cavity_A_Achievable Economic RVT Potential | F10 | Industrial | Industrial - ID | Existing | Space Heating | Natural Gas | Insulation - Wall Cavity | A | Cumulative Energy Savings (MWh or mTherms) | Achievable Economic RVT Potential | 0 | 0 | 3.4925e-05 | 0.00017175 | 0.00059465 | 0.0016916 | 0.0041688 | 0.0091487 | 0.018178 | 0.033046 | 0.055326 | 0.085669 | 0.12306 | 0.16447 | 0.20528 | 0.24068 | 0.26728 | 0.28485 | 0.29459 | 0.29882 | 0.30013 | 0.30035 | 0.29979 | 0.29928 | 0.29881 | 0.29838 | 0.29798
F11_Industrial_Industrial - ID_Existing_Space Heating_Natural Gas_Insulation - Wall Cavity_A_Achievable Economic RVT Potential | F11 | Industrial | Industrial - ID | Existing | Space Heating | Natural Gas | Insulation - Wall Cavity | A | Cumulative Summer Peak Savings (MW) | Achievable Economic RVT Potential | 0 | 0 | 0 | 0 | 0 | 0 | 0 | 0 | 0 | 0 | 0 | 0 | 0 | 0 | 0 | 0 | 0 | 0 | 0 | 0 | 0 | 0 | 0 | 0 | 0 | 0 | 0
F12_Industrial_Industrial - ID_Existing_Space Heating_Natural Gas_Insulation - Wall Cavity_A_Achievable Economic RVT Potential | F12 | Industrial | Industrial - ID | Existing | Space Heating | Natural Gas | Insulation - Wall Cavity | A | Cumulative Winter Peak Savings (MW) | Achievable Economic RVT Potential | 0 | 0 | 0 | 0 | 0 | 0 | 0 | 0 | 0 | 0 | 0 | 0 | 0 | 0 | 0 | 0 | 0 | 0 | 0 | 0 | 0 | 0 | 0 | 0 | 0 | 0 | 0
F13_Industrial_Industrial - ID_Existing_Space Heating_Natural Gas_Insulation - Wall Cavity_A_Achievable Economic RVT Potential | F13 | Industrial | Industrial - ID | Existing | Space Heating | Natural Gas | Insulation - Wall Cavity | A | Purchases (Incremental) | Achievable Economic RVT Potential | 0 | 0 | 0.15362 | 0.60324 | 1.869 | 4.8599 | 11.0038 | 22.1821 | 40.337 | 66.6196 | 100.1538 | 136.8727 | 169.3165 | 188.311 | 186.6127 | 162.9694 | 123.8089 | 83.2143 | 47.8227 | 22.5257 | 9.036 | 3.777 | 0 | 0 | 0 | 0 | 0
F14_Industrial_Industrial - ID_Existing_Space Heating_Natural Gas_Insulation - Wall Cavity_A_Achievable Economic RVT Potential | F14 | Industrial | Industrial - ID | Existing | Space Heating | Natural Gas | Insulation - Wall Cavity | A | Purchases (Cumulative) | Achievable Economic RVT Potential | 0 | 0 | 0.15362 | 0.75686 | 2.6258 | 7.4858 | 18.4895 | 40.6716 | 81.0086 | 147.6283 | 247.7821 | 384.6548 | 553.9713 | 742.2822 | 928.8949 | 1091.8643 | 1215.6732 | 1298.8875 | 1346.7102 | 1369.2359 | 1378.2719 | 1382.0489 | 1382.0489 | 1382.0489 | 1382.0489 | 1382.0489 | 1382.0489
F1_Industrial_Industrial - ID_Existing_Space Heating_Natural Gas_Insulation - Ducting_A_Achievable Economic RVT Potential | F1 | Industrial | Industrial - ID | Existing | Space Heating | Natural Gas | Insulation - Ducting | A | Original Unit Energy Savings (kWh or therms) | Achievable Economic RVT Potential | 0 | 0 | 0.0068382 | 0.0068256 | 0.0068095 | 0.0067905 | 0.0067686 | 0.0067444 | 0.006718 | 0.0066896 | 0.0066596 | 0.0066282 | 0.0065954 | 0.0065616 | 0.0065269 | 0.0064915 | 0.0064554 | 0.0064189 | 0.006382 | 0.0063477 | 0.0063156 | 0.006286 | 0.0062586 | 0.0062333 | 0.00621 | 0.0061885 | 0.0061686
F2_Industrial_Industrial - ID_Existing_Space Heating_Natural Gas_Insulation - Ducting_A_Achievable Economic RVT Potential | F2 | Industrial | Industrial - ID | Existing | Space Heating | Natural Gas | Insulation - Ducting | A | Original Unit Summer Peak Savings (kW) | Achievable Economic RVT Potential | 0 | 0 | 0 | 0 | 0 | 0 | 0 | 0 | 0 | 0 | 0 | 0 | 0 | 0 | 0 | 0 | 0 | 0 | 0 | 0 | 0 | 0 | 0 | 0 | 0 | 0 | 0
F3_Industrial_Industrial - ID_Existing_Space Heating_Natural Gas_Insulation - Ducting_A_Achievable Economic RVT Potential | F3 | Industrial | Industrial - ID | Existing | Space Heating | Natural Gas | Insulation - Ducting | A | Original Unit Winter Peak Savings (kW) | Achievable Economic RVT Potential | 0 | 0 | 0 | 0 | 0 | 0 | 0 | 0 | 0 | 0 | 0 | 0 | 0 | 0 | 0 | 0 | 0 | 0 | 0 | 0 | 0 | 0 | 0 | 0 | 0 | 0 | 0
F4_Industrial_Industrial - ID_Existing_Space Heating_Natural Gas_Insulation - Ducting_A_Achievable Economic RVT Potential | F4 | Industrial | Industrial - ID | Existing | Space Heating | Natural Gas | Insulation - Ducting | A | Standalone Impact on Baseline Energy (%) | Achievable Economic RVT Potential | 0 | 0 | 0 | 0 | 0 | 0 | 0 | 0 | 0 | 0 | 0 | 0 | 0 | 0 | 0 | 0 | 0 | 0 | 0 | 0 | 0 | 0 | 0 | 0 | 0 | 0 | 0
F5_Industrial_Industrial - ID_Existing_Space Heating_Natural Gas_Insulation - Ducting_A_Achievable Economic RVT Potential | F5 | Industrial | Industrial - ID | Existing | Space Heating | Natural Gas | Insulation - Ducting | A | Standalone Impact on Baseline Summer Peak (%) | Achievable Economic RVT Potential | 0 | 0 | 0 | 0 | 0 | 0 | 0 | 0 | 0 | 0 | 0 | 0 | 0 | 0 | 0 | 0 | 0 | 0 | 0 | 0 | 0 | 0 | 0 | 0 | 0 | 0 | 0
F6_Industrial_Industrial - ID_Existing_Space Heating_Natural Gas_Insulation - Ducting_A_Achievable Economic RVT Potential | F6 | Industrial | Industrial - ID | Existing | Space Heating | Natural Gas | Insulation - Ducting | A | Standalone Impact on Baseline Winter Peak (%) | Achievable Economic RVT Potential | 0 | 0 | 0 | 0 | 0 | 0 | 0 | 0 | 0 | 0 | 0 | 0 | 0 | 0 | 0 | 0 | 0 | 0 | 0 | 0 | 0 | 0 | 0 | 0 | 0 | 0 | 0
F7_Industrial_Industrial - ID_Existing_Space Heating_Natural Gas_Insulation - Ducting_A_Achievable Economic RVT Potential | F7 | Industrial | Industrial - ID | Existing | Space Heating | Natural Gas | Insulation - Ducting | A | Incremental Energy Savings (MWh or mTherms) | Achievable Economic RVT Potential | 0 | 0 | 0 | 0 | 0 | 0 | 0 | 0 | 0 | 0 | 0 | 0 | 0 | 0 | 0 | 0 | 0 | 0 | 0 | 0 | 0 | 0 | 0 | 0 | 0 | 0 | 0
F8_Industrial_Industrial - ID_Existing_Space Heating_Natural Gas_Insulation - Ducting_A_Achievable Economic RVT Potential | F8 | Industrial | Industrial - ID | Existing | Space Heating | Natural Gas | Insulation - Ducting | A | Incremental Summer Peak Savings (MW) | Achievable Economic RVT Potential | 0 | 0 | 0 | 0 | 0 | 0 | 0 | 0 | 0 | 0 | 0 | 0 | 0 | 0 | 0 | 0 | 0 | 0 | 0 | 0 | 0 | 0 | 0 | 0 | 0 | 0 | 0
F9_Industrial_Industrial - ID_Existing_Space Heating_Natural Gas_Insulation - Ducting_A_Achievable Economic RVT Potential | F9 | Industrial | Industrial - ID | Existing | Space Heating | Natural Gas | Insulation - Ducting | A | Incremental Winter Peak Savings (MW) | Achievable Economic RVT Potential | 0 | 0 | 0 | 0 | 0 | 0 | 0 | 0 | 0 | 0 | 0 | 0 | 0 | 0 | 0 | 0 | 0 | 0 | 0 | 0 | 0 | 0 | 0 | 0 | 0 | 0 | 0
F10_Industrial_Industrial - ID_Existing_Space Heating_Natural Gas_Insulation - Ducting_A_Achievable Economic RVT Potential | F10 | Industrial | Industrial - ID | Existing | Space Heating | Natural Gas | Insulation - Ducting | A | Cumulative Energy Savings (MWh or mTherms) | Achievable Economic RVT Potential | 0 | 0 | 0 | 0 | 0 | 0 | 0 | 0 | 0 | 0 | 0 | 0 | 0 | 0 | 0 | 0 | 0 | 0 | 0 | 0 | 0 | 0 | 0 | 0 | 0 | 0 | 0
F11_Industrial_Industrial - ID_Existing_Space Heating_Natural Gas_Insulation - Ducting_A_Achievable Economic RVT Potential | F11 | Industrial | Industrial - ID | Existing | Space Heating | Natural Gas | Insulation - Ducting | A | Cumulative Summer Peak Savings (MW) | Achievable Economic RVT Potential | 0 | 0 | 0 | 0 | 0 | 0 | 0 | 0 | 0 | 0 | 0 | 0 | 0 | 0 | 0 | 0 | 0 | 0 | 0 | 0 | 0 | 0 | 0 | 0 | 0 | 0 | 0
F12_Industrial_Industrial - ID_Existing_Space Heating_Natural Gas_Insulation - Ducting_A_Achievable Economic RVT Potential | F12 | Industrial | Industrial - ID | Existing | Space Heating | Natural Gas | Insulation - Ducting | A | Cumulative Winter Peak Savings (MW) | Achievable Economic RVT Potential | 0 | 0 | 0 | 0 | 0 | 0 | 0 | 0 | 0 | 0 | 0 | 0 | 0 | 0 | 0 | 0 | 0 | 0 | 0 | 0 | 0 | 0 | 0 | 0 | 0 | 0 | 0
F13_Industrial_Industrial - ID_Existing_Space Heating_Natural Gas_Insulation - Ducting_A_Achievable Economic RVT Potential | F13 | Industrial | Industrial - ID | Existing | Space Heating | Natural Gas | Insulation - Ducting | A | Purchases (Incremental) | Achievable Economic RVT Potential | 0 | 0 | 0 | 0 | 0 | 0 | 0 | 0 | 0 | 0 | 0 | 0 | 0 | 0 | 0 | 0 | 0 | 0 | 0 | 0 | 0 | 0 | 0 | 0 | 0 | 0 | 0
F14_Industrial_Industrial - ID_Existing_Space Heating_Natural Gas_Insulation - Ducting_A_Achievable Economic RVT Potential | F14 | Industrial | Industrial - ID | Existing | Space Heating | Natural Gas | Insulation - Ducting | A | Purchases (Cumulative) | Achievable Economic RVT Potential | 0 | 0 | 0 | 0 | 0 | 0 | 0 | 0 | 0 | 0 | 0 | 0 | 0 | 0 | 0 | 0 | 0 | 0 | 0 | 0 | 0 | 0 | 0 | 0 | 0 | 0 | 0
F1_Industrial_Industrial - ID_Existing_Space Heating_Natural Gas_Ducting - Repair and Sealing_A_Achievable Economic RVT Potential | F1 | Industrial | Industrial - ID | Existing | Space Heating | Natural Gas | Ducting - Repair and Sealing | A | Original Unit Energy Savings (kWh or therms) | Achievable Economic RVT Potential | 0 | 0 | 0.27895 | 0.27843 | 0.27778 | 0.277 | 0.27611 | 0.27512 | 0.27404 | 0.27289 | 0.27166 | 0.27038 | 0.26904 | 0.26766 | 0.26625 | 0.2648 | 0.26333 | 0.26184 | 0.26034 | 0.25894 | 0.25763 | 0.25642 | 0.2553 | 0.25427 | 0.25332 | 0.25244 | 0.25163
F2_Industrial_Industrial - ID_Existing_Space Heating_Natural Gas_Ducting - Repair and Sealing_A_Achievable Economic RVT Potential | F2 | Industrial | Industrial - ID | Existing | Space Heating | Natural Gas | Ducting - Repair and Sealing | A | Original Unit Summer Peak Savings (kW) | Achievable Economic RVT Potential | 0 | 0 | 0 | 0 | 0 | 0 | 0 | 0 | 0 | 0 | 0 | 0 | 0 | 0 | 0 | 0 | 0 | 0 | 0 | 0 | 0 | 0 | 0 | 0 | 0 | 0 | 0
F3_Industrial_Industrial - ID_Existing_Space Heating_Natural Gas_Ducting - Repair and Sealing_A_Achievable Economic RVT Potential | F3 | Industrial | Industrial - ID | Existing | Space Heating | Natural Gas | Ducting - Repair and Sealing | A | Original Unit Winter Peak Savings (kW) | Achievable Economic RVT Potential | 0 | 0 | 0 | 0 | 0 | 0 | 0 | 0 | 0 | 0 | 0 | 0 | 0 | 0 | 0 | 0 | 0 | 0 | 0 | 0 | 0 | 0 | 0 | 0 | 0 | 0 | 0
F4_Industrial_Industrial - ID_Existing_Space Heating_Natural Gas_Ducting - Repair and Sealing_A_Achievable Economic RVT Potential | F4 | Industrial | Industrial - ID | Existing | Space Heating | Natural Gas | Ducting - Repair and Sealing | A | Standalone Impact on Baseline Energy (%) | Achievable Economic RVT Potential | 0 | 0 | 2.4697e-05 | 7.4501e-05 | 0.00016341 | 0.00030862 | 0.00052973 | 0.00084733 | 0.0012805 | 0.0018438 | 0.0025428 | 0.0033705 | 0.0043044 | 0.0053056 | 0.0063222 | 0.0072966 | 0.0081753 | 0.0089301 | 0.0095431 | 0.010016 | 0.010344 | 0.010571 | 0.010729 | 0.010892 | 0.011059 | 0.011231 | 0.011406
F5_Industrial_Industrial - ID_Existing_Space Heating_Natural Gas_Ducting - Repair and Sealing_A_Achievable Economic RVT Potential | F5 | Industrial | Industrial - ID | Existing | Space Heating | Natural Gas | Ducting - Repair and Sealing | A | Standalone Impact on Baseline Summer Peak (%) | Achievable Economic RVT Potential | 0 | 0 | 0 | 0 | 0 | 0 | 0 | 0 | 0 | 0 | 0 | 0 | 0 | 0 | 0 | 0 | 0 | 0 | 0 | 0 | 0 | 0 | 0 | 0 | 0 | 0 | 0
F6_Industrial_Industrial - ID_Existing_Space Heating_Natural Gas_Ducting - Repair and Sealing_A_Achievable Economic RVT Potential | F6 | Industrial | Industrial - ID | Existing | Space Heating | Natural Gas | Ducting - Repair and Sealing | A | Standalone Impact on Baseline Winter Peak (%) | Achievable Economic RVT Potential | 0 | 0 | 0 | 0 | 0 | 0 | 0 | 0 | 0 | 0 | 0 | 0 | 0 | 0 | 0 | 0 | 0 | 0 | 0 | 0 | 0 | 0 | 0 | 0 | 0 | 0 | 0
F7_Industrial_Industrial - ID_Existing_Space Heating_Natural Gas_Ducting - Repair and Sealing_A_Achievable Economic RVT Potential | F7 | Industrial | Industrial - ID | Existing | Space Heating | Natural Gas | Ducting - Repair and Sealing | A | Incremental Energy Savings (MWh or mTherms) | Achievable Economic RVT Potential | 0 | 0 | 1.0745e-05 | 4.2115e-05 | 0.00013017 | 0.00033755 | 0.00076181 | 0.0015302 | 0.0027717 | 0.0045584 | 0.0068222 | 0.0092793 | 0.011422 | 0.012638 | 0.012458 | 0.010821 | 0.0081749 | 0.0054634 | 0.0031217 | 0.0014625 | 0.00057379 | 0.00020406 | 0 | 0 | 0 | 0 | 0
F8_Industrial_Industrial - ID_Existing_Space Heating_Natural Gas_Ducting - Repair and Sealing_A_Achievable Economic RVT Potential | F8 | Industrial | Industrial - ID | Existing | Space Heating | Natural Gas | Ducting - Repair and Sealing | A | Incremental Summer Peak Savings (MW) | Achievable Economic RVT Potential | 0 | 0 | 0 | 0 | 0 | 0 | 0 | 0 | 0 | 0 | 0 | 0 | 0 | 0 | 0 | 0 | 0 | 0 | 0 | 0 | 0 | 0 | 0 | 0 | 0 | 0 | 0
F9_Industrial_Industrial - ID_Existing_Space Heating_Natural Gas_Ducting - Repair and Sealing_A_Achievable Economic RVT Potential | F9 | Industrial | Industrial - ID | Existing | Space Heating | Natural Gas | Ducting - Repair and Sealing | A | Incremental Winter Peak Savings (MW) | Achievable Economic RVT Potential | 0 | 0 | 0 | 0 | 0 | 0 | 0 | 0 | 0 | 0 | 0 | 0 | 0 | 0 | 0 | 0 | 0 | 0 | 0 | 0 | 0 | 0 | 0 | 0 | 0 | 0 | 0
F10_Industrial_Industrial - ID_Existing_Space Heating_Natural Gas_Ducting - Repair and Sealing_A_Achievable Economic RVT Potential | F10 | Industrial | Industrial - ID | Existing | Space Heating | Natural Gas | Ducting - Repair and Sealing | A | Cumulative Energy Savings (MWh or mTherms) | Achievable Economic RVT Potential | 0 | 0 | 1.0745e-05 | 5.284e-05 | 0.00018289 | 0.00051993 | 0.0012801 | 0.0028057 | 0.0055664 | 0.010101 | 0.016878 | 0.026078 | 0.037371 | 0.049818 | 0.062013 | 0.072497 | 0.080269 | 0.085278 | 0.08791 | 0.0889 | 0.089024 | 0.08881 | 0.088424 | 0.088067 | 0.087738 | 0.087433 | 0.087153
F11_Industrial_Industrial - ID_Existing_Space Heating_Natural Gas_Ducting - Repair and Sealing_A_Achievable Economic RVT Potential | F11 | Industrial | Industrial - ID | Existing | Space Heating | Natural Gas | Ducting - Repair and Sealing | A | Cumulative Summer Peak Savings (MW) | Achievable Economic RVT Potential | 0 | 0 | 0 | 0 | 0 | 0 | 0 | 0 | 0 | 0 | 0 | 0 | 0 | 0 | 0 | 0 | 0 | 0 | 0 | 0 | 0 | 0 | 0 | 0 | 0 | 0 | 0
F12_Industrial_Industrial - ID_Existing_Space Heating_Natural Gas_Ducting - Repair and Sealing_A_Achievable Economic RVT Potential | F12 | Industrial | Industrial - ID | Existing | Space Heating | Natural Gas | Ducting - Repair and Sealing | A | Cumulative Winter Peak Savings (MW) | Achievable Economic RVT Potential | 0 | 0 | 0 | 0 | 0 | 0 | 0 | 0 | 0 | 0 | 0 | 0 | 0 | 0 | 0 | 0 | 0 | 0 | 0 | 0 | 0 | 0 | 0 | 0 | 0 | 0 | 0
F13_Industrial_Industrial - ID_Existing_Space Heating_Natural Gas_Ducting - Repair and Sealing_A_Achievable Economic RVT Potential | F13 | Industrial | Industrial - ID | Existing | Space Heating | Natural Gas | Ducting - Repair and Sealing | A | Purchases (Incremental) | Achievable Economic RVT Potential | 0 | 0 | 0.038519 | 0.15126 | 0.46863 | 1.2186 | 2.7591 | 5.562 | 10.1142 | 16.7044 | 25.1128 | 34.3198 | 42.4548 | 47.2175 | 46.7917 | 40.8633 | 31.0441 | 20.8653 | 11.9912 | 5.6482 | 2.2272 | 0.7958 | 0 | 0 | 0 | 0 | 0
F14_Industrial_Industrial - ID_Existing_Space Heating_Natural Gas_Ducting - Repair and Sealing_A_Achievable Economic RVT Potential | F14 | Industrial | Industrial - ID | Existing | Space Heating | Natural Gas | Ducting - Repair and Sealing | A | Purchases (Cumulative) | Achievable Economic RVT Potential | 0 | 0 | 0.038519 | 0.18978 | 0.65841 | 1.877 | 4.6361 | 10.1981 | 20.3123 | 37.0166 | 62.1294 | 96.4492 | 138.904 | 186.1215 | 232.9132 | 273.7766 | 304.8207 | 325.686 | 337.6772 | 343.3253 | 345.5525 | 346.3483 | 346.3483 | 346.3483 | 346.3483 | 346.3483 | 346.3483
F1_Industrial_Industrial - ID_Existing_Space Heating_Natural Gas_Building Shell - Air Sealing (Infiltration Control)_A_Achievable Economic RVT Potential | F1 | Industrial | Industrial - ID | Existing | Space Heating | Natural Gas | Building Shell - Air Sealing (Infiltration Control) | A | Original Unit Energy Savings (kWh or therms) | Achievable Economic RVT Potential | 0 | 0 | 64.2494 | 64.1285 | 63.9989 | 63.8617 | 63.7182 | 63.5695 | 63.4164 | 63.26 | 63.1011 | 62.9404 | 62.7787 | 62.6165 | 62.4546 | 62.2935 | 62.1336 | 61.9755 | 61.8195 | 61.6747 | 61.5399 | 61.4159 | 61.302 | 61.1973 | 61.101 | 61.0124 | 60.931
F2_Industrial_Industrial - ID_Existing_Space Heating_Natural Gas_Building Shell - Air Sealing (Infiltration Control)_A_Achievable Economic RVT Potential | F2 | Industrial | Industrial - ID | Existing | Space Heating | Natural Gas | Building Shell - Air Sealing (Infiltration Control) | A | Original Unit Summer Peak Savings (kW) | Achievable Economic RVT Potential | 0 | 0 | 0 | 0 | 0 | 0 | 0 | 0 | 0 | 0 | 0 | 0 | 0 | 0 | 0 | 0 | 0 | 0 | 0 | 0 | 0 | 0 | 0 | 0 | 0 | 0 | 0
F3_Industrial_Industrial - ID_Existing_Space Heating_Natural Gas_Building Shell - Air Sealing (Infiltration Control)_A_Achievable Economic RVT Potential | F3 | Industrial | Industrial - ID | Existing | Space Heating | Natural Gas | Building Shell - Air Sealing (Infiltration Control) | A | Original Unit Winter Peak Savings (kW) | Achievable Economic RVT Potential | 0 | 0 | 0 | 0 | 0 | 0 | 0 | 0 | 0 | 0 | 0 | 0 | 0 | 0 | 0 | 0 | 0 | 0 | 0 | 0 | 0 | 0 | 0 | 0 | 0 | 0 | 0
F4_Industrial_Industrial - ID_Existing_Space Heating_Natural Gas_Building Shell - Air Sealing (Infiltration Control)_A_Achievable Economic RVT Potential | F4 | Industrial | Industrial - ID | Existing | Space Heating | Natural Gas | Building Shell - Air Sealing (Infiltration Control) | A | Standalone Impact on Baseline Energy (%) | Achievable Economic RVT Potential | 0 | 0 | 4.2266e-06 | 1.2749e-05 | 2.7974e-05 | 5.2866e-05 | 9.0831e-05 | 0.00014547 | 0.00022018 | 0.00031758 | 0.00043885 | 0.00058298 | 0.00074125 | 0.00090703 | 0.0010686 | 0.0012125 | 0.0013252 | 0.0013974 | 0.0014219 | 0.0014468 | 0.0014722 | 0.0014981 | 0.0015243 | 0.0015511 | 0.0015783 | 0.001606 | 0.0016342
F5_Industrial_Industrial - ID_Existing_Space Heating_Natural Gas_Building Shell - Air Sealing (Infiltration Control)_A_Achievable Economic RVT Potential | F5 | Industrial | Industrial - ID | Existing | Space Heating | Natural Gas | Building Shell - Air Sealing (Infiltration Control) | A | Standalone Impact on Baseline Summer Peak (%) | Achievable Economic RVT Potential | 0 | 0 | 0 | 0 | 0 | 0 | 0 | 0 | 0 | 0 | 0 | 0 | 0 | 0 | 0 | 0 | 0 | 0 | 0 | 0 | 0 | 0 | 0 | 0 | 0 | 0 | 0
F6_Industrial_Industrial - ID_Existing_Space Heating_Natural Gas_Building Shell - Air Sealing (Infiltration Control)_A_Achievable Economic RVT Potential | F6 | Industrial | Industrial - ID | Existing | Space Heating | Natural Gas | Building Shell - Air Sealing (Infiltration Control) | A | Standalone Impact on Baseline Winter Peak (%) | Achievable Economic RVT Potential | 0 | 0 | 0 | 0 | 0 | 0 | 0 | 0 | 0 | 0 | 0 | 0 | 0 | 0 | 0 | 0 | 0 | 0 | 0 | 0 | 0 | 0 | 0 | 0 | 0 | 0 | 0
F7_Industrial_Industrial - ID_Existing_Space Heating_Natural Gas_Building Shell - Air Sealing (Infiltration Control)_A_Achievable Economic RVT Potential | F7 | Industrial | Industrial - ID | Existing | Space Heating | Natural Gas | Building Shell - Air Sealing (Infiltration Control) | A | Incremental Energy Savings (MWh or mTherms) | Achievable Economic RVT Potential | 0 | 0 | 1.8388e-06 | 7.2072e-06 | 2.2284e-05 | 5.7822e-05 | 0.00013063 | 0.00026271 | 0.00047657 | 0.00078515 | 0.0011774 | 0.001605 | 0.0019785 | 0.0021898 | 0.0021496 | 0.0018349 | 0.0013058 | 0.0007047 | 8.6215e-05 | 0 | 0 | 0 | 0 | 0 | 0 | 0 | 0
F8_Industrial_Industrial - ID_Existing_Space Heating_Natural Gas_Building Shell - Air Sealing (Infiltration Control)_A_Achievable Economic RVT Potential | F8 | Industrial | Industrial - ID | Existing | Space Heating | Natural Gas | Building Shell - Air Sealing (Infiltration Control) | A | Incremental Summer Peak Savings (MW) | Achievable Economic RVT Potential | 0 | 0 | 0 | 0 | 0 | 0 | 0 | 0 | 0 | 0 | 0 | 0 | 0 | 0 | 0 | 0 | 0 | 0 | 0 | 0 | 0 | 0 | 0 | 0 | 0 | 0 | 0
F9_Industrial_Industrial - ID_Existing_Space Heating_Natural Gas_Building Shell - Air Sealing (Infiltration Control)_A_Achievable Economic RVT Potential | F9 | Industrial | Industrial - ID | Existing | Space Heating | Natural Gas | Building Shell - Air Sealing (Infiltration Control) | A | Incremental Winter Peak Savings (MW) | Achievable Economic RVT Potential | 0 | 0 | 0 | 0 | 0 | 0 | 0 | 0 | 0 | 0 | 0 | 0 | 0 | 0 | 0 | 0 | 0 | 0 | 0 | 0 | 0 | 0 | 0 | 0 | 0 | 0 | 0
F10_Industrial_Industrial - ID_Existing_Space Heating_Natural Gas_Building Shell - Air Sealing (Infiltration Control)_A_Achievable Economic RVT Potential | F10 | Industrial | Industrial - ID | Existing | Space Heating | Natural Gas | Building Shell - Air Sealing (Infiltration Control) | A | Cumulative Energy Savings (MWh or mTherms) | Achievable Economic RVT Potential | 0 | 0 | 1.8388e-06 | 9.0426e-06 | 3.1309e-05 | 8.9064e-05 | 0.00021949 | 0.00048169 | 0.0009571 | 0.0017399 | 0.0029129 | 0.0045105 | 0.0064774 | 0.0086504 | 0.010778 | 0.012585 | 0.013858 | 0.014528 | 0.014577 | 0.014543 | 0.014511 | 0.014482 | 0.014455 | 0.014431 | 0.014408 | 0.014387 | 0.014368
F11_Industrial_Industrial - ID_Existing_Space Heating_Natural Gas_Building Shell - Air Sealing (Infiltration Control)_A_Achievable Economic RVT Potential | F11 | Industrial | Industrial - ID | Existing | Space Heating | Natural Gas | Building Shell - Air Sealing (Infiltration Control) | A | Cumulative Summer Peak Savings (MW) | Achievable Economic RVT Potential | 0 | 0 | 0 | 0 | 0 | 0 | 0 | 0 | 0 | 0 | 0 | 0 | 0 | 0 | 0 | 0 | 0 | 0 | 0 | 0 | 0 | 0 | 0 | 0 | 0 | 0 | 0
F12_Industrial_Industrial - ID_Existing_Space Heating_Natural Gas_Building Shell - Air Sealing (Infiltration Control)_A_Achievable Economic RVT Potential | F12 | Industrial | Industrial - ID | Existing | Space Heating | Natural Gas | Building Shell - Air Sealing (Infiltration Control) | A | Cumulative Winter Peak Savings (MW) | Achievable Economic RVT Potential | 0 | 0 | 0 | 0 | 0 | 0 | 0 | 0 | 0 | 0 | 0 | 0 | 0 | 0 | 0 | 0 | 0 | 0 | 0 | 0 | 0 | 0 | 0 | 0 | 0 | 0 | 0
F13_Industrial_Industrial - ID_Existing_Space Heating_Natural Gas_Building Shell - Air Sealing (Infiltration Control)_A_Achievable Economic RVT Potential | F13 | Industrial | Industrial - ID | Existing | Space Heating | Natural Gas | Building Shell - Air Sealing (Infiltration Control) | A | Purchases (Incremental) | Achievable Economic RVT Potential | 0 | 0 | 2.862e-05 | 0.00011239 | 0.0003482 | 0.00090543 | 0.00205 | 0.0041326 | 0.007515 | 0.012412 | 0.018659 | 0.0255 | 0.031516 | 0.034971 | 0.034419 | 0.029457 | 0.021016 | 0.011371 | 0.0013946 | 0 | 0 | 0 | 0 | 0 | 0 | 0 | 0
F14_Industrial_Industrial - ID_Existing_Space Heating_Natural Gas_Building Shell - Air Sealing (Infiltration Control)_A_Achievable Economic RVT Potential | F14 | Industrial | Industrial - ID | Existing | Space Heating | Natural Gas | Building Shell - Air Sealing (Infiltration Control) | A | Purchases (Cumulative) | Achievable Economic RVT Potential | 0 | 0 | 2.862e-05 | 0.00014101 | 0.0004892 | 0.0013946 | 0.0034447 | 0.0075773 | 0.015092 | 0.027504 | 0.046163 | 0.071663 | 0.10318 | 0.13815 | 0.17257 | 0.20202 | 0.22304 | 0.23441 | 0.23581 | 0.23581 | 0.23581 | 0.23581 | 0.23581 | 0.23581 | 0.23581 | 0.23581 | 0.23581
F1_Industrial_Industrial - ID_Existing_Space Heating_Natural Gas_Ventilation - Demand Controlled_A_Achievable Economic RVT Potential | F1 | Industrial | Industrial - ID | Existing | Space Heating | Natural Gas | Ventilation - Demand Controlled | A | Original Unit Energy Savings (kWh or therms) | Achievable Economic RVT Potential | 0 | 0 | 0.051484 | 0.051389 | 0.051269 | 0.051125 | 0.050961 | 0.050778 | 0.050579 | 0.050366 | 0.05014 | 0.049903 | 0.049657 | 0.049402 | 0.049141 | 0.048874 | 0.048602 | 0.048327 | 0.04805 | 0.047792 | 0.04755 | 0.047327 | 0.047121 | 0.04693 | 0.046755 | 0.046593 | 0.046443
F2_Industrial_Industrial - ID_Existing_Space Heating_Natural Gas_Ventilation - Demand Controlled_A_Achievable Economic RVT Potential | F2 | Industrial | Industrial - ID | Existing | Space Heating | Natural Gas | Ventilation - Demand Controlled | A | Original Unit Summer Peak Savings (kW) | Achievable Economic RVT Potential | 0 | 0 | 0 | 0 | 0 | 0 | 0 | 0 | 0 | 0 | 0 | 0 | 0 | 0 | 0 | 0 | 0 | 0 | 0 | 0 | 0 | 0 | 0 | 0 | 0 | 0 | 0
F3_Industrial_Industrial - ID_Existing_Space Heating_Natural Gas_Ventilation - Demand Controlled_A_Achievable Economic RVT Potential | F3 | Industrial | Industrial - ID | Existing | Space Heating | Natural Gas | Ventilation - Demand Controlled | A | Original Unit Winter Peak Savings (kW) | Achievable Economic RVT Potential | 0 | 0 | 0 | 0 | 0 | 0 | 0 | 0 | 0 | 0 | 0 | 0 | 0 | 0 | 0 | 0 | 0 | 0 | 0 | 0 | 0 | 0 | 0 | 0 | 0 | 0 | 0
F4_Industrial_Industrial - ID_Existing_Space Heating_Natural Gas_Ventilation - Demand Controlled_A_Achievable Economic RVT Potential | F4 | Industrial | Industrial - ID | Existing | Space Heating | Natural Gas | Ventilation - Demand Controlled | A | Standalone Impact on Baseline Energy (%) | Achievable Economic RVT Potential | 0 | 0 | 0.00044438 | 0.00089659 | 0.0013563 | 0.0018231 | 0.0022968 | 0.0027329 | 0.0030951 | 0.0033981 | 0.003654 | 0.003872 | 0.0039306 | 0.0039894 | 0.0040484 | 0.0041076 | 0.0041672 | 0.004227 | 0.0042873 | 0.0043492 | 0.0044128 | 0.0044782 | 0.0045453 | 0.0046143 | 0.004685 | 0.0047576 | 0.004832
F5_Industrial_Industrial - ID_Existing_Space Heating_Natural Gas_Ventilation - Demand Controlled_A_Achievable Economic RVT Potential | F5 | Industrial | Industrial - ID | Existing | Space Heating | Natural Gas | Ventilation - Demand Controlled | A | Standalone Impact on Baseline Summer Peak (%) | Achievable Economic RVT Potential | 0 | 0 | 0 | 0 | 0 | 0 | 0 | 0 | 0 | 0 | 0 | 0 | 0 | 0 | 0 | 0 | 0 | 0 | 0 | 0 | 0 | 0 | 0 | 0 | 0 | 0 | 0
F6_Industrial_Industrial - ID_Existing_Space Heating_Natural Gas_Ventilation - Demand Controlled_A_Achievable Economic RVT Potential | F6 | Industrial | Industrial - ID | Existing | Space Heating | Natural Gas | Ventilation - Demand Controlled | A | Standalone Impact on Baseline Winter Peak (%) | Achievable Economic RVT Potential | 0 | 0 | 0 | 0 | 0 | 0 | 0 | 0 | 0 | 0 | 0 | 0 | 0 | 0 | 0 | 0 | 0 | 0 | 0 | 0 | 0 | 0 | 0 | 0 | 0 | 0 | 0
F7_Industrial_Industrial - ID_Existing_Space Heating_Natural Gas_Ventilation - Demand Controlled_A_Achievable Economic RVT Potential | F7 | Industrial | Industrial - ID | Existing | Space Heating | Natural Gas | Ventilation - Demand Controlled | A | Incremental Energy Savings (MWh or mTherms) | Achievable Economic RVT Potential | 0 | 0 | 0 | 0 | 0 | 0 | 0 | 0 | 0 | 0 | 0 | 0 | 0 | 0 | 0 | 0 | 0 | 0 | 0 | 0 | 0 | 0 | 0 | 0 | 0 | 0 | 0
F8_Industrial_Industrial - ID_Existing_Space Heating_Natural Gas_Ventilation - Demand Controlled_A_Achievable Economic RVT Potential | F8 | Industrial | Industrial - ID | Existing | Space Heating | Natural Gas | Ventilation - Demand Controlled | A | Incremental Summer Peak Savings (MW) | Achievable Economic RVT Potential | 0 | 0 | 0 | 0 | 0 | 0 | 0 | 0 | 0 | 0 | 0 | 0 | 0 | 0 | 0 | 0 | 0 | 0 | 0 | 0 | 0 | 0 | 0 | 0 | 0 | 0 | 0
F9_Industrial_Industrial - ID_Existing_Space Heating_Natural Gas_Ventilation - Demand Controlled_A_Achievable Economic RVT Potential | F9 | Industrial | Industrial - ID | Existing | Space Heating | Natural Gas | Ventilation - Demand Controlled | A | Incremental Winter Peak Savings (MW) | Achievable Economic RVT Potential | 0 | 0 | 0 | 0 | 0 | 0 | 0 | 0 | 0 | 0 | 0 | 0 | 0 | 0 | 0 | 0 | 0 | 0 | 0 | 0 | 0 | 0 | 0 | 0 | 0 | 0 | 0
F10_Industrial_Industrial - ID_Existing_Space Heating_Natural Gas_Ventilation - Demand Controlled_A_Achievable Economic RVT Potential | F10 | Industrial | Industrial - ID | Existing | Space Heating | Natural Gas | Ventilation - Demand Controlled | A | Cumulative Energy Savings (MWh or mTherms) | Achievable Economic RVT Potential | 0 | 0 | 0 | 0 | 0 | 0 | 0 | 0 | 0 | 0 | 0 | 0 | 0 | 0 | 0 | 0 | 0 | 0 | 0 | 0 | 0 | 0 | 0 | 0 | 0 | 0 | 0
F11_Industrial_Industrial - ID_Existing_Space Heating_Natural Gas_Ventilation - Demand Controlled_A_Achievable Economic RVT Potential | F11 | Industrial | Industrial - ID | Existing | Space Heating | Natural Gas | Ventilation - Demand Controlled | A | Cumulative Summer Peak Savings (MW) | Achievable Economic RVT Potential | 0 | 0 | 0 | 0 | 0 | 0 | 0 | 0 | 0 | 0 | 0 | 0 | 0 | 0 | 0 | 0 | 0 | 0 | 0 | 0 | 0 | 0 | 0 | 0 | 0 | 0 | 0
F12_Industrial_Industrial - ID_Existing_Space Heating_Natural Gas_Ventilation - Demand Controlled_A_Achievable Economic RVT Potential | F12 | Industrial | Industrial - ID | Existing | Space Heating | Natural Gas | Ventilation - Demand Controlled | A | Cumulative Winter Peak Savings (MW) | Achievable Economic RVT Potential | 0 | 0 | 0 | 0 | 0 | 0 | 0 | 0 | 0 | 0 | 0 | 0 | 0 | 0 | 0 | 0 | 0 | 0 | 0 | 0 | 0 | 0 | 0 | 0 | 0 | 0 | 0
F13_Industrial_Industrial - ID_Existing_Space Heating_Natural Gas_Ventilation - Demand Controlled_A_Achievable Economic RVT Potential | F13 | Industrial | Industrial - ID | Existing | Space Heating | Natural Gas | Ventilation - Demand Controlled | A | Purchases (Incremental) | Achievable Economic RVT Potential | 0 | 0 | 0 | 0 | 0 | 0 | 0 | 0 | 0 | 0 | 0 | 0 | 0 | 0 | 0 | 0 | 0 | 0 | 0 | 0 | 0 | 0 | 0 | 0 | 0 | 0 | 0
F14_Industrial_Industrial - ID_Existing_Space Heating_Natural Gas_Ventilation - Demand Controlled_A_Achievable Economic RVT Potential | F14 | Industrial | Industrial - ID | Existing | Space Heating | Natural Gas | Ventilation - Demand Controlled | A | Purchases (Cumulative) | Achievable Economic RVT Potential | 0 | 0 | 0 | 0 | 0 | 0 | 0 | 0 | 0 | 0 | 0 | 0 | 0 | 0 | 0 | 0 | 0 | 0 | 0 | 0 | 0 | 0 | 0 | 0 | 0 | 0 | 0
F1_Industrial_Industrial - ID_Existing_Space Heating_Natural Gas_Destratification Fans (HVLS)_A_Achievable Economic RVT Potential | F1 | Industrial | Industrial - ID | Existing | Space Heating | Natural Gas | Destratification Fans (HVLS) | A | Original Unit Energy Savings (kWh or therms) | Achievable Economic RVT Potential | 0 | 0 | 166639.6552 | 166326.0774 | 165989.7736 | 165634.0224 | 165261.8428 | 164876.015 | 164479.0995 | 164073.4539 | 163661.2499 | 163244.4873 | 162825.0081 | 162404.5089 | 161984.5521 | 161566.5773 | 161151.91 | 160741.7716 | 160337.2869 | 159961.7894 | 159612.0618 | 159290.5848 | 158995.0625 | 158723.3871 | 158473.6228 | 158243.992 | 158032.8624
F2_Industrial_Industrial - ID_Existing_Space Heating_Natural Gas_Destratification Fans (HVLS)_A_Achievable Economic RVT Potential | F2 | Industrial | Industrial - ID | Existing | Space Heating | Natural Gas | Destratification Fans (HVLS) | A | Original Unit Summer Peak Savings (kW) | Achievable Economic RVT Potential | 0 | 0 | 0 | 0 | 0 | 0 | 0 | 0 | 0 | 0 | 0 | 0 | 0 | 0 | 0 | 0 | 0 | 0 | 0 | 0 | 0 | 0 | 0 | 0 | 0 | 0 | 0
F3_Industrial_Industrial - ID_Existing_Space Heating_Natural Gas_Destratification Fans (HVLS)_A_Achievable Economic RVT Potential | F3 | Industrial | Industrial - ID | Existing | Space Heating | Natural Gas | Destratification Fans (HVLS) | A | Original Unit Winter Peak Savings (kW) | Achievable Economic RVT Potential | 0 | 0 | 0 | 0 | 0 | 0 | 0 | 0 | 0 | 0 | 0 | 0 | 0 | 0 | 0 | 0 | 0 | 0 | 0 | 0 | 0 | 0 | 0 | 0 | 0 | 0 | 0
F4_Industrial_Industrial - ID_Existing_Space Heating_Natural Gas_Destratification Fans (HVLS)_A_Achievable Economic RVT Potential | F4 | Industrial | Industrial - ID | Existing | Space Heating | Natural Gas | Destratification Fans (HVLS) | A | Standalone Impact on Baseline Energy (%) | Achievable Economic RVT Potential | 0 | 0 | 0.001618 | 0.0032645 | 0.0049398 | 0.0066445 | 0.0083791 | 0.010144 | 0.01194 | 0.013768 | 0.015627 | 0.01752 | 0.019445 | 0.021404 | 0.023398 | 0.025426 | 0.02749 | 0.027973 | 0.028463 | 0.028963 | 0.029471 | 0.029988 | 0.030514 | 0.031049 | 0.031594 | 0.032148 | 0.032712
F5_Industrial_Industrial - ID_Existing_Space Heating_Natural Gas_Destratification Fans (HVLS)_A_Achievable Economic RVT Potential | F5 | Industrial | Industrial - ID | Existing | Space Heating | Natural Gas | Destratification Fans (HVLS) | A | Standalone Impact on Baseline Summer Peak (%) | Achievable Economic RVT Potential | 0 | 0 | 0 | 0 | 0 | 0 | 0 | 0 | 0 | 0 | 0 | 0 | 0 | 0 | 0 | 0 | 0 | 0 | 0 | 0 | 0 | 0 | 0 | 0 | 0 | 0 | 0
F6_Industrial_Industrial - ID_Existing_Space Heating_Natural Gas_Destratification Fans (HVLS)_A_Achievable Economic RVT Potential | F6 | Industrial | Industrial - ID | Existing | Space Heating | Natural Gas | Destratification Fans (HVLS) | A | Standalone Impact on Baseline Winter Peak (%) | Achievable Economic RVT Potential | 0 | 0 | 0 | 0 | 0 | 0 | 0 | 0 | 0 | 0 | 0 | 0 | 0 | 0 | 0 | 0 | 0 | 0 | 0 | 0 | 0 | 0 | 0 | 0 | 0 | 0 | 0
F7_Industrial_Industrial - ID_Existing_Space Heating_Natural Gas_Destratification Fans (HVLS)_A_Achievable Economic RVT Potential | F7 | Industrial | Industrial - ID | Existing | Space Heating | Natural Gas | Destratification Fans (HVLS) | A | Incremental Energy Savings (MWh or mTherms) | Achievable Economic RVT Potential | 0 | 0 | 0 | 0 | 0 | 0 | 0 | 0 | 0 | 0 | 0 | 0 | 0 | 0 | 0 | 0 | 0 | 0 | 0 | 0 | 0 | 0 | 0 | 0 | 0 | 0 | 0
F8_Industrial_Industrial - ID_Existing_Space Heating_Natural Gas_Destratification Fans (HVLS)_A_Achievable Economic RVT Potential | F8 | Industrial | Industrial - ID | Existing | Space Heating | Natural Gas | Destratification Fans (HVLS) | A | Incremental Summer Peak Savings (MW) | Achievable Economic RVT Potential | 0 | 0 | 0 | 0 | 0 | 0 | 0 | 0 | 0 | 0 | 0 | 0 | 0 | 0 | 0 | 0 | 0 | 0 | 0 | 0 | 0 | 0 | 0 | 0 | 0 | 0 | 0
F9_Industrial_Industrial - ID_Existing_Space Heating_Natural Gas_Destratification Fans (HVLS)_A_Achievable Economic RVT Potential | F9 | Industrial | Industrial - ID | Existing | Space Heating | Natural Gas | Destratification Fans (HVLS) | A | Incremental Winter Peak Savings (MW) | Achievable Economic RVT Potential | 0 | 0 | 0 | 0 | 0 | 0 | 0 | 0 | 0 | 0 | 0 | 0 | 0 | 0 | 0 | 0 | 0 | 0 | 0 | 0 | 0 | 0 | 0 | 0 | 0 | 0 | 0
F10_Industrial_Industrial - ID_Existing_Space Heating_Natural Gas_Destratification Fans (HVLS)_A_Achievable Economic RVT Potential | F10 | Industrial | Industrial - ID | Existing | Space Heating | Natural Gas | Destratification Fans (HVLS) | A | Cumulative Energy Savings (MWh or mTherms) | Achievable Economic RVT Potential | 0 | 0 | 0 | 0 | 0 | 0 | 0 | 0 | 0 | 0 | 0 | 0 | 0 | 0 | 0 | 0 | 0 | 0 | 0 | 0 | 0 | 0 | 0 | 0 | 0 | 0 | 0
F11_Industrial_Industrial - ID_Existing_Space Heating_Natural Gas_Destratification Fans (HVLS)_A_Achievable Economic RVT Potential | F11 | Industrial | Industrial - ID | Existing | Space Heating | Natural Gas | Destratification Fans (HVLS) | A | Cumulative Summer Peak Savings (MW) | Achievable Economic RVT Potential | 0 | 0 | 0 | 0 | 0 | 0 | 0 | 0 | 0 | 0 | 0 | 0 | 0 | 0 | 0 | 0 | 0 | 0 | 0 | 0 | 0 | 0 | 0 | 0 | 0 | 0 | 0
F12_Industrial_Industrial - ID_Existing_Space Heating_Natural Gas_Destratification Fans (HVLS)_A_Achievable Economic RVT Potential | F12 | Industrial | Industrial - ID | Existing | Space Heating | Natural Gas | Destratification Fans (HVLS) | A | Cumulative Winter Peak Savings (MW) | Achievable Economic RVT Potential | 0 | 0 | 0 | 0 | 0 | 0 | 0 | 0 | 0 | 0 | 0 | 0 | 0 | 0 | 0 | 0 | 0 | 0 | 0 | 0 | 0 | 0 | 0 | 0 | 0 | 0 | 0
F13_Industrial_Industrial - ID_Existing_Space Heating_Natural Gas_Destratification Fans (HVLS)_A_Achievable Economic RVT Potential | F13 | Industrial | Industrial - ID | Existing | Space Heating | Natural Gas | Destratification Fans (HVLS) | A | Purchases (Incremental) | Achievable Economic RVT Potential | 0 | 0 | 0 | 0 | 0 | 0 | 0 | 0 | 0 | 0 | 0 | 0 | 0 | 0 | 0 | 0 | 0 | 0 | 0 | 0 | 0 | 0 | 0 | 0 | 0 | 0 | 0
F14_Industrial_Industrial - ID_Existing_Space Heating_Natural Gas_Destratification Fans (HVLS)_A_Achievable Economic RVT Potential | F14 | Industrial | Industrial - ID | Existing | Space Heating | Natural Gas | Destratification Fans (HVLS) | A | Purchases (Cumulative) | Achievable Economic RVT Potential | 0 | 0 | 0 | 0 | 0 | 0 | 0 | 0 | 0 | 0 | 0 | 0 | 0 | 0 | 0 | 0 | 0 | 0 | 0 | 0 | 0 | 0 | 0 | 0 | 0 | 0 | 0
F1_Industrial_Industrial - ID_Existing_Space Heating_Natural Gas_Condensing RTU_A_Achievable Economic RVT Potential | F1 | Industrial | Industrial - ID | Existing | Space Heating | Natural Gas | Condensing RTU | A | Original Unit Energy Savings (kWh or therms) | Achievable Economic RVT Potential | 0 | 0 | 0.082869 | 0.082716 | 0.082522 | 0.082291 | 0.082026 | 0.081732 | 0.081412 | 0.081069 | 0.080705 | 0.080324 | 0.079927 | 0.079517 | 0.079097 | 0.078667 | 0.07823 | 0.077788 | 0.077341 | 0.076925 | 0.076536 | 0.076177 | 0.075845 | 0.075539 | 0.075257 | 0.074996 | 0.074755
F2_Industrial_Industrial - ID_Existing_Space Heating_Natural Gas_Condensing RTU_A_Achievable Economic RVT Potential | F2 | Industrial | Industrial - ID | Existing | Space Heating | Natural Gas | Condensing RTU | A | Original Unit Summer Peak Savings (kW) | Achievable Economic RVT Potential | 0 | 0 | 0 | 0 | 0 | 0 | 0 | 0 | 0 | 0 | 0 | 0 | 0 | 0 | 0 | 0 | 0 | 0 | 0 | 0 | 0 | 0 | 0 | 0 | 0 | 0 | 0
F3_Industrial_Industrial - ID_Existing_Space Heating_Natural Gas_Condensing RTU_A_Achievable Economic RVT Potential | F3 | Industrial | Industrial - ID | Existing | Space Heating | Natural Gas | Condensing RTU | A | Original Unit Winter Peak Savings (kW) | Achievable Economic RVT Potential | 0 | 0 | 0 | 0 | 0 | 0 | 0 | 0 | 0 | 0 | 0 | 0 | 0 | 0 | 0 | 0 | 0 | 0 | 0 | 0 | 0 | 0 | 0 | 0 | 0 | 0 | 0
F4_Industrial_Industrial - ID_Existing_Space Heating_Natural Gas_Condensing RTU_A_Achievable Economic RVT Potential | F4 | Industrial | Industrial - ID | Existing | Space Heating | Natural Gas | Condensing RTU | A | Standalone Impact on Baseline Energy (%) | Achievable Economic RVT Potential | 0 | 0 | 0 | 0 | 0 | 0 | 0 | 0 | 0 | 0 | 0 | 0 | 0 | 0 | 0 | 0 | 0 | 0 | 0 | 0 | 0 | 0 | 0 | 0 | 0 | 0 | 0
F5_Industrial_Industrial - ID_Existing_Space Heating_Natural Gas_Condensing RTU_A_Achievable Economic RVT Potential | F5 | Industrial | Industrial - ID | Existing | Space Heating | Natural Gas | Condensing RTU | A | Standalone Impact on Baseline Summer Peak (%) | Achievable Economic RVT Potential | 0 | 0 | 0 | 0 | 0 | 0 | 0 | 0 | 0 | 0 | 0 | 0 | 0 | 0 | 0 | 0 | 0 | 0 | 0 | 0 | 0 | 0 | 0 | 0 | 0 | 0 | 0
F6_Industrial_Industrial - ID_Existing_Space Heating_Natural Gas_Condensing RTU_A_Achievable Economic RVT Potential | F6 | Industrial | Industrial - ID | Existing | Space Heating | Natural Gas | Condensing RTU | A | Standalone Impact on Baseline Winter Peak (%) | Achievable Economic RVT Potential | 0 | 0 | 0 | 0 | 0 | 0 | 0 | 0 | 0 | 0 | 0 | 0 | 0 | 0 | 0 | 0 | 0 | 0 | 0 | 0 | 0 | 0 | 0 | 0 | 0 | 0 | 0
F7_Industrial_Industrial - ID_Existing_Space Heating_Natural Gas_Condensing RTU_A_Achievable Economic RVT Potential | F7 | Industrial | Industrial - ID | Existing | Space Heating | Natural Gas | Condensing RTU | A | Incremental Energy Savings (MWh or mTherms) | Achievable Economic RVT Potential | 0 | 0 | 0 | 0 | 0 | 0 | 0 | 0 | 0 | 0 | 0 | 0 | 0 | 0 | 0 | 0 | 0 | 0 | 0 | 0 | 0 | 0 | 0 | 0 | 0 | 0 | 0
F8_Industrial_Industrial - ID_Existing_Space Heating_Natural Gas_Condensing RTU_A_Achievable Economic RVT Potential | F8 | Industrial | Industrial - ID | Existing | Space Heating | Natural Gas | Condensing RTU | A | Incremental Summer Peak Savings (MW) | Achievable Economic RVT Potential | 0 | 0 | 0 | 0 | 0 | 0 | 0 | 0 | 0 | 0 | 0 | 0 | 0 | 0 | 0 | 0 | 0 | 0 | 0 | 0 | 0 | 0 | 0 | 0 | 0 | 0 | 0
F9_Industrial_Industrial - ID_Existing_Space Heating_Natural Gas_Condensing RTU_A_Achievable Economic RVT Potential | F9 | Industrial | Industrial - ID | Existing | Space Heating | Natural Gas | Condensing RTU | A | Incremental Winter Peak Savings (MW) | Achievable Economic RVT Potential | 0 | 0 | 0 | 0 | 0 | 0 | 0 | 0 | 0 | 0 | 0 | 0 | 0 | 0 | 0 | 0 | 0 | 0 | 0 | 0 | 0 | 0 | 0 | 0 | 0 | 0 | 0
F10_Industrial_Industrial - ID_Existing_Space Heating_Natural Gas_Condensing RTU_A_Achievable Economic RVT Potential | F10 | Industrial | Industrial - ID | Existing | Space Heating | Natural Gas | Condensing RTU | A | Cumulative Energy Savings (MWh or mTherms) | Achievable Economic RVT Potential | 0 | 0 | 0 | 0 | 0 | 0 | 0 | 0 | 0 | 0 | 0 | 0 | 0 | 0 | 0 | 0 | 0 | 0 | 0 | 0 | 0 | 0 | 0 | 0 | 0 | 0 | 0
F11_Industrial_Industrial - ID_Existing_Space Heating_Natural Gas_Condensing RTU_A_Achievable Economic RVT Potential | F11 | Industrial | Industrial - ID | Existing | Space Heating | Natural Gas | Condensing RTU | A | Cumulative Summer Peak Savings (MW) | Achievable Economic RVT Potential | 0 | 0 | 0 | 0 | 0 | 0 | 0 | 0 | 0 | 0 | 0 | 0 | 0 | 0 | 0 | 0 | 0 | 0 | 0 | 0 | 0 | 0 | 0 | 0 | 0 | 0 | 0
F12_Industrial_Industrial - ID_Existing_Space Heating_Natural Gas_Condensing RTU_A_Achievable Economic RVT Potential | F12 | Industrial | Industrial - ID | Existing | Space Heating | Natural Gas | Condensing RTU | A | Cumulative Winter Peak Savings (MW) | Achievable Economic RVT Potential | 0 | 0 | 0 | 0 | 0 | 0 | 0 | 0 | 0 | 0 | 0 | 0 | 0 | 0 | 0 | 0 | 0 | 0 | 0 | 0 | 0 | 0 | 0 | 0 | 0 | 0 | 0
F13_Industrial_Industrial - ID_Existing_Space Heating_Natural Gas_Condensing RTU_A_Achievable Economic RVT Potential | F13 | Industrial | Industrial - ID | Existing | Space Heating | Natural Gas | Condensing RTU | A | Purchases (Incremental) | Achievable Economic RVT Potential | 0 | 0 | 0 | 0 | 0 | 0 | 0 | 0 | 0 | 0 | 0 | 0 | 0 | 0 | 0 | 0 | 0 | 0 | 0 | 0 | 0 | 0 | 0 | 0 | 0 | 0 | 0
F14_Industrial_Industrial - ID_Existing_Space Heating_Natural Gas_Condensing RTU_A_Achievable Economic RVT Potential | F14 | Industrial | Industrial - ID | Existing | Space Heating | Natural Gas | Condensing RTU | A | Purchases (Cumulative) | Achievable Economic RVT Potential | 0 | 0 | 0 | 0 | 0 | 0 | 0 | 0 | 0 | 0 | 0 | 0 | 0 | 0 | 0 | 0 | 0 | 0 | 0 | 0 | 0 | 0 | 0 | 0 | 0 | 0 | 0
F1_Industrial_Industrial - ID_Existing_Space Heating_Natural Gas_Industrial Air Curtains_A_Achievable Economic RVT Potential | F1 | Industrial | Industrial - ID | Existing | Space Heating | Natural Gas | Industrial Air Curtains | A | Original Unit Energy Savings (kWh or therms) | Achievable Economic RVT Potential | 0 | 0 | -0.018168 | -0.018134 | -0.018098 | -0.018059 | -0.018018 | -0.017976 | -0.017933 | -0.017889 | -0.017844 | -0.017798 | -0.017753 | -0.017707 | -0.017661 | -0.017615 | -0.01757 | -0.017525 | -0.017481 | -0.01744 | -0.017402 | -0.017367 | -0.017335 | -0.017305 | -0.017278 | -0.017253 | -0.01723
F2_Industrial_Industrial - ID_Existing_Space Heating_Natural Gas_Industrial Air Curtains_A_Achievable Economic RVT Potential | F2 | Industrial | Industrial - ID | Existing | Space Heating | Natural Gas | Industrial Air Curtains | A | Original Unit Summer Peak Savings (kW) | Achievable Economic RVT Potential | 0 | 0 | 0 | 0 | 0 | 0 | 0 | 0 | 0 | 0 | 0 | 0 | 0 | 0 | 0 | 0 | 0 | 0 | 0 | 0 | 0 | 0 | 0 | 0 | 0 | 0 | 0
F3_Industrial_Industrial - ID_Existing_Space Heating_Natural Gas_Industrial Air Curtains_A_Achievable Economic RVT Potential | F3 | Industrial | Industrial - ID | Existing | Space Heating | Natural Gas | Industrial Air Curtains | A | Original Unit Winter Peak Savings (kW) | Achievable Economic RVT Potential | 0 | 0 | 0 | 0 | 0 | 0 | 0 | 0 | 0 | 0 | 0 | 0 | 0 | 0 | 0 | 0 | 0 | 0 | 0 | 0 | 0 | 0 | 0 | 0 | 0 | 0 | 0
F4_Industrial_Industrial - ID_Existing_Space Heating_Natural Gas_Industrial Air Curtains_A_Achievable Economic RVT Potential | F4 | Industrial | Industrial - ID | Existing | Space Heating | Natural Gas | Industrial Air Curtains | A | Standalone Impact on Baseline Energy (%) | Achievable Economic RVT Potential | 0 | 0 | 0 | 0 | 0 | 0 | 0 | 0 | 0 | 0 | 0 | 0 | 0 | 0 | 0 | 0 | 0 | 0 | 0 | 0 | 0 | 0 | 0 | 0 | 0 | 0 | 0
F5_Industrial_Industrial - ID_Existing_Space Heating_Natural Gas_Industrial Air Curtains_A_Achievable Economic RVT Potential | F5 | Industrial | Industrial - ID | Existing | Space Heating | Natural Gas | Industrial Air Curtains | A | Standalone Impact on Baseline Summer Peak (%) | Achievable Economic RVT Potential | 0 | 0 | 0 | 0 | 0 | 0 | 0 | 0 | 0 | 0 | 0 | 0 | 0 | 0 | 0 | 0 | 0 | 0 | 0 | 0 | 0 | 0 | 0 | 0 | 0 | 0 | 0
F6_Industrial_Industrial - ID_Existing_Space Heating_Natural Gas_Industrial Air Curtains_A_Achievable Economic RVT Potential | F6 | Industrial | Industrial - ID | Existing | Space Heating | Natural Gas | Industrial Air Curtains | A | Standalone Impact on Baseline Winter Peak (%) | Achievable Economic RVT Potential | 0 | 0 | 0 | 0 | 0 | 0 | 0 | 0 | 0 | 0 | 0 | 0 | 0 | 0 | 0 | 0 | 0 | 0 | 0 | 0 | 0 | 0 | 0 | 0 | 0 | 0 | 0
F7_Industrial_Industrial - ID_Existing_Space Heating_Natural Gas_Industrial Air Curtains_A_Achievable Economic RVT Potential | F7 | Industrial | Industrial - ID | Existing | Space Heating | Natural Gas | Industrial Air Curtains | A | Incremental Energy Savings (MWh or mTherms) | Achievable Economic RVT Potential | 0 | 0 | 0 | 0 | 0 | 0 | 0 | 0 | 0 | 0 | 0 | 0 | 0 | 0 | 0 | 0 | 0 | 0 | 0 | 0 | 0 | 0 | 0 | 0 | 0 | 0 | 0
F8_Industrial_Industrial - ID_Existing_Space Heating_Natural Gas_Industrial Air Curtains_A_Achievable Economic RVT Potential | F8 | Industrial | Industrial - ID | Existing | Space Heating | Natural Gas | Industrial Air Curtains | A | Incremental Summer Peak Savings (MW) | Achievable Economic RVT Potential | 0 | 0 | 0 | 0 | 0 | 0 | 0 | 0 | 0 | 0 | 0 | 0 | 0 | 0 | 0 | 0 | 0 | 0 | 0 | 0 | 0 | 0 | 0 | 0 | 0 | 0 | 0
F9_Industrial_Industrial - ID_Existing_Space Heating_Natural Gas_Industrial Air Curtains_A_Achievable Economic RVT Potential | F9 | Industrial | Industrial - ID | Existing | Space Heating | Natural Gas | Industrial Air Curtains | A | Incremental Winter Peak Savings (MW) | Achievable Economic RVT Potential | 0 | 0 | 0 | 0 | 0 | 0 | 0 | 0 | 0 | 0 | 0 | 0 | 0 | 0 | 0 | 0 | 0 | 0 | 0 | 0 | 0 | 0 | 0 | 0 | 0 | 0 | 0
F10_Industrial_Industrial - ID_Existing_Space Heating_Natural Gas_Industrial Air Curtains_A_Achievable Economic RVT Potential | F10 | Industrial | Industrial - ID | Existing | Space Heating | Natural Gas | Industrial Air Curtains | A | Cumulative Energy Savings (MWh or mTherms) | Achievable Economic RVT Potential | 0 | 0 | 0 | 0 | 0 | 0 | 0 | 0 | 0 | 0 | 0 | 0 | 0 | 0 | 0 | 0 | 0 | 0 | 0 | 0 | 0 | 0 | 0 | 0 | 0 | 0 | 0
F11_Industrial_Industrial - ID_Existing_Space Heating_Natural Gas_Industrial Air Curtains_A_Achievable Economic RVT Potential | F11 | Industrial | Industrial - ID | Existing | Space Heating | Natural Gas | Industrial Air Curtains | A | Cumulative Summer Peak Savings (MW) | Achievable Economic RVT Potential | 0 | 0 | 0 | 0 | 0 | 0 | 0 | 0 | 0 | 0 | 0 | 0 | 0 | 0 | 0 | 0 | 0 | 0 | 0 | 0 | 0 | 0 | 0 | 0 | 0 | 0 | 0
F12_Industrial_Industrial - ID_Existing_Space Heating_Natural Gas_Industrial Air Curtains_A_Achievable Economic RVT Potential | F12 | Industrial | Industrial - ID | Existing | Space Heating | Natural Gas | Industrial Air Curtains | A | Cumulative Winter Peak Savings (MW) | Achievable Economic RVT Potential | 0 | 0 | 0 | 0 | 0 | 0 | 0 | 0 | 0 | 0 | 0 | 0 | 0 | 0 | 0 | 0 | 0 | 0 | 0 | 0 | 0 | 0 | 0 | 0 | 0 | 0 | 0
F13_Industrial_Industrial - ID_Existing_Space Heating_Natural Gas_Industrial Air Curtains_A_Achievable Economic RVT Potential | F13 | Industrial | Industrial - ID | Existing | Space Heating | Natural Gas | Industrial Air Curtains | A | Purchases (Incremental) | Achievable Economic RVT Potential | 0 | 0 | 0 | 0 | 0 | 0 | 0 | 0 | 0 | 0 | 0 | 0 | 0 | 0 | 0 | 0 | 0 | 0 | 0 | 0 | 0 | 0 | 0 | 0 | 0 | 0 | 0
F14_Industrial_Industrial - ID_Existing_Space Heating_Natural Gas_Industrial Air Curtains_A_Achievable Economic RVT Potential | F14 | Industrial | Industrial - ID | Existing | Space Heating | Natural Gas | Industrial Air Curtains | A | Purchases (Cumulative) | Achievable Economic RVT Potential | 0 | 0 | 0 | 0 | 0 | 0 | 0 | 0 | 0 | 0 | 0 | 0 | 0 | 0 | 0 | 0 | 0 | 0 | 0 | 0 | 0 | 0 | 0 | 0 | 0 | 0 | 0
F1_Industrial_Industrial - ID_Existing_Space Heating_Natural Gas_HVAC - Energy Recovery Ventilator_A_Achievable Economic RVT Potential | F1 | Industrial | Industrial - ID | Existing | Space Heating | Natural Gas | HVAC - Energy Recovery Ventilator | A | Original Unit Energy Savings (kWh or therms) | Achievable Economic RVT Potential | 0 | 0 | 0.20875 | 0.20836 | 0.20793 | 0.20749 | 0.20702 | 0.20654 | 0.20604 | 0.20553 | 0.20502 | 0.2045 | 0.20397 | 0.20344 | 0.20292 | 0.20239 | 0.20187 | 0.20136 | 0.20085 | 0.20038 | 0.19995 | 0.19954 | 0.19917 | 0.19883 | 0.19852 | 0.19823 | 0.19797
F2_Industrial_Industrial - ID_Existing_Space Heating_Natural Gas_HVAC - Energy Recovery Ventilator_A_Achievable Economic RVT Potential | F2 | Industrial | Industrial - ID | Existing | Space Heating | Natural Gas | HVAC - Energy Recovery Ventilator | A | Original Unit Summer Peak Savings (kW) | Achievable Economic RVT Potential | 0 | 0 | 0 | 0 | 0 | 0 | 0 | 0 | 0 | 0 | 0 | 0 | 0 | 0 | 0 | 0 | 0 | 0 | 0 | 0 | 0 | 0 | 0 | 0 | 0 | 0 | 0
F3_Industrial_Industrial - ID_Existing_Space Heating_Natural Gas_HVAC - Energy Recovery Ventilator_A_Achievable Economic RVT Potential | F3 | Industrial | Industrial - ID | Existing | Space Heating | Natural Gas | HVAC - Energy Recovery Ventilator | A | Original Unit Winter Peak Savings (kW) | Achievable Economic RVT Potential | 0 | 0 | 0 | 0 | 0 | 0 | 0 | 0 | 0 | 0 | 0 | 0 | 0 | 0 | 0 | 0 | 0 | 0 | 0 | 0 | 0 | 0 | 0 | 0 | 0 | 0 | 0
F4_Industrial_Industrial - ID_Existing_Space Heating_Natural Gas_HVAC - Energy Recovery Ventilator_A_Achievable Economic RVT Potential | F4 | Industrial | Industrial - ID | Existing | Space Heating | Natural Gas | HVAC - Energy Recovery Ventilator | A | Standalone Impact on Baseline Energy (%) | Achievable Economic RVT Potential | 0 | 0 | 0.0006375 | 0.0012862 | 0.0019462 | 0.0026179 | 0.0033013 | 0.0039967 | 0.0047044 | 0.0054244 | 0.0061571 | 0.0069026 | 0.0076612 | 0.0084331 | 0.0092185 | 0.010018 | 0.010831 | 0.011659 | 0.012501 | 0.013357 | 0.014229 | 0.015116 | 0.015382 | 0.015651 | 0.015926 | 0.016205 | 0.01649
F5_Industrial_Industrial - ID_Existing_Space Heating_Natural Gas_HVAC - Energy Recovery Ventilator_A_Achievable Economic RVT Potential | F5 | Industrial | Industrial - ID | Existing | Space Heating | Natural Gas | HVAC - Energy Recovery Ventilator | A | Standalone Impact on Baseline Summer Peak (%) | Achievable Economic RVT Potential | 0 | 0 | 0 | 0 | 0 | 0 | 0 | 0 | 0 | 0 | 0 | 0 | 0 | 0 | 0 | 0 | 0 | 0 | 0 | 0 | 0 | 0 | 0 | 0 | 0 | 0 | 0
F6_Industrial_Industrial - ID_Existing_Space Heating_Natural Gas_HVAC - Energy Recovery Ventilator_A_Achievable Economic RVT Potential | F6 | Industrial | Industrial - ID | Existing | Space Heating | Natural Gas | HVAC - Energy Recovery Ventilator | A | Standalone Impact on Baseline Winter Peak (%) | Achievable Economic RVT Potential | 0 | 0 | 0 | 0 | 0 | 0 | 0 | 0 | 0 | 0 | 0 | 0 | 0 | 0 | 0 | 0 | 0 | 0 | 0 | 0 | 0 | 0 | 0 | 0 | 0 | 0 | 0
F7_Industrial_Industrial - ID_Existing_Space Heating_Natural Gas_HVAC - Energy Recovery Ventilator_A_Achievable Economic RVT Potential | F7 | Industrial | Industrial - ID | Existing | Space Heating | Natural Gas | HVAC - Energy Recovery Ventilator | A | Incremental Energy Savings (MWh or mTherms) | Achievable Economic RVT Potential | 0 | 0 | 0 | 0 | 0 | 0 | 0 | 0 | 0 | 0 | 0 | 0 | 0 | 0 | 0 | 0 | 0 | 0 | 0 | 0 | 0 | 0 | 0 | 0 | 0 | 0 | 0
F8_Industrial_Industrial - ID_Existing_Space Heating_Natural Gas_HVAC - Energy Recovery Ventilator_A_Achievable Economic RVT Potential | F8 | Industrial | Industrial - ID | Existing | Space Heating | Natural Gas | HVAC - Energy Recovery Ventilator | A | Incremental Summer Peak Savings (MW) | Achievable Economic RVT Potential | 0 | 0 | 0 | 0 | 0 | 0 | 0 | 0 | 0 | 0 | 0 | 0 | 0 | 0 | 0 | 0 | 0 | 0 | 0 | 0 | 0 | 0 | 0 | 0 | 0 | 0 | 0
F9_Industrial_Industrial - ID_Existing_Space Heating_Natural Gas_HVAC - Energy Recovery Ventilator_A_Achievable Economic RVT Potential | F9 | Industrial | Industrial - ID | Existing | Space Heating | Natural Gas | HVAC - Energy Recovery Ventilator | A | Incremental Winter Peak Savings (MW) | Achievable Economic RVT Potential | 0 | 0 | 0 | 0 | 0 | 0 | 0 | 0 | 0 | 0 | 0 | 0 | 0 | 0 | 0 | 0 | 0 | 0 | 0 | 0 | 0 | 0 | 0 | 0 | 0 | 0 | 0
F10_Industrial_Industrial - ID_Existing_Space Heating_Natural Gas_HVAC - Energy Recovery Ventilator_A_Achievable Economic RVT Potential | F10 | Industrial | Industrial - ID | Existing | Space Heating | Natural Gas | HVAC - Energy Recovery Ventilator | A | Cumulative Energy Savings (MWh or mTherms) | Achievable Economic RVT Potential | 0 | 0 | 0 | 0 | 0 | 0 | 0 | 0 | 0 | 0 | 0 | 0 | 0 | 0 | 0 | 0 | 0 | 0 | 0 | 0 | 0 | 0 | 0 | 0 | 0 | 0 | 0
F11_Industrial_Industrial - ID_Existing_Space Heating_Natural Gas_HVAC - Energy Recovery Ventilator_A_Achievable Economic RVT Potential | F11 | Industrial | Industrial - ID | Existing | Space Heating | Natural Gas | HVAC - Energy Recovery Ventilator | A | Cumulative Summer Peak Savings (MW) | Achievable Economic RVT Potential | 0 | 0 | 0 | 0 | 0 | 0 | 0 | 0 | 0 | 0 | 0 | 0 | 0 | 0 | 0 | 0 | 0 | 0 | 0 | 0 | 0 | 0 | 0 | 0 | 0 | 0 | 0
F12_Industrial_Industrial - ID_Existing_Space Heating_Natural Gas_HVAC - Energy Recovery Ventilator_A_Achievable Economic RVT Potential | F12 | Industrial | Industrial - ID | Existing | Space Heating | Natural Gas | HVAC - Energy Recovery Ventilator | A | Cumulative Winter Peak Savings (MW) | Achievable Economic RVT Potential | 0 | 0 | 0 | 0 | 0 | 0 | 0 | 0 | 0 | 0 | 0 | 0 | 0 | 0 | 0 | 0 | 0 | 0 | 0 | 0 | 0 | 0 | 0 | 0 | 0 | 0 | 0
F13_Industrial_Industrial - ID_Existing_Space Heating_Natural Gas_HVAC - Energy Recovery Ventilator_A_Achievable Economic RVT Potential | F13 | Industrial | Industrial - ID | Existing | Space Heating | Natural Gas | HVAC - Energy Recovery Ventilator | A | Purchases (Incremental) | Achievable Economic RVT Potential | 0 | 0 | 0 | 0 | 0 | 0 | 0 | 0 | 0 | 0 | 0 | 0 | 0 | 0 | 0 | 0 | 0 | 0 | 0 | 0 | 0 | 0 | 0 | 0 | 0 | 0 | 0
F14_Industrial_Industrial - ID_Existing_Space Heating_Natural Gas_HVAC - Energy Recovery Ventilator_A_Achievable Economic RVT Potential | F14 | Industrial | Industrial - ID | Existing | Space Heating | Natural Gas | HVAC - Energy Recovery Ventilator | A | Purchases (Cumulative) | Achievable Economic RVT Potential | 0 | 0 | 0 | 0 | 0 | 0 | 0 | 0 | 0 | 0 | 0 | 0 | 0 | 0 | 0 | 0 | 0 | 0 | 0 | 0 | 0 | 0 | 0 | 0 | 0 | 0 | 0
F1_Industrial_Industrial - ID_Existing_Space Heating_Natural Gas_Thermostat - Connected_A_Achievable Economic RVT Potential | F1 | Industrial | Industrial - ID | Existing | Space Heating | Natural Gas | Thermostat - Connected | A | Original Unit Energy Savings (kWh or therms) | Achievable Economic RVT Potential | 0 | 0 | 10062.5451 | 10043.6097 | 10023.302 | 10001.8199 | 9979.3458 | 9956.0476 | 9932.0798 | 9907.5849 | 9882.6939 | 9857.5277 | 9832.1974 | 9806.8055 | 9781.4464 | 9756.207 | 9731.1673 | 9706.4011 | 9681.9762 | 9659.3018 | 9638.1835 | 9618.7711 | 9600.9259 | 9584.5208 | 9569.4388 | 9555.5725 | 9542.8234
F2_Industrial_Industrial - ID_Existing_Space Heating_Natural Gas_Thermostat - Connected_A_Achievable Economic RVT Potential | F2 | Industrial | Industrial - ID | Existing | Space Heating | Natural Gas | Thermostat - Connected | A | Original Unit Summer Peak Savings (kW) | Achievable Economic RVT Potential | 0 | 0 | 0 | 0 | 0 | 0 | 0 | 0 | 0 | 0 | 0 | 0 | 0 | 0 | 0 | 0 | 0 | 0 | 0 | 0 | 0 | 0 | 0 | 0 | 0 | 0 | 0
F3_Industrial_Industrial - ID_Existing_Space Heating_Natural Gas_Thermostat - Connected_A_Achievable Economic RVT Potential | F3 | Industrial | Industrial - ID | Existing | Space Heating | Natural Gas | Thermostat - Connected | A | Original Unit Winter Peak Savings (kW) | Achievable Economic RVT Potential | 0 | 0 | 0 | 0 | 0 | 0 | 0 | 0 | 0 | 0 | 0 | 0 | 0 | 0 | 0 | 0 | 0 | 0 | 0 | 0 | 0 | 0 | 0 | 0 | 0 | 0 | 0
F4_Industrial_Industrial - ID_Existing_Space Heating_Natural Gas_Thermostat - Connected_A_Achievable Economic RVT Potential | F4 | Industrial | Industrial - ID | Existing | Space Heating | Natural Gas | Thermostat - Connected | A | Standalone Impact on Baseline Energy (%) | Achievable Economic RVT Potential | 0 | 0 | 0.0015496 | 0.0031263 | 0.0047307 | 0.0063632 | 0.0080244 | 0.0081652 | 0.0083084 | 0.0084542 | 0.0086025 | 0.0087534 | 0.008907 | 0.0090633 | 0.0092223 | 0.0093841 | 0.0095487 | 0.0097162 | 0.0098867 | 0.01006 | 0.010237 | 0.010416 | 0.010599 | 0.010785 | 0.010974 | 0.011167 | 0.011363
F5_Industrial_Industrial - ID_Existing_Space Heating_Natural Gas_Thermostat - Connected_A_Achievable Economic RVT Potential | F5 | Industrial | Industrial - ID | Existing | Space Heating | Natural Gas | Thermostat - Connected | A | Standalone Impact on Baseline Summer Peak (%) | Achievable Economic RVT Potential | 0 | 0 | 0 | 0 | 0 | 0 | 0 | 0 | 0 | 0 | 0 | 0 | 0 | 0 | 0 | 0 | 0 | 0 | 0 | 0 | 0 | 0 | 0 | 0 | 0 | 0 | 0
F6_Industrial_Industrial - ID_Existing_Space Heating_Natural Gas_Thermostat - Connected_A_Achievable Economic RVT Potential | F6 | Industrial | Industrial - ID | Existing | Space Heating | Natural Gas | Thermostat - Connected | A | Standalone Impact on Baseline Winter Peak (%) | Achievable Economic RVT Potential | 0 | 0 | 0 | 0 | 0 | 0 | 0 | 0 | 0 | 0 | 0 | 0 | 0 | 0 | 0 | 0 | 0 | 0 | 0 | 0 | 0 | 0 | 0 | 0 | 0 | 0 | 0
F7_Industrial_Industrial - ID_Existing_Space Heating_Natural Gas_Thermostat - Connected_A_Achievable Economic RVT Potential | F7 | Industrial | Industrial - ID | Existing | Space Heating | Natural Gas | Thermostat - Connected | A | Incremental Energy Savings (MWh or mTherms) | Achievable Economic RVT Potential | 0 | 0 | 0 | 0 | 0 | 0 | 0 | 0 | 0 | 0 | 0 | 0 | 0 | 0 | 0 | 0 | 0 | 0 | 0 | 0 | 0 | 0 | 0 | 0 | 0 | 0 | 0
F8_Industrial_Industrial - ID_Existing_Space Heating_Natural Gas_Thermostat - Connected_A_Achievable Economic RVT Potential | F8 | Industrial | Industrial - ID | Existing | Space Heating | Natural Gas | Thermostat - Connected | A | Incremental Summer Peak Savings (MW) | Achievable Economic RVT Potential | 0 | 0 | 0 | 0 | 0 | 0 | 0 | 0 | 0 | 0 | 0 | 0 | 0 | 0 | 0 | 0 | 0 | 0 | 0 | 0 | 0 | 0 | 0 | 0 | 0 | 0 | 0
F9_Industrial_Industrial - ID_Existing_Space Heating_Natural Gas_Thermostat - Connected_A_Achievable Economic RVT Potential | F9 | Industrial | Industrial - ID | Existing | Space Heating | Natural Gas | Thermostat - Connected | A | Incremental Winter Peak Savings (MW) | Achievable Economic RVT Potential | 0 | 0 | 0 | 0 | 0 | 0 | 0 | 0 | 0 | 0 | 0 | 0 | 0 | 0 | 0 | 0 | 0 | 0 | 0 | 0 | 0 | 0 | 0 | 0 | 0 | 0 | 0
F10_Industrial_Industrial - ID_Existing_Space Heating_Natural Gas_Thermostat - Connected_A_Achievable Economic RVT Potential | F10 | Industrial | Industrial - ID | Existing | Space Heating | Natural Gas | Thermostat - Connected | A | Cumulative Energy Savings (MWh or mTherms) | Achievable Economic RVT Potential | 0 | 0 | 0 | 0 | 0 | 0 | 0 | 0 | 0 | 0 | 0 | 0 | 0 | 0 | 0 | 0 | 0 | 0 | 0 | 0 | 0 | 0 | 0 | 0 | 0 | 0 | 0
F11_Industrial_Industrial - ID_Existing_Space Heating_Natural Gas_Thermostat - Connected_A_Achievable Economic RVT Potential | F11 | Industrial | Industrial - ID | Existing | Space Heating | Natural Gas | Thermostat - Connected | A | Cumulative Summer Peak Savings (MW) | Achievable Economic RVT Potential | 0 | 0 | 0 | 0 | 0 | 0 | 0 | 0 | 0 | 0 | 0 | 0 | 0 | 0 | 0 | 0 | 0 | 0 | 0 | 0 | 0 | 0 | 0 | 0 | 0 | 0 | 0
F12_Industrial_Industrial - ID_Existing_Space Heating_Natural Gas_Thermostat - Connected_A_Achievable Economic RVT Potential | F12 | Industrial | Industrial - ID | Existing | Space Heating | Natural Gas | Thermostat - Connected | A | Cumulative Winter Peak Savings (MW) | Achievable Economic RVT Potential | 0 | 0 | 0 | 0 | 0 | 0 | 0 | 0 | 0 | 0 | 0 | 0 | 0 | 0 | 0 | 0 | 0 | 0 | 0 | 0 | 0 | 0 | 0 | 0 | 0 | 0 | 0
F13_Industrial_Industrial - ID_Existing_Space Heating_Natural Gas_Thermostat - Connected_A_Achievable Economic RVT Potential | F13 | Industrial | Industrial - ID | Existing | Space Heating | Natural Gas | Thermostat - Connected | A | Purchases (Incremental) | Achievable Economic RVT Potential | 0 | 0 | 0 | 0 | 0 | 0 | 0 | 0 | 0 | 0 | 0 | 0 | 0 | 0 | 0 | 0 | 0 | 0 | 0 | 0 | 0 | 0 | 0 | 0 | 0 | 0 | 0
F14_Industrial_Industrial - ID_Existing_Space Heating_Natural Gas_Thermostat - Connected_A_Achievable Economic RVT Potential | F14 | Industrial | Industrial - ID | Existing | Space Heating | Natural Gas | Thermostat - Connected | A | Purchases (Cumulative) | Achievable Economic RVT Potential | 0 | 0 | 0 | 0 | 0 | 0 | 0 | 0 | 0 | 0 | 0 | 0 | 0 | 0 | 0 | 0 | 0 | 0 | 0 | 0 | 0 | 0 | 0 | 0 | 0 | 0 | 0
F1_Industrial_Industrial - ID_Existing_Space Heating_Natural Gas_Gas Boiler - Maintenance_A_Achievable Economic RVT Potential | F1 | Industrial | Industrial - ID | Existing | Space Heating | Natural Gas | Gas Boiler - Maintenance | A | Original Unit Energy Savings (kWh or therms) | Achievable Economic RVT Potential | 0 | 0 | 0.70293 | 0.70117 | 0.69945 | 0.69777 | 0.69613 | 0.69453 | 0.69299 | 0.69149 | 0.69005 | 0.68867 | 0.68735 | 0.68609 | 0.68489 | 0.68375 | 0.68269 | 0.68169 | 0.68075 | 0.67989 | 0.6791 | 0.67838 | 0.67773 | 0.67714 | 0.67659 | 0.6761 | 0.67566
F2_Industrial_Industrial - ID_Existing_Space Heating_Natural Gas_Gas Boiler - Maintenance_A_Achievable Economic RVT Potential | F2 | Industrial | Industrial - ID | Existing | Space Heating | Natural Gas | Gas Boiler - Maintenance | A | Original Unit Summer Peak Savings (kW) | Achievable Economic RVT Potential | 0 | 0 | 0 | 0 | 0 | 0 | 0 | 0 | 0 | 0 | 0 | 0 | 0 | 0 | 0 | 0 | 0 | 0 | 0 | 0 | 0 | 0 | 0 | 0 | 0 | 0 | 0
F3_Industrial_Industrial - ID_Existing_Space Heating_Natural Gas_Gas Boiler - Maintenance_A_Achievable Economic RVT Potential | F3 | Industrial | Industrial - ID | Existing | Space Heating | Natural Gas | Gas Boiler - Maintenance | A | Original Unit Winter Peak Savings (kW) | Achievable Economic RVT Potential | 0 | 0 | 0 | 0 | 0 | 0 | 0 | 0 | 0 | 0 | 0 | 0 | 0 | 0 | 0 | 0 | 0 | 0 | 0 | 0 | 0 | 0 | 0 | 0 | 0 | 0 | 0
F4_Industrial_Industrial - ID_Existing_Space Heating_Natural Gas_Gas Boiler - Maintenance_A_Achievable Economic RVT Potential | F4 | Industrial | Industrial - ID | Existing | Space Heating | Natural Gas | Gas Boiler - Maintenance | A | Standalone Impact on Baseline Energy (%) | Achievable Economic RVT Potential | 0 | 0 | 0.00017406 | 0.00029894 | 0.00038842 | 0.00039513 | 0.00040202 | 0.00040909 | 0.00041634 | 0.00042378 | 0.0004314 | 0.00043921 | 0.0004472 | 0.00045539 | 0.00046377 | 0.00047234 | 0.00048111 | 0.00049008 | 0.00049926 | 0.00050856 | 0.00051802 | 0.00052761 | 0.00053735 | 0.00054723 | 0.00055726 | 0.00056745 | 0.00057779
F5_Industrial_Industrial - ID_Existing_Space Heating_Natural Gas_Gas Boiler - Maintenance_A_Achievable Economic RVT Potential | F5 | Industrial | Industrial - ID | Existing | Space Heating | Natural Gas | Gas Boiler - Maintenance | A | Standalone Impact on Baseline Summer Peak (%) | Achievable Economic RVT Potential | 0 | 0 | 0 | 0 | 0 | 0 | 0 | 0 | 0 | 0 | 0 | 0 | 0 | 0 | 0 | 0 | 0 | 0 | 0 | 0 | 0 | 0 | 0 | 0 | 0 | 0 | 0
F6_Industrial_Industrial - ID_Existing_Space Heating_Natural Gas_Gas Boiler - Maintenance_A_Achievable Economic RVT Potential | F6 | Industrial | Industrial - ID | Existing | Space Heating | Natural Gas | Gas Boiler - Maintenance | A | Standalone Impact on Baseline Winter Peak (%) | Achievable Economic RVT Potential | 0 | 0 | 0 | 0 | 0 | 0 | 0 | 0 | 0 | 0 | 0 | 0 | 0 | 0 | 0 | 0 | 0 | 0 | 0 | 0 | 0 | 0 | 0 | 0 | 0 | 0 | 0
F7_Industrial_Industrial - ID_Existing_Space Heating_Natural Gas_Gas Boiler - Maintenance_A_Achievable Economic RVT Potential | F7 | Industrial | Industrial - ID | Existing | Space Heating | Natural Gas | Gas Boiler - Maintenance | A | Incremental Energy Savings (MWh or mTherms) | Achievable Economic RVT Potential | 0 | 0 | 0 | 0 | 0 | 0 | 0 | 0 | 0 | 0 | 0 | 0 | 0 | 0 | 0 | 0 | 0 | 0 | 0 | 0 | 0 | 0 | 0 | 0 | 0 | 0 | 0
F8_Industrial_Industrial - ID_Existing_Space Heating_Natural Gas_Gas Boiler - Maintenance_A_Achievable Economic RVT Potential | F8 | Industrial | Industrial - ID | Existing | Space Heating | Natural Gas | Gas Boiler - Maintenance | A | Incremental Summer Peak Savings (MW) | Achievable Economic RVT Potential | 0 | 0 | 0 | 0 | 0 | 0 | 0 | 0 | 0 | 0 | 0 | 0 | 0 | 0 | 0 | 0 | 0 | 0 | 0 | 0 | 0 | 0 | 0 | 0 | 0 | 0 | 0
F9_Industrial_Industrial - ID_Existing_Space Heating_Natural Gas_Gas Boiler - Maintenance_A_Achievable Economic RVT Potential | F9 | Industrial | Industrial - ID | Existing | Space Heating | Natural Gas | Gas Boiler - Maintenance | A | Incremental Winter Peak Savings (MW) | Achievable Economic RVT Potential | 0 | 0 | 0 | 0 | 0 | 0 | 0 | 0 | 0 | 0 | 0 | 0 | 0 | 0 | 0 | 0 | 0 | 0 | 0 | 0 | 0 | 0 | 0 | 0 | 0 | 0 | 0
F10_Industrial_Industrial - ID_Existing_Space Heating_Natural Gas_Gas Boiler - Maintenance_A_Achievable Economic RVT Potential | F10 | Industrial | Industrial - ID | Existing | Space Heating | Natural Gas | Gas Boiler - Maintenance | A | Cumulative Energy Savings (MWh or mTherms) | Achievable Economic RVT Potential | 0 | 0 | 0 | 0 | 0 | 0 | 0 | 0 | 0 | 0 | 0 | 0 | 0 | 0 | 0 | 0 | 0 | 0 | 0 | 0 | 0 | 0 | 0 | 0 | 0 | 0 | 0
F11_Industrial_Industrial - ID_Existing_Space Heating_Natural Gas_Gas Boiler - Maintenance_A_Achievable Economic RVT Potential | F11 | Industrial | Industrial - ID | Existing | Space Heating | Natural Gas | Gas Boiler - Maintenance | A | Cumulative Summer Peak Savings (MW) | Achievable Economic RVT Potential | 0 | 0 | 0 | 0 | 0 | 0 | 0 | 0 | 0 | 0 | 0 | 0 | 0 | 0 | 0 | 0 | 0 | 0 | 0 | 0 | 0 | 0 | 0 | 0 | 0 | 0 | 0
F12_Industrial_Industrial - ID_Existing_Space Heating_Natural Gas_Gas Boiler - Maintenance_A_Achievable Economic RVT Potential | F12 | Industrial | Industrial - ID | Existing | Space Heating | Natural Gas | Gas Boiler - Maintenance | A | Cumulative Winter Peak Savings (MW) | Achievable Economic RVT Potential | 0 | 0 | 0 | 0 | 0 | 0 | 0 | 0 | 0 | 0 | 0 | 0 | 0 | 0 | 0 | 0 | 0 | 0 | 0 | 0 | 0 | 0 | 0 | 0 | 0 | 0 | 0
F13_Industrial_Industrial - ID_Existing_Space Heating_Natural Gas_Gas Boiler - Maintenance_A_Achievable Economic RVT Potential | F13 | Industrial | Industrial - ID | Existing | Space Heating | Natural Gas | Gas Boiler - Maintenance | A | Purchases (Incremental) | Achievable Economic RVT Potential | 0 | 0 | 0 | 0 | 0 | 0 | 0 | 0 | 0 | 0 | 0 | 0 | 0 | 0 | 0 | 0 | 0 | 0 | 0 | 0 | 0 | 0 | 0 | 0 | 0 | 0 | 0
F14_Industrial_Industrial - ID_Existing_Space Heating_Natural Gas_Gas Boiler - Maintenance_A_Achievable Economic RVT Potential | F14 | Industrial | Industrial - ID | Existing | Space Heating | Natural Gas | Gas Boiler - Maintenance | A | Purchases (Cumulative) | Achievable Economic RVT Potential | 0 | 0 | 0 | 0 | 0 | 0 | 0 | 0 | 0 | 0 | 0 | 0 | 0 | 0 | 0 | 0 | 0 | 0 | 0 | 0 | 0 | 0 | 0 | 0 | 0 | 0 | 0
F1_Industrial_Industrial - ID_Existing_Space Heating_Natural Gas_Gas Furnace - Maintenance_A_Achievable Economic RVT Potential | F1 | Industrial | Industrial - ID | Existing | Space Heating | Natural Gas | Gas Furnace - Maintenance | A | Original Unit Energy Savings (kWh or therms) | Achievable Economic RVT Potential | 0 | 0 | 0.70608 | 0.70478 | 0.70312 | 0.70115 | 0.6989 | 0.69639 | 0.69367 | 0.69074 | 0.68764 | 0.68439 | 0.68101 | 0.67752 | 0.67394 | 0.67028 | 0.66656 | 0.66278 | 0.65898 | 0.65544 | 0.65212 | 0.64906 | 0.64624 | 0.64363 | 0.64122 | 0.639 | 0.63695
F2_Industrial_Industrial - ID_Existing_Space Heating_Natural Gas_Gas Furnace - Maintenance_A_Achievable Economic RVT Potential | F2 | Industrial | Industrial - ID | Existing | Space Heating | Natural Gas | Gas Furnace - Maintenance | A | Original Unit Summer Peak Savings (kW) | Achievable Economic RVT Potential | 0 | 0 | 0 | 0 | 0 | 0 | 0 | 0 | 0 | 0 | 0 | 0 | 0 | 0 | 0 | 0 | 0 | 0 | 0 | 0 | 0 | 0 | 0 | 0 | 0 | 0 | 0
F3_Industrial_Industrial - ID_Existing_Space Heating_Natural Gas_Gas Furnace - Maintenance_A_Achievable Economic RVT Potential | F3 | Industrial | Industrial - ID | Existing | Space Heating | Natural Gas | Gas Furnace - Maintenance | A | Original Unit Winter Peak Savings (kW) | Achievable Economic RVT Potential | 0 | 0 | 0 | 0 | 0 | 0 | 0 | 0 | 0 | 0 | 0 | 0 | 0 | 0 | 0 | 0 | 0 | 0 | 0 | 0 | 0 | 0 | 0 | 0 | 0 | 0 | 0
F4_Industrial_Industrial - ID_Existing_Space Heating_Natural Gas_Gas Furnace - Maintenance_A_Achievable Economic RVT Potential | F4 | Industrial | Industrial - ID | Existing | Space Heating | Natural Gas | Gas Furnace - Maintenance | A | Standalone Impact on Baseline Energy (%) | Achievable Economic RVT Potential | 0 | 0 | 0.00010956 | 0.00018828 | 0.00024467 | 0.00024879 | 0.00025291 | 0.00025703 | 0.00026114 | 0.00026526 | 0.00026938 | 0.0002735 | 0.00027764 | 0.00028179 | 0.00028596 | 0.00029014 | 0.00029435 | 0.00029858 | 0.00030283 | 0.00030721 | 0.0003117 | 0.00031632 | 0.00032106 | 0.00032593 | 0.00033093 | 0.00033606 | 0.00034131
F5_Industrial_Industrial - ID_Existing_Space Heating_Natural Gas_Gas Furnace - Maintenance_A_Achievable Economic RVT Potential | F5 | Industrial | Industrial - ID | Existing | Space Heating | Natural Gas | Gas Furnace - Maintenance | A | Standalone Impact on Baseline Summer Peak (%) | Achievable Economic RVT Potential | 0 | 0 | 0 | 0 | 0 | 0 | 0 | 0 | 0 | 0 | 0 | 0 | 0 | 0 | 0 | 0 | 0 | 0 | 0 | 0 | 0 | 0 | 0 | 0 | 0 | 0 | 0
F6_Industrial_Industrial - ID_Existing_Space Heating_Natural Gas_Gas Furnace - Maintenance_A_Achievable Economic RVT Potential | F6 | Industrial | Industrial - ID | Existing | Space Heating | Natural Gas | Gas Furnace - Maintenance | A | Standalone Impact on Baseline Winter Peak (%) | Achievable Economic RVT Potential | 0 | 0 | 0 | 0 | 0 | 0 | 0 | 0 | 0 | 0 | 0 | 0 | 0 | 0 | 0 | 0 | 0 | 0 | 0 | 0 | 0 | 0 | 0 | 0 | 0 | 0 | 0
F7_Industrial_Industrial - ID_Existing_Space Heating_Natural Gas_Gas Furnace - Maintenance_A_Achievable Economic RVT Potential | F7 | Industrial | Industrial - ID | Existing | Space Heating | Natural Gas | Gas Furnace - Maintenance | A | Incremental Energy Savings (MWh or mTherms) | Achievable Economic RVT Potential | 0 | 0 | 0 | 0 | 0 | 0 | 0 | 0 | 0 | 0 | 0 | 0 | 0 | 0 | 0 | 0 | 0 | 0 | 0 | 0 | 0 | 0 | 0 | 0 | 0 | 0 | 0
F8_Industrial_Industrial - ID_Existing_Space Heating_Natural Gas_Gas Furnace - Maintenance_A_Achievable Economic RVT Potential | F8 | Industrial | Industrial - ID | Existing | Space Heating | Natural Gas | Gas Furnace - Maintenance | A | Incremental Summer Peak Savings (MW) | Achievable Economic RVT Potential | 0 | 0 | 0 | 0 | 0 | 0 | 0 | 0 | 0 | 0 | 0 | 0 | 0 | 0 | 0 | 0 | 0 | 0 | 0 | 0 | 0 | 0 | 0 | 0 | 0 | 0 | 0
F9_Industrial_Industrial - ID_Existing_Space Heating_Natural Gas_Gas Furnace - Maintenance_A_Achievable Economic RVT Potential | F9 | Industrial | Industrial - ID | Existing | Space Heating | Natural Gas | Gas Furnace - Maintenance | A | Incremental Winter Peak Savings (MW) | Achievable Economic RVT Potential | 0 | 0 | 0 | 0 | 0 | 0 | 0 | 0 | 0 | 0 | 0 | 0 | 0 | 0 | 0 | 0 | 0 | 0 | 0 | 0 | 0 | 0 | 0 | 0 | 0 | 0 | 0
F10_Industrial_Industrial - ID_Existing_Space Heating_Natural Gas_Gas Furnace - Maintenance_A_Achievable Economic RVT Potential | F10 | Industrial | Industrial - ID | Existing | Space Heating | Natural Gas | Gas Furnace - Maintenance | A | Cumulative Energy Savings (MWh or mTherms) | Achievable Economic RVT Potential | 0 | 0 | 0 | 0 | 0 | 0 | 0 | 0 | 0 | 0 | 0 | 0 | 0 | 0 | 0 | 0 | 0 | 0 | 0 | 0 | 0 | 0 | 0 | 0 | 0 | 0 | 0
F11_Industrial_Industrial - ID_Existing_Space Heating_Natural Gas_Gas Furnace - Maintenance_A_Achievable Economic RVT Potential | F11 | Industrial | Industrial - ID | Existing | Space Heating | Natural Gas | Gas Furnace - Maintenance | A | Cumulative Summer Peak Savings (MW) | Achievable Economic RVT Potential | 0 | 0 | 0 | 0 | 0 | 0 | 0 | 0 | 0 | 0 | 0 | 0 | 0 | 0 | 0 | 0 | 0 | 0 | 0 | 0 | 0 | 0 | 0 | 0 | 0 | 0 | 0
F12_Industrial_Industrial - ID_Existing_Space Heating_Natural Gas_Gas Furnace - Maintenance_A_Achievable Economic RVT Potential | F12 | Industrial | Industrial - ID | Existing | Space Heating | Natural Gas | Gas Furnace - Maintenance | A | Cumulative Winter Peak Savings (MW) | Achievable Economic RVT Potential | 0 | 0 | 0 | 0 | 0 | 0 | 0 | 0 | 0 | 0 | 0 | 0 | 0 | 0 | 0 | 0 | 0 | 0 | 0 | 0 | 0 | 0 | 0 | 0 | 0 | 0 | 0
F13_Industrial_Industrial - ID_Existing_Space Heating_Natural Gas_Gas Furnace - Maintenance_A_Achievable Economic RVT Potential | F13 | Industrial | Industrial - ID | Existing | Space Heating | Natural Gas | Gas Furnace - Maintenance | A | Purchases (Incremental) | Achievable Economic RVT Potential | 0 | 0 | 0 | 0 | 0 | 0 | 0 | 0 | 0 | 0 | 0 | 0 | 0 | 0 | 0 | 0 | 0 | 0 | 0 | 0 | 0 | 0 | 0 | 0 | 0 | 0 | 0
F14_Industrial_Industrial - ID_Existing_Space Heating_Natural Gas_Gas Furnace - Maintenance_A_Achievable Economic RVT Potential | F14 | Industrial | Industrial - ID | Existing | Space Heating | Natural Gas | Gas Furnace - Maintenance | A | Purchases (Cumulative) | Achievable Economic RVT Potential | 0 | 0 | 0 | 0 | 0 | 0 | 0 | 0 | 0 | 0 | 0 | 0 | 0 | 0 | 0 | 0 | 0 | 0 | 0 | 0 | 0 | 0 | 0 | 0 | 0 | 0 | 0
F1_Industrial_Industrial - ID_Existing_Space Heating_Natural Gas_Gas Furnace - Tube Inserts_A_Achievable Economic RVT Potential | F1 | Industrial | Industrial - ID | Existing | Space Heating | Natural Gas | Gas Furnace - Tube Inserts | A | Original Unit Energy Savings (kWh or therms) | Achievable Economic RVT Potential | 0 | 0 | 0 | 0 | 0 | 0 | 0 | 0 | 0 | 0 | 0 | 0 | 0 | 0 | 0 | 0 | 0 | 0 | 0 | 0 | 0 | 0 | 0 | 0 | 0 | 0 | 0
F2_Industrial_Industrial - ID_Existing_Space Heating_Natural Gas_Gas Furnace - Tube Inserts_A_Achievable Economic RVT Potential | F2 | Industrial | Industrial - ID | Existing | Space Heating | Natural Gas | Gas Furnace - Tube Inserts | A | Original Unit Summer Peak Savings (kW) | Achievable Economic RVT Potential | 0 | 0 | 0 | 0 | 0 | 0 | 0 | 0 | 0 | 0 | 0 | 0 | 0 | 0 | 0 | 0 | 0 | 0 | 0 | 0 | 0 | 0 | 0 | 0 | 0 | 0 | 0
F3_Industrial_Industrial - ID_Existing_Space Heating_Natural Gas_Gas Furnace - Tube Inserts_A_Achievable Economic RVT Potential | F3 | Industrial | Industrial - ID | Existing | Space Heating | Natural Gas | Gas Furnace - Tube Inserts | A | Original Unit Winter Peak Savings (kW) | Achievable Economic RVT Potential | 0 | 0 | 0 | 0 | 0 | 0 | 0 | 0 | 0 | 0 | 0 | 0 | 0 | 0 | 0 | 0 | 0 | 0 | 0 | 0 | 0 | 0 | 0 | 0 | 0 | 0 | 0
F4_Industrial_Industrial - ID_Existing_Space Heating_Natural Gas_Gas Furnace - Tube Inserts_A_Achievable Economic RVT Potential | F4 | Industrial | Industrial - ID | Existing | Space Heating | Natural Gas | Gas Furnace - Tube Inserts | A | Standalone Impact on Baseline Energy (%) | Achievable Economic RVT Potential | 0 | 0 | 0 | 0 | 0 | 0 | 0 | 0 | 0 | 0 | 0 | 0 | 0 | 0 | 0 | 0 | 0 | 0 | 0 | 0 | 0 | 0 | 0 | 0 | 0 | 0 | 0
F5_Industrial_Industrial - ID_Existing_Space Heating_Natural Gas_Gas Furnace - Tube Inserts_A_Achievable Economic RVT Potential | F5 | Industrial | Industrial - ID | Existing | Space Heating | Natural Gas | Gas Furnace - Tube Inserts | A | Standalone Impact on Baseline Summer Peak (%) | Achievable Economic RVT Potential | 0 | 0 | 0 | 0 | 0 | 0 | 0 | 0 | 0 | 0 | 0 | 0 | 0 | 0 | 0 | 0 | 0 | 0 | 0 | 0 | 0 | 0 | 0 | 0 | 0 | 0 | 0
F6_Industrial_Industrial - ID_Existing_Space Heating_Natural Gas_Gas Furnace - Tube Inserts_A_Achievable Economic RVT Potential | F6 | Industrial | Industrial - ID | Existing | Space Heating | Natural Gas | Gas Furnace - Tube Inserts | A | Standalone Impact on Baseline Winter Peak (%) | Achievable Economic RVT Potential | 0 | 0 | 0 | 0 | 0 | 0 | 0 | 0 | 0 | 0 | 0 | 0 | 0 | 0 | 0 | 0 | 0 | 0 | 0 | 0 | 0 | 0 | 0 | 0 | 0 | 0 | 0
F7_Industrial_Industrial - ID_Existing_Space Heating_Natural Gas_Gas Furnace - Tube Inserts_A_Achievable Economic RVT Potential | F7 | Industrial | Industrial - ID | Existing | Space Heating | Natural Gas | Gas Furnace - Tube Inserts | A | Incremental Energy Savings (MWh or mTherms) | Achievable Economic RVT Potential | 0 | 0 | 0 | 0 | 0 | 0 | 0 | 0 | 0 | 0 | 0 | 0 | 0 | 0 | 0 | 0 | 0 | 0 | 0 | 0 | 0 | 0 | 0 | 0 | 0 | 0 | 0
F8_Industrial_Industrial - ID_Existing_Space Heating_Natural Gas_Gas Furnace - Tube Inserts_A_Achievable Economic RVT Potential | F8 | Industrial | Industrial - ID | Existing | Space Heating | Natural Gas | Gas Furnace - Tube Inserts | A | Incremental Summer Peak Savings (MW) | Achievable Economic RVT Potential | 0 | 0 | 0 | 0 | 0 | 0 | 0 | 0 | 0 | 0 | 0 | 0 | 0 | 0 | 0 | 0 | 0 | 0 | 0 | 0 | 0 | 0 | 0 | 0 | 0 | 0 | 0
F9_Industrial_Industrial - ID_Existing_Space Heating_Natural Gas_Gas Furnace - Tube Inserts_A_Achievable Economic RVT Potential | F9 | Industrial | Industrial - ID | Existing | Space Heating | Natural Gas | Gas Furnace - Tube Inserts | A | Incremental Winter Peak Savings (MW) | Achievable Economic RVT Potential | 0 | 0 | 0 | 0 | 0 | 0 | 0 | 0 | 0 | 0 | 0 | 0 | 0 | 0 | 0 | 0 | 0 | 0 | 0 | 0 | 0 | 0 | 0 | 0 | 0 | 0 | 0
F10_Industrial_Industrial - ID_Existing_Space Heating_Natural Gas_Gas Furnace - Tube Inserts_A_Achievable Economic RVT Potential | F10 | Industrial | Industrial - ID | Existing | Space Heating | Natural Gas | Gas Furnace - Tube Inserts | A | Cumulative Energy Savings (MWh or mTherms) | Achievable Economic RVT Potential | 0 | 0 | 0 | 0 | 0 | 0 | 0 | 0 | 0 | 0 | 0 | 0 | 0 | 0 | 0 | 0 | 0 | 0 | 0 | 0 | 0 | 0 | 0 | 0 | 0 | 0 | 0
F11_Industrial_Industrial - ID_Existing_Space Heating_Natural Gas_Gas Furnace - Tube Inserts_A_Achievable Economic RVT Potential | F11 | Industrial | Industrial - ID | Existing | Space Heating | Natural Gas | Gas Furnace - Tube Inserts | A | Cumulative Summer Peak Savings (MW) | Achievable Economic RVT Potential | 0 | 0 | 0 | 0 | 0 | 0 | 0 | 0 | 0 | 0 | 0 | 0 | 0 | 0 | 0 | 0 | 0 | 0 | 0 | 0 | 0 | 0 | 0 | 0 | 0 | 0 | 0
F12_Industrial_Industrial - ID_Existing_Space Heating_Natural Gas_Gas Furnace - Tube Inserts_A_Achievable Economic RVT Potential | F12 | Industrial | Industrial - ID | Existing | Space Heating | Natural Gas | Gas Furnace - Tube Inserts | A | Cumulative Winter Peak Savings (MW) | Achievable Economic RVT Potential | 0 | 0 | 0 | 0 | 0 | 0 | 0 | 0 | 0 | 0 | 0 | 0 | 0 | 0 | 0 | 0 | 0 | 0 | 0 | 0 | 0 | 0 | 0 | 0 | 0 | 0 | 0
F13_Industrial_Industrial - ID_Existing_Space Heating_Natural Gas_Gas Furnace - Tube Inserts_A_Achievable Economic RVT Potential | F13 | Industrial | Industrial - ID | Existing | Space Heating | Natural Gas | Gas Furnace - Tube Inserts | A | Purchases (Incremental) | Achievable Economic RVT Potential | 0 | 0 | 0 | 0 | 0 | 0 | 0 | 0 | 0 | 0 | 0 | 0 | 0 | 0 | 0 | 0 | 0 | 0 | 0 | 0 | 0 | 0 | 0 | 0 | 0 | 0 | 0
F14_Industrial_Industrial - ID_Existing_Space Heating_Natural Gas_Gas Furnace - Tube Inserts_A_Achievable Economic RVT Potential | F14 | Industrial | Industrial - ID | Existing | Space Heating | Natural Gas | Gas Furnace - Tube Inserts | A | Purchases (Cumulative) | Achievable Economic RVT Potential | 0 | 0 | 0 | 0 | 0 | 0 | 0 | 0 | 0 | 0 | 0 | 0 | 0 | 0 | 0 | 0 | 0 | 0 | 0 | 0 | 0 | 0 | 0 | 0 | 0 | 0 | 0
F1_Industrial_Industrial - ID_Existing_Space Heating_Natural Gas_Gas Boiler - Burner Control Optimization_A_Achievable Economic RVT Potential | F1 | Industrial | Industrial - ID | Existing | Space Heating | Natural Gas | Gas Boiler - Burner Control Optimization | A | Original Unit Energy Savings (kWh or therms) | Achievable Economic RVT Potential | 0 | 0 | 0.33975 | 0.3389 | 0.33807 | 0.33725 | 0.33646 | 0.33569 | 0.33494 | 0.33422 | 0.33353 | 0.33286 | 0.33222 | 0.33161 | 0.33103 | 0.33048 | 0.32996 | 0.32948 | 0.32903 | 0.32861 | 0.32823 | 0.32788 | 0.32757 | 0.32728 | 0.32702 | 0.32678 | 0.32657
F2_Industrial_Industrial - ID_Existing_Space Heating_Natural Gas_Gas Boiler - Burner Control Optimization_A_Achievable Economic RVT Potential | F2 | Industrial | Industrial - ID | Existing | Space Heating | Natural Gas | Gas Boiler - Burner Control Optimization | A | Original Unit Summer Peak Savings (kW) | Achievable Economic RVT Potential | 0 | 0 | 0 | 0 | 0 | 0 | 0 | 0 | 0 | 0 | 0 | 0 | 0 | 0 | 0 | 0 | 0 | 0 | 0 | 0 | 0 | 0 | 0 | 0 | 0 | 0 | 0
F3_Industrial_Industrial - ID_Existing_Space Heating_Natural Gas_Gas Boiler - Burner Control Optimization_A_Achievable Economic RVT Potential | F3 | Industrial | Industrial - ID | Existing | Space Heating | Natural Gas | Gas Boiler - Burner Control Optimization | A | Original Unit Winter Peak Savings (kW) | Achievable Economic RVT Potential | 0 | 0 | 0 | 0 | 0 | 0 | 0 | 0 | 0 | 0 | 0 | 0 | 0 | 0 | 0 | 0 | 0 | 0 | 0 | 0 | 0 | 0 | 0 | 0 | 0 | 0 | 0
F4_Industrial_Industrial - ID_Existing_Space Heating_Natural Gas_Gas Boiler - Burner Control Optimization_A_Achievable Economic RVT Potential | F4 | Industrial | Industrial - ID | Existing | Space Heating | Natural Gas | Gas Boiler - Burner Control Optimization | A | Standalone Impact on Baseline Energy (%) | Achievable Economic RVT Potential | 0 | 0 | 1.6832e-05 | 4.356e-05 | 9.7167e-05 | 0.00019133 | 0.00033852 | 0.00054587 | 0.00081192 | 0.0011256 | 0.0014682 | 0.0018173 | 0.0021516 | 0.0024547 | 0.0027173 | 0.0029368 | 0.0031162 | 0.0032617 | 0.0033812 | 0.0034814 | 0.0035461 | 0.0036118 | 0.0036784 | 0.0037461 | 0.0038148 | 0.0038845 | 0.0039553
F5_Industrial_Industrial - ID_Existing_Space Heating_Natural Gas_Gas Boiler - Burner Control Optimization_A_Achievable Economic RVT Potential | F5 | Industrial | Industrial - ID | Existing | Space Heating | Natural Gas | Gas Boiler - Burner Control Optimization | A | Standalone Impact on Baseline Summer Peak (%) | Achievable Economic RVT Potential | 0 | 0 | 0 | 0 | 0 | 0 | 0 | 0 | 0 | 0 | 0 | 0 | 0 | 0 | 0 | 0 | 0 | 0 | 0 | 0 | 0 | 0 | 0 | 0 | 0 | 0 | 0
F6_Industrial_Industrial - ID_Existing_Space Heating_Natural Gas_Gas Boiler - Burner Control Optimization_A_Achievable Economic RVT Potential | F6 | Industrial | Industrial - ID | Existing | Space Heating | Natural Gas | Gas Boiler - Burner Control Optimization | A | Standalone Impact on Baseline Winter Peak (%) | Achievable Economic RVT Potential | 0 | 0 | 0 | 0 | 0 | 0 | 0 | 0 | 0 | 0 | 0 | 0 | 0 | 0 | 0 | 0 | 0 | 0 | 0 | 0 | 0 | 0 | 0 | 0 | 0 | 0 | 0
F7_Industrial_Industrial - ID_Existing_Space Heating_Natural Gas_Gas Boiler - Burner Control Optimization_A_Achievable Economic RVT Potential | F7 | Industrial | Industrial - ID | Existing | Space Heating | Natural Gas | Gas Boiler - Burner Control Optimization | A | Incremental Energy Savings (MWh or mTherms) | Achievable Economic RVT Potential | 0 | 0 | 0 | 0 | 0 | 0 | 0 | 0 | 0 | 0 | 0 | 0 | 0 | 0 | 0 | 0 | 0 | 0 | 0 | 0 | 0 | 0 | 0 | 0 | 0 | 0 | 0
F8_Industrial_Industrial - ID_Existing_Space Heating_Natural Gas_Gas Boiler - Burner Control Optimization_A_Achievable Economic RVT Potential | F8 | Industrial | Industrial - ID | Existing | Space Heating | Natural Gas | Gas Boiler - Burner Control Optimization | A | Incremental Summer Peak Savings (MW) | Achievable Economic RVT Potential | 0 | 0 | 0 | 0 | 0 | 0 | 0 | 0 | 0 | 0 | 0 | 0 | 0 | 0 | 0 | 0 | 0 | 0 | 0 | 0 | 0 | 0 | 0 | 0 | 0 | 0 | 0
F9_Industrial_Industrial - ID_Existing_Space Heating_Natural Gas_Gas Boiler - Burner Control Optimization_A_Achievable Economic RVT Potential | F9 | Industrial | Industrial - ID | Existing | Space Heating | Natural Gas | Gas Boiler - Burner Control Optimization | A | Incremental Winter Peak Savings (MW) | Achievable Economic RVT Potential | 0 | 0 | 0 | 0 | 0 | 0 | 0 | 0 | 0 | 0 | 0 | 0 | 0 | 0 | 0 | 0 | 0 | 0 | 0 | 0 | 0 | 0 | 0 | 0 | 0 | 0 | 0
F10_Industrial_Industrial - ID_Existing_Space Heating_Natural Gas_Gas Boiler - Burner Control Optimization_A_Achievable Economic RVT Potential | F10 | Industrial | Industrial - ID | Existing | Space Heating | Natural Gas | Gas Boiler - Burner Control Optimization | A | Cumulative Energy Savings (MWh or mTherms) | Achievable Economic RVT Potential | 0 | 0 | 0 | 0 | 0 | 0 | 0 | 0 | 0 | 0 | 0 | 0 | 0 | 0 | 0 | 0 | 0 | 0 | 0 | 0 | 0 | 0 | 0 | 0 | 0 | 0 | 0
F11_Industrial_Industrial - ID_Existing_Space Heating_Natural Gas_Gas Boiler - Burner Control Optimization_A_Achievable Economic RVT Potential | F11 | Industrial | Industrial - ID | Existing | Space Heating | Natural Gas | Gas Boiler - Burner Control Optimization | A | Cumulative Summer Peak Savings (MW) | Achievable Economic RVT Potential | 0 | 0 | 0 | 0 | 0 | 0 | 0 | 0 | 0 | 0 | 0 | 0 | 0 | 0 | 0 | 0 | 0 | 0 | 0 | 0 | 0 | 0 | 0 | 0 | 0 | 0 | 0
F12_Industrial_Industrial - ID_Existing_Space Heating_Natural Gas_Gas Boiler - Burner Control Optimization_A_Achievable Economic RVT Potential | F12 | Industrial | Industrial - ID | Existing | Space Heating | Natural Gas | Gas Boiler - Burner Control Optimization | A | Cumulative Winter Peak Savings (MW) | Achievable Economic RVT Potential | 0 | 0 | 0 | 0 | 0 | 0 | 0 | 0 | 0 | 0 | 0 | 0 | 0 | 0 | 0 | 0 | 0 | 0 | 0 | 0 | 0 | 0 | 0 | 0 | 0 | 0 | 0
F13_Industrial_Industrial - ID_Existing_Space Heating_Natural Gas_Gas Boiler - Burner Control Optimization_A_Achievable Economic RVT Potential | F13 | Industrial | Industrial - ID | Existing | Space Heating | Natural Gas | Gas Boiler - Burner Control Optimization | A | Purchases (Incremental) | Achievable Economic RVT Potential | 0 | 0 | 0 | 0 | 0 | 0 | 0 | 0 | 0 | 0 | 0 | 0 | 0 | 0 | 0 | 0 | 0 | 0 | 0 | 0 | 0 | 0 | 0 | 0 | 0 | 0 | 0
F14_Industrial_Industrial - ID_Existing_Space Heating_Natural Gas_Gas Boiler - Burner Control Optimization_A_Achievable Economic RVT Potential | F14 | Industrial | Industrial - ID | Existing | Space Heating | Natural Gas | Gas Boiler - Burner Control Optimization | A | Purchases (Cumulative) | Achievable Economic RVT Potential | 0 | 0 | 0 | 0 | 0 | 0 | 0 | 0 | 0 | 0 | 0 | 0 | 0 | 0 | 0 | 0 | 0 | 0 | 0 | 0 | 0 | 0 | 0 | 0 | 0 | 0 | 0
F1_Industrial_Industrial - ID_Existing_Space Heating_Natural Gas_Gas Boiler - High Turndown Burner_A_Achievable Economic RVT Potential | F1 | Industrial | Industrial - ID | Existing | Space Heating | Natural Gas | Gas Boiler - High Turndown Burner | A | Original Unit Energy Savings (kWh or therms) | Achievable Economic RVT Potential | 0 | 0 | 1.1715 | 1.1686 | 1.1658 | 1.1629 | 1.1602 | 1.1576 | 1.155 | 1.1525 | 1.1501 | 1.1478 | 1.1456 | 1.1435 | 1.1415 | 1.1396 | 1.1378 | 1.1361 | 1.1346 | 1.1332 | 1.1318 | 1.1306 | 1.1295 | 1.1286 | 1.1277 | 1.1268 | 1.1261
F2_Industrial_Industrial - ID_Existing_Space Heating_Natural Gas_Gas Boiler - High Turndown Burner_A_Achievable Economic RVT Potential | F2 | Industrial | Industrial - ID | Existing | Space Heating | Natural Gas | Gas Boiler - High Turndown Burner | A | Original Unit Summer Peak Savings (kW) | Achievable Economic RVT Potential | 0 | 0 | 0 | 0 | 0 | 0 | 0 | 0 | 0 | 0 | 0 | 0 | 0 | 0 | 0 | 0 | 0 | 0 | 0 | 0 | 0 | 0 | 0 | 0 | 0 | 0 | 0
F3_Industrial_Industrial - ID_Existing_Space Heating_Natural Gas_Gas Boiler - High Turndown Burner_A_Achievable Economic RVT Potential | F3 | Industrial | Industrial - ID | Existing | Space Heating | Natural Gas | Gas Boiler - High Turndown Burner | A | Original Unit Winter Peak Savings (kW) | Achievable Economic RVT Potential | 0 | 0 | 0 | 0 | 0 | 0 | 0 | 0 | 0 | 0 | 0 | 0 | 0 | 0 | 0 | 0 | 0 | 0 | 0 | 0 | 0 | 0 | 0 | 0 | 0 | 0 | 0
F4_Industrial_Industrial - ID_Existing_Space Heating_Natural Gas_Gas Boiler - High Turndown Burner_A_Achievable Economic RVT Potential | F4 | Industrial | Industrial - ID | Existing | Space Heating | Natural Gas | Gas Boiler - High Turndown Burner | A | Standalone Impact on Baseline Energy (%) | Achievable Economic RVT Potential | 0 | 0 | 0.00035861 | 0.00072307 | 0.0010937 | 0.0014707 | 0.0018545 | 0.0022094 | 0.0025065 | 0.0027576 | 0.0029724 | 0.0031584 | 0.0033217 | 0.0034672 | 0.0035989 | 0.0037197 | 0.0038323 | 0.0039038 | 0.0039768 | 0.004051 | 0.0041263 | 0.0042027 | 0.0042802 | 0.004359 | 0.0044389 | 0.00452 | 0.0046024
F5_Industrial_Industrial - ID_Existing_Space Heating_Natural Gas_Gas Boiler - High Turndown Burner_A_Achievable Economic RVT Potential | F5 | Industrial | Industrial - ID | Existing | Space Heating | Natural Gas | Gas Boiler - High Turndown Burner | A | Standalone Impact on Baseline Summer Peak (%) | Achievable Economic RVT Potential | 0 | 0 | 0 | 0 | 0 | 0 | 0 | 0 | 0 | 0 | 0 | 0 | 0 | 0 | 0 | 0 | 0 | 0 | 0 | 0 | 0 | 0 | 0 | 0 | 0 | 0 | 0
F6_Industrial_Industrial - ID_Existing_Space Heating_Natural Gas_Gas Boiler - High Turndown Burner_A_Achievable Economic RVT Potential | F6 | Industrial | Industrial - ID | Existing | Space Heating | Natural Gas | Gas Boiler - High Turndown Burner | A | Standalone Impact on Baseline Winter Peak (%) | Achievable Economic RVT Potential | 0 | 0 | 0 | 0 | 0 | 0 | 0 | 0 | 0 | 0 | 0 | 0 | 0 | 0 | 0 | 0 | 0 | 0 | 0 | 0 | 0 | 0 | 0 | 0 | 0 | 0 | 0
F7_Industrial_Industrial - ID_Existing_Space Heating_Natural Gas_Gas Boiler - High Turndown Burner_A_Achievable Economic RVT Potential | F7 | Industrial | Industrial - ID | Existing | Space Heating | Natural Gas | Gas Boiler - High Turndown Burner | A | Incremental Energy Savings (MWh or mTherms) | Achievable Economic RVT Potential | 0 | 0 | 0 | 0 | 0 | 0 | 0 | 0 | 0 | 0 | 0 | 0 | 0 | 0 | 0 | 0 | 0 | 0 | 0 | 0 | 0 | 0 | 0 | 0 | 0 | 0 | 0
F8_Industrial_Industrial - ID_Existing_Space Heating_Natural Gas_Gas Boiler - High Turndown Burner_A_Achievable Economic RVT Potential | F8 | Industrial | Industrial - ID | Existing | Space Heating | Natural Gas | Gas Boiler - High Turndown Burner | A | Incremental Summer Peak Savings (MW) | Achievable Economic RVT Potential | 0 | 0 | 0 | 0 | 0 | 0 | 0 | 0 | 0 | 0 | 0 | 0 | 0 | 0 | 0 | 0 | 0 | 0 | 0 | 0 | 0 | 0 | 0 | 0 | 0 | 0 | 0
F9_Industrial_Industrial - ID_Existing_Space Heating_Natural Gas_Gas Boiler - High Turndown Burner_A_Achievable Economic RVT Potential | F9 | Industrial | Industrial - ID | Existing | Space Heating | Natural Gas | Gas Boiler - High Turndown Burner | A | Incremental Winter Peak Savings (MW) | Achievable Economic RVT Potential | 0 | 0 | 0 | 0 | 0 | 0 | 0 | 0 | 0 | 0 | 0 | 0 | 0 | 0 | 0 | 0 | 0 | 0 | 0 | 0 | 0 | 0 | 0 | 0 | 0 | 0 | 0
F10_Industrial_Industrial - ID_Existing_Space Heating_Natural Gas_Gas Boiler - High Turndown Burner_A_Achievable Economic RVT Potential | F10 | Industrial | Industrial - ID | Existing | Space Heating | Natural Gas | Gas Boiler - High Turndown Burner | A | Cumulative Energy Savings (MWh or mTherms) | Achievable Economic RVT Potential | 0 | 0 | 0 | 0 | 0 | 0 | 0 | 0 | 0 | 0 | 0 | 0 | 0 | 0 | 0 | 0 | 0 | 0 | 0 | 0 | 0 | 0 | 0 | 0 | 0 | 0 | 0
F11_Industrial_Industrial - ID_Existing_Space Heating_Natural Gas_Gas Boiler - High Turndown Burner_A_Achievable Economic RVT Potential | F11 | Industrial | Industrial - ID | Existing | Space Heating | Natural Gas | Gas Boiler - High Turndown Burner | A | Cumulative Summer Peak Savings (MW) | Achievable Economic RVT Potential | 0 | 0 | 0 | 0 | 0 | 0 | 0 | 0 | 0 | 0 | 0 | 0 | 0 | 0 | 0 | 0 | 0 | 0 | 0 | 0 | 0 | 0 | 0 | 0 | 0 | 0 | 0
F12_Industrial_Industrial - ID_Existing_Space Heating_Natural Gas_Gas Boiler - High Turndown Burner_A_Achievable Economic RVT Potential | F12 | Industrial | Industrial - ID | Existing | Space Heating | Natural Gas | Gas Boiler - High Turndown Burner | A | Cumulative Winter Peak Savings (MW) | Achievable Economic RVT Potential | 0 | 0 | 0 | 0 | 0 | 0 | 0 | 0 | 0 | 0 | 0 | 0 | 0 | 0 | 0 | 0 | 0 | 0 | 0 | 0 | 0 | 0 | 0 | 0 | 0 | 0 | 0
F13_Industrial_Industrial - ID_Existing_Space Heating_Natural Gas_Gas Boiler - High Turndown Burner_A_Achievable Economic RVT Potential | F13 | Industrial | Industrial - ID | Existing | Space Heating | Natural Gas | Gas Boiler - High Turndown Burner | A | Purchases (Incremental) | Achievable Economic RVT Potential | 0 | 0 | 0 | 0 | 0 | 0 | 0 | 0 | 0 | 0 | 0 | 0 | 0 | 0 | 0 | 0 | 0 | 0 | 0 | 0 | 0 | 0 | 0 | 0 | 0 | 0 | 0
F14_Industrial_Industrial - ID_Existing_Space Heating_Natural Gas_Gas Boiler - High Turndown Burner_A_Achievable Economic RVT Potential | F14 | Industrial | Industrial - ID | Existing | Space Heating | Natural Gas | Gas Boiler - High Turndown Burner | A | Purchases (Cumulative) | Achievable Economic RVT Potential | 0 | 0 | 0 | 0 | 0 | 0 | 0 | 0 | 0 | 0 | 0 | 0 | 0 | 0 | 0 | 0 | 0 | 0 | 0 | 0 | 0 | 0 | 0 | 0 | 0 | 0 | 0
F1_Industrial_Industrial - ID_Existing_Space Heating_Natural Gas_Gas Boiler - Hot Water Reset_A_Achievable Economic RVT Potential | F1 | Industrial | Industrial - ID | Existing | Space Heating | Natural Gas | Gas Boiler - Hot Water Reset | A | Original Unit Energy Savings (kWh or therms) | Achievable Economic RVT Potential | 0 | 0 | 1249.6482 | 1246.5277 | 1243.4678 | 1240.4761 | 1237.5596 | 1234.7244 | 1231.9763 | 1229.3205 | 1226.7618 | 1224.3045 | 1221.9525 | 1219.7092 | 1217.5781 | 1215.5619 | 1213.6634 | 1211.8849 | 1210.2288 | 1208.697 | 1207.2913 | 1206.0134 | 1204.8517 | 1203.7956 | 1202.8355 | 1201.9627 | 1201.1692
F2_Industrial_Industrial - ID_Existing_Space Heating_Natural Gas_Gas Boiler - Hot Water Reset_A_Achievable Economic RVT Potential | F2 | Industrial | Industrial - ID | Existing | Space Heating | Natural Gas | Gas Boiler - Hot Water Reset | A | Original Unit Summer Peak Savings (kW) | Achievable Economic RVT Potential | 0 | 0 | 0 | 0 | 0 | 0 | 0 | 0 | 0 | 0 | 0 | 0 | 0 | 0 | 0 | 0 | 0 | 0 | 0 | 0 | 0 | 0 | 0 | 0 | 0 | 0 | 0
F3_Industrial_Industrial - ID_Existing_Space Heating_Natural Gas_Gas Boiler - Hot Water Reset_A_Achievable Economic RVT Potential | F3 | Industrial | Industrial - ID | Existing | Space Heating | Natural Gas | Gas Boiler - Hot Water Reset | A | Original Unit Winter Peak Savings (kW) | Achievable Economic RVT Potential | 0 | 0 | 0 | 0 | 0 | 0 | 0 | 0 | 0 | 0 | 0 | 0 | 0 | 0 | 0 | 0 | 0 | 0 | 0 | 0 | 0 | 0 | 0 | 0 | 0 | 0 | 0
F4_Industrial_Industrial - ID_Existing_Space Heating_Natural Gas_Gas Boiler - Hot Water Reset_A_Achievable Economic RVT Potential | F4 | Industrial | Industrial - ID | Existing | Space Heating | Natural Gas | Gas Boiler - Hot Water Reset | A | Standalone Impact on Baseline Energy (%) | Achievable Economic RVT Potential | 0 | 0 | 0.00030077 | 0.00067493 | 0.0011379 | 0.0016815 | 0.0023083 | 0.0030475 | 0.0038681 | 0.0047205 | 0.0055439 | 0.0062794 | 0.0068855 | 0.0073373 | 0.0076616 | 0.0078944 | 0.0080797 | 0.0082444 | 0.0084031 | 0.0085607 | 0.00872 | 0.0088815 | 0.0090454 | 0.0092117 | 0.0093806 | 0.0095521 | 0.0097262
F5_Industrial_Industrial - ID_Existing_Space Heating_Natural Gas_Gas Boiler - Hot Water Reset_A_Achievable Economic RVT Potential | F5 | Industrial | Industrial - ID | Existing | Space Heating | Natural Gas | Gas Boiler - Hot Water Reset | A | Standalone Impact on Baseline Summer Peak (%) | Achievable Economic RVT Potential | 0 | 0 | 0 | 0 | 0 | 0 | 0 | 0 | 0 | 0 | 0 | 0 | 0 | 0 | 0 | 0 | 0 | 0 | 0 | 0 | 0 | 0 | 0 | 0 | 0 | 0 | 0
F6_Industrial_Industrial - ID_Existing_Space Heating_Natural Gas_Gas Boiler - Hot Water Reset_A_Achievable Economic RVT Potential | F6 | Industrial | Industrial - ID | Existing | Space Heating | Natural Gas | Gas Boiler - Hot Water Reset | A | Standalone Impact on Baseline Winter Peak (%) | Achievable Economic RVT Potential | 0 | 0 | 0 | 0 | 0 | 0 | 0 | 0 | 0 | 0 | 0 | 0 | 0 | 0 | 0 | 0 | 0 | 0 | 0 | 0 | 0 | 0 | 0 | 0 | 0 | 0 | 0
F7_Industrial_Industrial - ID_Existing_Space Heating_Natural Gas_Gas Boiler - Hot Water Reset_A_Achievable Economic RVT Potential | F7 | Industrial | Industrial - ID | Existing | Space Heating | Natural Gas | Gas Boiler - Hot Water Reset | A | Incremental Energy Savings (MWh or mTherms) | Achievable Economic RVT Potential | 0 | 0 | 0 | 0 | 0 | 0 | 0 | 0 | 0 | 0 | 0 | 0 | 0 | 0 | 0 | 0 | 0 | 0 | 0 | 0 | 0 | 0 | 0 | 0 | 0 | 0 | 0
F8_Industrial_Industrial - ID_Existing_Space Heating_Natural Gas_Gas Boiler - Hot Water Reset_A_Achievable Economic RVT Potential | F8 | Industrial | Industrial - ID | Existing | Space Heating | Natural Gas | Gas Boiler - Hot Water Reset | A | Incremental Summer Peak Savings (MW) | Achievable Economic RVT Potential | 0 | 0 | 0 | 0 | 0 | 0 | 0 | 0 | 0 | 0 | 0 | 0 | 0 | 0 | 0 | 0 | 0 | 0 | 0 | 0 | 0 | 0 | 0 | 0 | 0 | 0 | 0
F9_Industrial_Industrial - ID_Existing_Space Heating_Natural Gas_Gas Boiler - Hot Water Reset_A_Achievable Economic RVT Potential | F9 | Industrial | Industrial - ID | Existing | Space Heating | Natural Gas | Gas Boiler - Hot Water Reset | A | Incremental Winter Peak Savings (MW) | Achievable Economic RVT Potential | 0 | 0 | 0 | 0 | 0 | 0 | 0 | 0 | 0 | 0 | 0 | 0 | 0 | 0 | 0 | 0 | 0 | 0 | 0 | 0 | 0 | 0 | 0 | 0 | 0 | 0 | 0
F10_Industrial_Industrial - ID_Existing_Space Heating_Natural Gas_Gas Boiler - Hot Water Reset_A_Achievable Economic RVT Potential | F10 | Industrial | Industrial - ID | Existing | Space Heating | Natural Gas | Gas Boiler - Hot Water Reset | A | Cumulative Energy Savings (MWh or mTherms) | Achievable Economic RVT Potential | 0 | 0 | 0 | 0 | 0 | 0 | 0 | 0 | 0 | 0 | 0 | 0 | 0 | 0 | 0 | 0 | 0 | 0 | 0 | 0 | 0 | 0 | 0 | 0 | 0 | 0 | 0
F11_Industrial_Industrial - ID_Existing_Space Heating_Natural Gas_Gas Boiler - Hot Water Reset_A_Achievable Economic RVT Potential | F11 | Industrial | Industrial - ID | Existing | Space Heating | Natural Gas | Gas Boiler - Hot Water Reset | A | Cumulative Summer Peak Savings (MW) | Achievable Economic RVT Potential | 0 | 0 | 0 | 0 | 0 | 0 | 0 | 0 | 0 | 0 | 0 | 0 | 0 | 0 | 0 | 0 | 0 | 0 | 0 | 0 | 0 | 0 | 0 | 0 | 0 | 0 | 0
F12_Industrial_Industrial - ID_Existing_Space Heating_Natural Gas_Gas Boiler - Hot Water Reset_A_Achievable Economic RVT Potential | F12 | Industrial | Industrial - ID | Existing | Space Heating | Natural Gas | Gas Boiler - Hot Water Reset | A | Cumulative Winter Peak Savings (MW) | Achievable Economic RVT Potential | 0 | 0 | 0 | 0 | 0 | 0 | 0 | 0 | 0 | 0 | 0 | 0 | 0 | 0 | 0 | 0 | 0 | 0 | 0 | 0 | 0 | 0 | 0 | 0 | 0 | 0 | 0
F13_Industrial_Industrial - ID_Existing_Space Heating_Natural Gas_Gas Boiler - Hot Water Reset_A_Achievable Economic RVT Potential | F13 | Industrial | Industrial - ID | Existing | Space Heating | Natural Gas | Gas Boiler - Hot Water Reset | A | Purchases (Incremental) | Achievable Economic RVT Potential | 0 | 0 | 0 | 0 | 0 | 0 | 0 | 0 | 0 | 0 | 0 | 0 | 0 | 0 | 0 | 0 | 0 | 0 | 0 | 0 | 0 | 0 | 0 | 0 | 0 | 0 | 0
F14_Industrial_Industrial - ID_Existing_Space Heating_Natural Gas_Gas Boiler - Hot Water Reset_A_Achievable Economic RVT Potential | F14 | Industrial | Industrial - ID | Existing | Space Heating | Natural Gas | Gas Boiler - Hot Water Reset | A | Purchases (Cumulative) | Achievable Economic RVT Potential | 0 | 0 | 0 | 0 | 0 | 0 | 0 | 0 | 0 | 0 | 0 | 0 | 0 | 0 | 0 | 0 | 0 | 0 | 0 | 0 | 0 | 0 | 0 | 0 | 0 | 0 | 0
F1_Industrial_Industrial - ID_Existing_Space Heating_Natural Gas_Gas Boiler - Insulate Hot Water Lines_A_Achievable Economic RVT Potential | F1 | Industrial | Industrial - ID | Existing | Space Heating | Natural Gas | Gas Boiler - Insulate Hot Water Lines | A | Original Unit Energy Savings (kWh or therms) | Achievable Economic RVT Potential | 0 | 0 | 5.2341 | 5.221 | 5.2082 | 5.1957 | 5.1835 | 5.1716 | 5.1601 | 5.149 | 5.1383 | 5.128 | 5.1181 | 5.1087 | 5.0998 | 5.0913 | 5.0834 | 5.0759 | 5.069 | 5.0626 | 5.0567 | 5.0513 | 5.0465 | 5.0421 | 5.038 | 5.0344 | 5.0311
F2_Industrial_Industrial - ID_Existing_Space Heating_Natural Gas_Gas Boiler - Insulate Hot Water Lines_A_Achievable Economic RVT Potential | F2 | Industrial | Industrial - ID | Existing | Space Heating | Natural Gas | Gas Boiler - Insulate Hot Water Lines | A | Original Unit Summer Peak Savings (kW) | Achievable Economic RVT Potential | 0 | 0 | 0 | 0 | 0 | 0 | 0 | 0 | 0 | 0 | 0 | 0 | 0 | 0 | 0 | 0 | 0 | 0 | 0 | 0 | 0 | 0 | 0 | 0 | 0 | 0 | 0
F3_Industrial_Industrial - ID_Existing_Space Heating_Natural Gas_Gas Boiler - Insulate Hot Water Lines_A_Achievable Economic RVT Potential | F3 | Industrial | Industrial - ID | Existing | Space Heating | Natural Gas | Gas Boiler - Insulate Hot Water Lines | A | Original Unit Winter Peak Savings (kW) | Achievable Economic RVT Potential | 0 | 0 | 0 | 0 | 0 | 0 | 0 | 0 | 0 | 0 | 0 | 0 | 0 | 0 | 0 | 0 | 0 | 0 | 0 | 0 | 0 | 0 | 0 | 0 | 0 | 0 | 0
F4_Industrial_Industrial - ID_Existing_Space Heating_Natural Gas_Gas Boiler - Insulate Hot Water Lines_A_Achievable Economic RVT Potential | F4 | Industrial | Industrial - ID | Existing | Space Heating | Natural Gas | Gas Boiler - Insulate Hot Water Lines | A | Standalone Impact on Baseline Energy (%) | Achievable Economic RVT Potential | 0 | 0 | 0.00020845 | 0.0004203 | 0.00063572 | 0.00085488 | 0.0010779 | 0.0013051 | 0.0015364 | 0.0017721 | 0.0020124 | 0.0022572 | 0.0025069 | 0.0025528 | 0.0025998 | 0.0026479 | 0.002697 | 0.0027473 | 0.0027987 | 0.0028509 | 0.0029039 | 0.0029577 | 0.0030123 | 0.0030677 | 0.0031239 | 0.003181 | 0.003239
F5_Industrial_Industrial - ID_Existing_Space Heating_Natural Gas_Gas Boiler - Insulate Hot Water Lines_A_Achievable Economic RVT Potential | F5 | Industrial | Industrial - ID | Existing | Space Heating | Natural Gas | Gas Boiler - Insulate Hot Water Lines | A | Standalone Impact on Baseline Summer Peak (%) | Achievable Economic RVT Potential | 0 | 0 | 0 | 0 | 0 | 0 | 0 | 0 | 0 | 0 | 0 | 0 | 0 | 0 | 0 | 0 | 0 | 0 | 0 | 0 | 0 | 0 | 0 | 0 | 0 | 0 | 0
F6_Industrial_Industrial - ID_Existing_Space Heating_Natural Gas_Gas Boiler - Insulate Hot Water Lines_A_Achievable Economic RVT Potential | F6 | Industrial | Industrial - ID | Existing | Space Heating | Natural Gas | Gas Boiler - Insulate Hot Water Lines | A | Standalone Impact on Baseline Winter Peak (%) | Achievable Economic RVT Potential | 0 | 0 | 0 | 0 | 0 | 0 | 0 | 0 | 0 | 0 | 0 | 0 | 0 | 0 | 0 | 0 | 0 | 0 | 0 | 0 | 0 | 0 | 0 | 0 | 0 | 0 | 0
F7_Industrial_Industrial - ID_Existing_Space Heating_Natural Gas_Gas Boiler - Insulate Hot Water Lines_A_Achievable Economic RVT Potential | F7 | Industrial | Industrial - ID | Existing | Space Heating | Natural Gas | Gas Boiler - Insulate Hot Water Lines | A | Incremental Energy Savings (MWh or mTherms) | Achievable Economic RVT Potential | 0 | 0 | 0 | 0 | 0 | 0 | 0 | 0 | 0 | 0 | 0 | 0 | 0 | 0 | 0 | 0 | 0 | 0 | 0 | 0 | 0 | 0 | 0 | 0 | 0 | 0 | 0
F8_Industrial_Industrial - ID_Existing_Space Heating_Natural Gas_Gas Boiler - Insulate Hot Water Lines_A_Achievable Economic RVT Potential | F8 | Industrial | Industrial - ID | Existing | Space Heating | Natural Gas | Gas Boiler - Insulate Hot Water Lines | A | Incremental Summer Peak Savings (MW) | Achievable Economic RVT Potential | 0 | 0 | 0 | 0 | 0 | 0 | 0 | 0 | 0 | 0 | 0 | 0 | 0 | 0 | 0 | 0 | 0 | 0 | 0 | 0 | 0 | 0 | 0 | 0 | 0 | 0 | 0
F9_Industrial_Industrial - ID_Existing_Space Heating_Natural Gas_Gas Boiler - Insulate Hot Water Lines_A_Achievable Economic RVT Potential | F9 | Industrial | Industrial - ID | Existing | Space Heating | Natural Gas | Gas Boiler - Insulate Hot Water Lines | A | Incremental Winter Peak Savings (MW) | Achievable Economic RVT Potential | 0 | 0 | 0 | 0 | 0 | 0 | 0 | 0 | 0 | 0 | 0 | 0 | 0 | 0 | 0 | 0 | 0 | 0 | 0 | 0 | 0 | 0 | 0 | 0 | 0 | 0 | 0
F10_Industrial_Industrial - ID_Existing_Space Heating_Natural Gas_Gas Boiler - Insulate Hot Water Lines_A_Achievable Economic RVT Potential | F10 | Industrial | Industrial - ID | Existing | Space Heating | Natural Gas | Gas Boiler - Insulate Hot Water Lines | A | Cumulative Energy Savings (MWh or mTherms) | Achievable Economic RVT Potential | 0 | 0 | 0 | 0 | 0 | 0 | 0 | 0 | 0 | 0 | 0 | 0 | 0 | 0 | 0 | 0 | 0 | 0 | 0 | 0 | 0 | 0 | 0 | 0 | 0 | 0 | 0
F11_Industrial_Industrial - ID_Existing_Space Heating_Natural Gas_Gas Boiler - Insulate Hot Water Lines_A_Achievable Economic RVT Potential | F11 | Industrial | Industrial - ID | Existing | Space Heating | Natural Gas | Gas Boiler - Insulate Hot Water Lines | A | Cumulative Summer Peak Savings (MW) | Achievable Economic RVT Potential | 0 | 0 | 0 | 0 | 0 | 0 | 0 | 0 | 0 | 0 | 0 | 0 | 0 | 0 | 0 | 0 | 0 | 0 | 0 | 0 | 0 | 0 | 0 | 0 | 0 | 0 | 0
F12_Industrial_Industrial - ID_Existing_Space Heating_Natural Gas_Gas Boiler - Insulate Hot Water Lines_A_Achievable Economic RVT Potential | F12 | Industrial | Industrial - ID | Existing | Space Heating | Natural Gas | Gas Boiler - Insulate Hot Water Lines | A | Cumulative Winter Peak Savings (MW) | Achievable Economic RVT Potential | 0 | 0 | 0 | 0 | 0 | 0 | 0 | 0 | 0 | 0 | 0 | 0 | 0 | 0 | 0 | 0 | 0 | 0 | 0 | 0 | 0 | 0 | 0 | 0 | 0 | 0 | 0
F13_Industrial_Industrial - ID_Existing_Space Heating_Natural Gas_Gas Boiler - Insulate Hot Water Lines_A_Achievable Economic RVT Potential | F13 | Industrial | Industrial - ID | Existing | Space Heating | Natural Gas | Gas Boiler - Insulate Hot Water Lines | A | Purchases (Incremental) | Achievable Economic RVT Potential | 0 | 0 | 0 | 0 | 0 | 0 | 0 | 0 | 0 | 0 | 0 | 0 | 0 | 0 | 0 | 0 | 0 | 0 | 0 | 0 | 0 | 0 | 0 | 0 | 0 | 0 | 0
F14_Industrial_Industrial - ID_Existing_Space Heating_Natural Gas_Gas Boiler - Insulate Hot Water Lines_A_Achievable Economic RVT Potential | F14 | Industrial | Industrial - ID | Existing | Space Heating | Natural Gas | Gas Boiler - Insulate Hot Water Lines | A | Purchases (Cumulative) | Achievable Economic RVT Potential | 0 | 0 | 0 | 0 | 0 | 0 | 0 | 0 | 0 | 0 | 0 | 0 | 0 | 0 | 0 | 0 | 0 | 0 | 0 | 0 | 0 | 0 | 0 | 0 | 0 | 0 | 0
F1_Industrial_Industrial - ID_Existing_Space Heating_Natural Gas_Gas Boiler - Insulate Steam Lines/Condensate Tank_A_Achievable Economic RVT Potential | F1 | Industrial | Industrial - ID | Existing | Space Heating | Natural Gas | Gas Boiler - Insulate Steam Lines/Condensate Tank | A | Original Unit Energy Savings (kWh or therms) | Achievable Economic RVT Potential | 0 | 0 | 7.8185 | 7.799 | 7.7799 | 7.7612 | 7.7429 | 7.7252 | 7.708 | 7.6914 | 7.6753 | 7.66 | 7.6453 | 7.6312 | 7.6179 | 7.6053 | 7.5934 | 7.5823 | 7.5719 | 7.5623 | 7.5535 | 7.5455 | 7.5383 | 7.5317 | 7.5256 | 7.5202 | 7.5152
F2_Industrial_Industrial - ID_Existing_Space Heating_Natural Gas_Gas Boiler - Insulate Steam Lines/Condensate Tank_A_Achievable Economic RVT Potential | F2 | Industrial | Industrial - ID | Existing | Space Heating | Natural Gas | Gas Boiler - Insulate Steam Lines/Condensate Tank | A | Original Unit Summer Peak Savings (kW) | Achievable Economic RVT Potential | 0 | 0 | 0 | 0 | 0 | 0 | 0 | 0 | 0 | 0 | 0 | 0 | 0 | 0 | 0 | 0 | 0 | 0 | 0 | 0 | 0 | 0 | 0 | 0 | 0 | 0 | 0
F3_Industrial_Industrial - ID_Existing_Space Heating_Natural Gas_Gas Boiler - Insulate Steam Lines/Condensate Tank_A_Achievable Economic RVT Potential | F3 | Industrial | Industrial - ID | Existing | Space Heating | Natural Gas | Gas Boiler - Insulate Steam Lines/Condensate Tank | A | Original Unit Winter Peak Savings (kW) | Achievable Economic RVT Potential | 0 | 0 | 0 | 0 | 0 | 0 | 0 | 0 | 0 | 0 | 0 | 0 | 0 | 0 | 0 | 0 | 0 | 0 | 0 | 0 | 0 | 0 | 0 | 0 | 0 | 0 | 0
F4_Industrial_Industrial - ID_Existing_Space Heating_Natural Gas_Gas Boiler - Insulate Steam Lines/Condensate Tank_A_Achievable Economic RVT Potential | F4 | Industrial | Industrial - ID | Existing | Space Heating | Natural Gas | Gas Boiler - Insulate Steam Lines/Condensate Tank | A | Standalone Impact on Baseline Energy (%) | Achievable Economic RVT Potential | 0 | 0 | 0.00031138 | 0.00062783 | 0.00094962 | 0.001277 | 0.0016102 | 0.0019495 | 0.002295 | 0.0026471 | 0.003006 | 0.0033718 | 0.0037448 | 0.0041252 | 0.0045132 | 0.004909 | 0.0053129 | 0.0054119 | 0.0055132 | 0.005616 | 0.0057204 | 0.0058263 | 0.0059339 | 0.006043 | 0.0061538 | 0.0062663 | 0.0063805
F5_Industrial_Industrial - ID_Existing_Space Heating_Natural Gas_Gas Boiler - Insulate Steam Lines/Condensate Tank_A_Achievable Economic RVT Potential | F5 | Industrial | Industrial - ID | Existing | Space Heating | Natural Gas | Gas Boiler - Insulate Steam Lines/Condensate Tank | A | Standalone Impact on Baseline Summer Peak (%) | Achievable Economic RVT Potential | 0 | 0 | 0 | 0 | 0 | 0 | 0 | 0 | 0 | 0 | 0 | 0 | 0 | 0 | 0 | 0 | 0 | 0 | 0 | 0 | 0 | 0 | 0 | 0 | 0 | 0 | 0
F6_Industrial_Industrial - ID_Existing_Space Heating_Natural Gas_Gas Boiler - Insulate Steam Lines/Condensate Tank_A_Achievable Economic RVT Potential | F6 | Industrial | Industrial - ID | Existing | Space Heating | Natural Gas | Gas Boiler - Insulate Steam Lines/Condensate Tank | A | Standalone Impact on Baseline Winter Peak (%) | Achievable Economic RVT Potential | 0 | 0 | 0 | 0 | 0 | 0 | 0 | 0 | 0 | 0 | 0 | 0 | 0 | 0 | 0 | 0 | 0 | 0 | 0 | 0 | 0 | 0 | 0 | 0 | 0 | 0 | 0
F7_Industrial_Industrial - ID_Existing_Space Heating_Natural Gas_Gas Boiler - Insulate Steam Lines/Condensate Tank_A_Achievable Economic RVT Potential | F7 | Industrial | Industrial - ID | Existing | Space Heating | Natural Gas | Gas Boiler - Insulate Steam Lines/Condensate Tank | A | Incremental Energy Savings (MWh or mTherms) | Achievable Economic RVT Potential | 0 | 0 | 0 | 0 | 0 | 0 | 0 | 0 | 0 | 0 | 0 | 0 | 0 | 0 | 0 | 0 | 0 | 0 | 0 | 0 | 0 | 0 | 0 | 0 | 0 | 0 | 0
F8_Industrial_Industrial - ID_Existing_Space Heating_Natural Gas_Gas Boiler - Insulate Steam Lines/Condensate Tank_A_Achievable Economic RVT Potential | F8 | Industrial | Industrial - ID | Existing | Space Heating | Natural Gas | Gas Boiler - Insulate Steam Lines/Condensate Tank | A | Incremental Summer Peak Savings (MW) | Achievable Economic RVT Potential | 0 | 0 | 0 | 0 | 0 | 0 | 0 | 0 | 0 | 0 | 0 | 0 | 0 | 0 | 0 | 0 | 0 | 0 | 0 | 0 | 0 | 0 | 0 | 0 | 0 | 0 | 0
F9_Industrial_Industrial - ID_Existing_Space Heating_Natural Gas_Gas Boiler - Insulate Steam Lines/Condensate Tank_A_Achievable Economic RVT Potential | F9 | Industrial | Industrial - ID | Existing | Space Heating | Natural Gas | Gas Boiler - Insulate Steam Lines/Condensate Tank | A | Incremental Winter Peak Savings (MW) | Achievable Economic RVT Potential | 0 | 0 | 0 | 0 | 0 | 0 | 0 | 0 | 0 | 0 | 0 | 0 | 0 | 0 | 0 | 0 | 0 | 0 | 0 | 0 | 0 | 0 | 0 | 0 | 0 | 0 | 0
F10_Industrial_Industrial - ID_Existing_Space Heating_Natural Gas_Gas Boiler - Insulate Steam Lines/Condensate Tank_A_Achievable Economic RVT Potential | F10 | Industrial | Industrial - ID | Existing | Space Heating | Natural Gas | Gas Boiler - Insulate Steam Lines/Condensate Tank | A | Cumulative Energy Savings (MWh or mTherms) | Achievable Economic RVT Potential | 0 | 0 | 0 | 0 | 0 | 0 | 0 | 0 | 0 | 0 | 0 | 0 | 0 | 0 | 0 | 0 | 0 | 0 | 0 | 0 | 0 | 0 | 0 | 0 | 0 | 0 | 0
F11_Industrial_Industrial - ID_Existing_Space Heating_Natural Gas_Gas Boiler - Insulate Steam Lines/Condensate Tank_A_Achievable Economic RVT Potential | F11 | Industrial | Industrial - ID | Existing | Space Heating | Natural Gas | Gas Boiler - Insulate Steam Lines/Condensate Tank | A | Cumulative Summer Peak Savings (MW) | Achievable Economic RVT Potential | 0 | 0 | 0 | 0 | 0 | 0 | 0 | 0 | 0 | 0 | 0 | 0 | 0 | 0 | 0 | 0 | 0 | 0 | 0 | 0 | 0 | 0 | 0 | 0 | 0 | 0 | 0
F12_Industrial_Industrial - ID_Existing_Space Heating_Natural Gas_Gas Boiler - Insulate Steam Lines/Condensate Tank_A_Achievable Economic RVT Potential | F12 | Industrial | Industrial - ID | Existing | Space Heating | Natural Gas | Gas Boiler - Insulate Steam Lines/Condensate Tank | A | Cumulative Winter Peak Savings (MW) | Achievable Economic RVT Potential | 0 | 0 | 0 | 0 | 0 | 0 | 0 | 0 | 0 | 0 | 0 | 0 | 0 | 0 | 0 | 0 | 0 | 0 | 0 | 0 | 0 | 0 | 0 | 0 | 0 | 0 | 0
F13_Industrial_Industrial - ID_Existing_Space Heating_Natural Gas_Gas Boiler - Insulate Steam Lines/Condensate Tank_A_Achievable Economic RVT Potential | F13 | Industrial | Industrial - ID | Existing | Space Heating | Natural Gas | Gas Boiler - Insulate Steam Lines/Condensate Tank | A | Purchases (Incremental) | Achievable Economic RVT Potential | 0 | 0 | 0 | 0 | 0 | 0 | 0 | 0 | 0 | 0 | 0 | 0 | 0 | 0 | 0 | 0 | 0 | 0 | 0 | 0 | 0 | 0 | 0 | 0 | 0 | 0 | 0
F14_Industrial_Industrial - ID_Existing_Space Heating_Natural Gas_Gas Boiler - Insulate Steam Lines/Condensate Tank_A_Achievable Economic RVT Potential | F14 | Industrial | Industrial - ID | Existing | Space Heating | Natural Gas | Gas Boiler - Insulate Steam Lines/Condensate Tank | A | Purchases (Cumulative) | Achievable Economic RVT Potential | 0 | 0 | 0 | 0 | 0 | 0 | 0 | 0 | 0 | 0 | 0 | 0 | 0 | 0 | 0 | 0 | 0 | 0 | 0 | 0 | 0 | 0 | 0 | 0 | 0 | 0 | 0
F1_Industrial_Industrial - ID_Existing_Space Heating_Natural Gas_Gas Boiler - Stack Economizer_A_Achievable Economic RVT Potential | F1 | Industrial | Industrial - ID | Existing | Space Heating | Natural Gas | Gas Boiler - Stack Economizer | A | Original Unit Energy Savings (kWh or therms) | Achievable Economic RVT Potential | 0 | 0 | 1.1247 | 1.1219 | 1.1191 | 1.1164 | 1.1138 | 1.1113 | 1.1088 | 1.1064 | 1.1041 | 1.1019 | 1.0998 | 1.0977 | 1.0958 | 1.094 | 1.0923 | 1.0907 | 1.0892 | 1.0878 | 1.0866 | 1.0854 | 1.0844 | 1.0834 | 1.0826 | 1.0818 | 1.0811
F2_Industrial_Industrial - ID_Existing_Space Heating_Natural Gas_Gas Boiler - Stack Economizer_A_Achievable Economic RVT Potential | F2 | Industrial | Industrial - ID | Existing | Space Heating | Natural Gas | Gas Boiler - Stack Economizer | A | Original Unit Summer Peak Savings (kW) | Achievable Economic RVT Potential | 0 | 0 | 0 | 0 | 0 | 0 | 0 | 0 | 0 | 0 | 0 | 0 | 0 | 0 | 0 | 0 | 0 | 0 | 0 | 0 | 0 | 0 | 0 | 0 | 0 | 0 | 0
F3_Industrial_Industrial - ID_Existing_Space Heating_Natural Gas_Gas Boiler - Stack Economizer_A_Achievable Economic RVT Potential | F3 | Industrial | Industrial - ID | Existing | Space Heating | Natural Gas | Gas Boiler - Stack Economizer | A | Original Unit Winter Peak Savings (kW) | Achievable Economic RVT Potential | 0 | 0 | 0 | 0 | 0 | 0 | 0 | 0 | 0 | 0 | 0 | 0 | 0 | 0 | 0 | 0 | 0 | 0 | 0 | 0 | 0 | 0 | 0 | 0 | 0 | 0 | 0
F4_Industrial_Industrial - ID_Existing_Space Heating_Natural Gas_Gas Boiler - Stack Economizer_A_Achievable Economic RVT Potential | F4 | Industrial | Industrial - ID | Existing | Space Heating | Natural Gas | Gas Boiler - Stack Economizer | A | Standalone Impact on Baseline Energy (%) | Achievable Economic RVT Potential | 0 | 0 | 0.00055083 | 0.0011106 | 0.0016799 | 0.002259 | 0.0028485 | 0.0033936 | 0.0038499 | 0.0042357 | 0.0045656 | 0.0048513 | 0.0051021 | 0.0053257 | 0.0055279 | 0.0057135 | 0.0058864 | 0.0059962 | 0.0061084 | 0.0062223 | 0.006338 | 0.0064553 | 0.0065744 | 0.0066954 | 0.0068181 | 0.0069428 | 0.0070693
F5_Industrial_Industrial - ID_Existing_Space Heating_Natural Gas_Gas Boiler - Stack Economizer_A_Achievable Economic RVT Potential | F5 | Industrial | Industrial - ID | Existing | Space Heating | Natural Gas | Gas Boiler - Stack Economizer | A | Standalone Impact on Baseline Summer Peak (%) | Achievable Economic RVT Potential | 0 | 0 | 0 | 0 | 0 | 0 | 0 | 0 | 0 | 0 | 0 | 0 | 0 | 0 | 0 | 0 | 0 | 0 | 0 | 0 | 0 | 0 | 0 | 0 | 0 | 0 | 0
F6_Industrial_Industrial - ID_Existing_Space Heating_Natural Gas_Gas Boiler - Stack Economizer_A_Achievable Economic RVT Potential | F6 | Industrial | Industrial - ID | Existing | Space Heating | Natural Gas | Gas Boiler - Stack Economizer | A | Standalone Impact on Baseline Winter Peak (%) | Achievable Economic RVT Potential | 0 | 0 | 0 | 0 | 0 | 0 | 0 | 0 | 0 | 0 | 0 | 0 | 0 | 0 | 0 | 0 | 0 | 0 | 0 | 0 | 0 | 0 | 0 | 0 | 0 | 0 | 0
F7_Industrial_Industrial - ID_Existing_Space Heating_Natural Gas_Gas Boiler - Stack Economizer_A_Achievable Economic RVT Potential | F7 | Industrial | Industrial - ID | Existing | Space Heating | Natural Gas | Gas Boiler - Stack Economizer | A | Incremental Energy Savings (MWh or mTherms) | Achievable Economic RVT Potential | 0 | 0 | 0 | 0 | 0 | 0 | 0 | 0 | 0 | 0 | 0 | 0 | 0 | 0 | 0 | 0 | 0 | 0 | 0 | 0 | 0 | 0 | 0 | 0 | 0 | 0 | 0
F8_Industrial_Industrial - ID_Existing_Space Heating_Natural Gas_Gas Boiler - Stack Economizer_A_Achievable Economic RVT Potential | F8 | Industrial | Industrial - ID | Existing | Space Heating | Natural Gas | Gas Boiler - Stack Economizer | A | Incremental Summer Peak Savings (MW) | Achievable Economic RVT Potential | 0 | 0 | 0 | 0 | 0 | 0 | 0 | 0 | 0 | 0 | 0 | 0 | 0 | 0 | 0 | 0 | 0 | 0 | 0 | 0 | 0 | 0 | 0 | 0 | 0 | 0 | 0
F9_Industrial_Industrial - ID_Existing_Space Heating_Natural Gas_Gas Boiler - Stack Economizer_A_Achievable Economic RVT Potential | F9 | Industrial | Industrial - ID | Existing | Space Heating | Natural Gas | Gas Boiler - Stack Economizer | A | Incremental Winter Peak Savings (MW) | Achievable Economic RVT Potential | 0 | 0 | 0 | 0 | 0 | 0 | 0 | 0 | 0 | 0 | 0 | 0 | 0 | 0 | 0 | 0 | 0 | 0 | 0 | 0 | 0 | 0 | 0 | 0 | 0 | 0 | 0
F10_Industrial_Industrial - ID_Existing_Space Heating_Natural Gas_Gas Boiler - Stack Economizer_A_Achievable Economic RVT Potential | F10 | Industrial | Industrial - ID | Existing | Space Heating | Natural Gas | Gas Boiler - Stack Economizer | A | Cumulative Energy Savings (MWh or mTherms) | Achievable Economic RVT Potential | 0 | 0 | 0 | 0 | 0 | 0 | 0 | 0 | 0 | 0 | 0 | 0 | 0 | 0 | 0 | 0 | 0 | 0 | 0 | 0 | 0 | 0 | 0 | 0 | 0 | 0 | 0
F11_Industrial_Industrial - ID_Existing_Space Heating_Natural Gas_Gas Boiler - Stack Economizer_A_Achievable Economic RVT Potential | F11 | Industrial | Industrial - ID | Existing | Space Heating | Natural Gas | Gas Boiler - Stack Economizer | A | Cumulative Summer Peak Savings (MW) | Achievable Economic RVT Potential | 0 | 0 | 0 | 0 | 0 | 0 | 0 | 0 | 0 | 0 | 0 | 0 | 0 | 0 | 0 | 0 | 0 | 0 | 0 | 0 | 0 | 0 | 0 | 0 | 0 | 0 | 0
F12_Industrial_Industrial - ID_Existing_Space Heating_Natural Gas_Gas Boiler - Stack Economizer_A_Achievable Economic RVT Potential | F12 | Industrial | Industrial - ID | Existing | Space Heating | Natural Gas | Gas Boiler - Stack Economizer | A | Cumulative Winter Peak Savings (MW) | Achievable Economic RVT Potential | 0 | 0 | 0 | 0 | 0 | 0 | 0 | 0 | 0 | 0 | 0 | 0 | 0 | 0 | 0 | 0 | 0 | 0 | 0 | 0 | 0 | 0 | 0 | 0 | 0 | 0 | 0
F13_Industrial_Industrial - ID_Existing_Space Heating_Natural Gas_Gas Boiler - Stack Economizer_A_Achievable Economic RVT Potential | F13 | Industrial | Industrial - ID | Existing | Space Heating | Natural Gas | Gas Boiler - Stack Economizer | A | Purchases (Incremental) | Achievable Economic RVT Potential | 0 | 0 | 0 | 0 | 0 | 0 | 0 | 0 | 0 | 0 | 0 | 0 | 0 | 0 | 0 | 0 | 0 | 0 | 0 | 0 | 0 | 0 | 0 | 0 | 0 | 0 | 0
F14_Industrial_Industrial - ID_Existing_Space Heating_Natural Gas_Gas Boiler - Stack Economizer_A_Achievable Economic RVT Potential | F14 | Industrial | Industrial - ID | Existing | Space Heating | Natural Gas | Gas Boiler - Stack Economizer | A | Purchases (Cumulative) | Achievable Economic RVT Potential | 0 | 0 | 0 | 0 | 0 | 0 | 0 | 0 | 0 | 0 | 0 | 0 | 0 | 0 | 0 | 0 | 0 | 0 | 0 | 0 | 0 | 0 | 0 | 0 | 0 | 0 | 0
F1_Industrial_Industrial - ID_Existing_Space Heating_Natural Gas_Gas Boiler - Steam Trap Replacement_A_Achievable Economic RVT Potential | F1 | Industrial | Industrial - ID | Existing | Space Heating | Natural Gas | Gas Boiler - Steam Trap Replacement | A | Original Unit Energy Savings (kWh or therms) | Achievable Economic RVT Potential | 0 | 0 | 47339.4589 | 47221.25 | 47105.3351 | 46992.0028 | 46881.5156 | 46774.1119 | 46670.0086 | 46569.403 | 46472.4742 | 46379.3852 | 46290.284 | 46205.3055 | 46124.5718 | 46048.1945 | 45976.2745 | 45908.904 | 45846.1665 | 45788.138 | 45734.8876 | 45686.4782 | 45642.4696 | 45602.4618 | 45566.0911 | 45533.0268 | 45502.9684
F2_Industrial_Industrial - ID_Existing_Space Heating_Natural Gas_Gas Boiler - Steam Trap Replacement_A_Achievable Economic RVT Potential | F2 | Industrial | Industrial - ID | Existing | Space Heating | Natural Gas | Gas Boiler - Steam Trap Replacement | A | Original Unit Summer Peak Savings (kW) | Achievable Economic RVT Potential | 0 | 0 | 0 | 0 | 0 | 0 | 0 | 0 | 0 | 0 | 0 | 0 | 0 | 0 | 0 | 0 | 0 | 0 | 0 | 0 | 0 | 0 | 0 | 0 | 0 | 0 | 0
F3_Industrial_Industrial - ID_Existing_Space Heating_Natural Gas_Gas Boiler - Steam Trap Replacement_A_Achievable Economic RVT Potential | F3 | Industrial | Industrial - ID | Existing | Space Heating | Natural Gas | Gas Boiler - Steam Trap Replacement | A | Original Unit Winter Peak Savings (kW) | Achievable Economic RVT Potential | 0 | 0 | 0 | 0 | 0 | 0 | 0 | 0 | 0 | 0 | 0 | 0 | 0 | 0 | 0 | 0 | 0 | 0 | 0 | 0 | 0 | 0 | 0 | 0 | 0 | 0 | 0
F4_Industrial_Industrial - ID_Existing_Space Heating_Natural Gas_Gas Boiler - Steam Trap Replacement_A_Achievable Economic RVT Potential | F4 | Industrial | Industrial - ID | Existing | Space Heating | Natural Gas | Gas Boiler - Steam Trap Replacement | A | Standalone Impact on Baseline Energy (%) | Achievable Economic RVT Potential | 0 | 0 | 1.8553e-05 | 3.7409e-05 | 5.6582e-05 | 7.6088e-05 | 9.5942e-05 | 0.00011616 | 0.00011822 | 0.00012033 | 0.00012249 | 0.00012471 | 0.00012698 | 0.0001293 | 0.00013168 | 0.00013412 | 0.00013661 | 0.00013915 | 0.00014176 | 0.0001444 | 0.00014709 | 0.00014981 | 0.00015257 | 0.00015538 | 0.00015823 | 0.00016112 | 0.00016406
F5_Industrial_Industrial - ID_Existing_Space Heating_Natural Gas_Gas Boiler - Steam Trap Replacement_A_Achievable Economic RVT Potential | F5 | Industrial | Industrial - ID | Existing | Space Heating | Natural Gas | Gas Boiler - Steam Trap Replacement | A | Standalone Impact on Baseline Summer Peak (%) | Achievable Economic RVT Potential | 0 | 0 | 0 | 0 | 0 | 0 | 0 | 0 | 0 | 0 | 0 | 0 | 0 | 0 | 0 | 0 | 0 | 0 | 0 | 0 | 0 | 0 | 0 | 0 | 0 | 0 | 0
F6_Industrial_Industrial - ID_Existing_Space Heating_Natural Gas_Gas Boiler - Steam Trap Replacement_A_Achievable Economic RVT Potential | F6 | Industrial | Industrial - ID | Existing | Space Heating | Natural Gas | Gas Boiler - Steam Trap Replacement | A | Standalone Impact on Baseline Winter Peak (%) | Achievable Economic RVT Potential | 0 | 0 | 0 | 0 | 0 | 0 | 0 | 0 | 0 | 0 | 0 | 0 | 0 | 0 | 0 | 0 | 0 | 0 | 0 | 0 | 0 | 0 | 0 | 0 | 0 | 0 | 0
F7_Industrial_Industrial - ID_Existing_Space Heating_Natural Gas_Gas Boiler - Steam Trap Replacement_A_Achievable Economic RVT Potential | F7 | Industrial | Industrial - ID | Existing | Space Heating | Natural Gas | Gas Boiler - Steam Trap Replacement | A | Incremental Energy Savings (MWh or mTherms) | Achievable Economic RVT Potential | 0 | 0 | 0 | 0 | 0 | 0 | 0 | 0 | 0 | 0 | 0 | 0 | 0 | 0 | 0 | 0 | 0 | 0 | 0 | 0 | 0 | 0 | 0 | 0 | 0 | 0 | 0
F8_Industrial_Industrial - ID_Existing_Space Heating_Natural Gas_Gas Boiler - Steam Trap Replacement_A_Achievable Economic RVT Potential | F8 | Industrial | Industrial - ID | Existing | Space Heating | Natural Gas | Gas Boiler - Steam Trap Replacement | A | Incremental Summer Peak Savings (MW) | Achievable Economic RVT Potential | 0 | 0 | 0 | 0 | 0 | 0 | 0 | 0 | 0 | 0 | 0 | 0 | 0 | 0 | 0 | 0 | 0 | 0 | 0 | 0 | 0 | 0 | 0 | 0 | 0 | 0 | 0
F9_Industrial_Industrial - ID_Existing_Space Heating_Natural Gas_Gas Boiler - Steam Trap Replacement_A_Achievable Economic RVT Potential | F9 | Industrial | Industrial - ID | Existing | Space Heating | Natural Gas | Gas Boiler - Steam Trap Replacement | A | Incremental Winter Peak Savings (MW) | Achievable Economic RVT Potential | 0 | 0 | 0 | 0 | 0 | 0 | 0 | 0 | 0 | 0 | 0 | 0 | 0 | 0 | 0 | 0 | 0 | 0 | 0 | 0 | 0 | 0 | 0 | 0 | 0 | 0 | 0
F10_Industrial_Industrial - ID_Existing_Space Heating_Natural Gas_Gas Boiler - Steam Trap Replacement_A_Achievable Economic RVT Potential | F10 | Industrial | Industrial - ID | Existing | Space Heating | Natural Gas | Gas Boiler - Steam Trap Replacement | A | Cumulative Energy Savings (MWh or mTherms) | Achievable Economic RVT Potential | 0 | 0 | 0 | 0 | 0 | 0 | 0 | 0 | 0 | 0 | 0 | 0 | 0 | 0 | 0 | 0 | 0 | 0 | 0 | 0 | 0 | 0 | 0 | 0 | 0 | 0 | 0
F11_Industrial_Industrial - ID_Existing_Space Heating_Natural Gas_Gas Boiler - Steam Trap Replacement_A_Achievable Economic RVT Potential | F11 | Industrial | Industrial - ID | Existing | Space Heating | Natural Gas | Gas Boiler - Steam Trap Replacement | A | Cumulative Summer Peak Savings (MW) | Achievable Economic RVT Potential | 0 | 0 | 0 | 0 | 0 | 0 | 0 | 0 | 0 | 0 | 0 | 0 | 0 | 0 | 0 | 0 | 0 | 0 | 0 | 0 | 0 | 0 | 0 | 0 | 0 | 0 | 0
F12_Industrial_Industrial - ID_Existing_Space Heating_Natural Gas_Gas Boiler - Steam Trap Replacement_A_Achievable Economic RVT Potential | F12 | Industrial | Industrial - ID | Existing | Space Heating | Natural Gas | Gas Boiler - Steam Trap Replacement | A | Cumulative Winter Peak Savings (MW) | Achievable Economic RVT Potential | 0 | 0 | 0 | 0 | 0 | 0 | 0 | 0 | 0 | 0 | 0 | 0 | 0 | 0 | 0 | 0 | 0 | 0 | 0 | 0 | 0 | 0 | 0 | 0 | 0 | 0 | 0
F13_Industrial_Industrial - ID_Existing_Space Heating_Natural Gas_Gas Boiler - Steam Trap Replacement_A_Achievable Economic RVT Potential | F13 | Industrial | Industrial - ID | Existing | Space Heating | Natural Gas | Gas Boiler - Steam Trap Replacement | A | Purchases (Incremental) | Achievable Economic RVT Potential | 0 | 0 | 0 | 0 | 0 | 0 | 0 | 0 | 0 | 0 | 0 | 0 | 0 | 0 | 0 | 0 | 0 | 0 | 0 | 0 | 0 | 0 | 0 | 0 | 0 | 0 | 0
F14_Industrial_Industrial - ID_Existing_Space Heating_Natural Gas_Gas Boiler - Steam Trap Replacement_A_Achievable Economic RVT Potential | F14 | Industrial | Industrial - ID | Existing | Space Heating | Natural Gas | Gas Boiler - Steam Trap Replacement | A | Purchases (Cumulative) | Achievable Economic RVT Potential | 0 | 0 | 0 | 0 | 0 | 0 | 0 | 0 | 0 | 0 | 0 | 0 | 0 | 0 | 0 | 0 | 0 | 0 | 0 | 0 | 0 | 0 | 0 | 0 | 0 | 0 | 0
F1_Industrial_Industrial - ID_Existing_Process_Natural Gas_Process Boiler - Hot Water Reset_A_Achievable Economic RVT Potential | F1 | Industrial | Industrial - ID | Existing | Process | Natural Gas | Process Boiler - Hot Water Reset | A | Original Unit Energy Savings (kWh or therms) | Achievable Economic RVT Potential | 0 | 0 | 8529.0556 | 8529.0556 | 8529.0556 | 8529.0556 | 8529.0556 | 8529.0556 | 8529.0556 | 8529.0556 | 8529.0556 | 8529.0556 | 8529.0556 | 8529.0556 | 8529.0556 | 8529.0556 | 8529.0556 | 8529.0556 | 8529.0556 | 8529.0556 | 8529.0556 | 8529.0556 | 8529.0556 | 8529.0556 | 8529.0556 | 8529.0556 | 8529.0556
F2_Industrial_Industrial - ID_Existing_Process_Natural Gas_Process Boiler - Hot Water Reset_A_Achievable Economic RVT Potential | F2 | Industrial | Industrial - ID | Existing | Process | Natural Gas | Process Boiler - Hot Water Reset | A | Original Unit Summer Peak Savings (kW) | Achievable Economic RVT Potential | 0 | 0 | 0 | 0 | 0 | 0 | 0 | 0 | 0 | 0 | 0 | 0 | 0 | 0 | 0 | 0 | 0 | 0 | 0 | 0 | 0 | 0 | 0 | 0 | 0 | 0 | 0
F3_Industrial_Industrial - ID_Existing_Process_Natural Gas_Process Boiler - Hot Water Reset_A_Achievable Economic RVT Potential | F3 | Industrial | Industrial - ID | Existing | Process | Natural Gas | Process Boiler - Hot Water Reset | A | Original Unit Winter Peak Savings (kW) | Achievable Economic RVT Potential | 0 | 0 | 0 | 0 | 0 | 0 | 0 | 0 | 0 | 0 | 0 | 0 | 0 | 0 | 0 | 0 | 0 | 0 | 0 | 0 | 0 | 0 | 0 | 0 | 0 | 0 | 0
F4_Industrial_Industrial - ID_Existing_Process_Natural Gas_Process Boiler - Hot Water Reset_A_Achievable Economic RVT Potential | F4 | Industrial | Industrial - ID | Existing | Process | Natural Gas | Process Boiler - Hot Water Reset | A | Standalone Impact on Baseline Energy (%) | Achievable Economic RVT Potential | 0 | 0 | 0.00028999 | 0.00065114 | 0.0010983 | 0.0016233 | 0.0022287 | 0.0029423 | 0.0037339 | 0.0045553 | 0.0053475 | 0.0060537 | 0.0066337 | 0.0070637 | 0.0073697 | 0.0075867 | 0.0077569 | 0.0079064 | 0.0080493 | 0.0081915 | 0.0083353 | 0.0084816 | 0.0086304 | 0.0087818 | 0.0089359 | 0.0090926 | 0.0092522
F5_Industrial_Industrial - ID_Existing_Process_Natural Gas_Process Boiler - Hot Water Reset_A_Achievable Economic RVT Potential | F5 | Industrial | Industrial - ID | Existing | Process | Natural Gas | Process Boiler - Hot Water Reset | A | Standalone Impact on Baseline Summer Peak (%) | Achievable Economic RVT Potential | 0 | 0 | 0 | 0 | 0 | 0 | 0 | 0 | 0 | 0 | 0 | 0 | 0 | 0 | 0 | 0 | 0 | 0 | 0 | 0 | 0 | 0 | 0 | 0 | 0 | 0 | 0
F6_Industrial_Industrial - ID_Existing_Process_Natural Gas_Process Boiler - Hot Water Reset_A_Achievable Economic RVT Potential | F6 | Industrial | Industrial - ID | Existing | Process | Natural Gas | Process Boiler - Hot Water Reset | A | Standalone Impact on Baseline Winter Peak (%) | Achievable Economic RVT Potential | 0 | 0 | 0 | 0 | 0 | 0 | 0 | 0 | 0 | 0 | 0 | 0 | 0 | 0 | 0 | 0 | 0 | 0 | 0 | 0 | 0 | 0 | 0 | 0 | 0 | 0 | 0
F7_Industrial_Industrial - ID_Existing_Process_Natural Gas_Process Boiler - Hot Water Reset_A_Achievable Economic RVT Potential | F7 | Industrial | Industrial - ID | Existing | Process | Natural Gas | Process Boiler - Hot Water Reset | A | Incremental Energy Savings (MWh or mTherms) | Achievable Economic RVT Potential | 0 | 0 | 0 | 0 | 0 | 0 | 0 | 0 | 0 | 0 | 0 | 0 | 0 | 0 | 0 | 0 | 0 | 0 | 0 | 0 | 0 | 0 | 0 | 0 | 0 | 0 | 0
F8_Industrial_Industrial - ID_Existing_Process_Natural Gas_Process Boiler - Hot Water Reset_A_Achievable Economic RVT Potential | F8 | Industrial | Industrial - ID | Existing | Process | Natural Gas | Process Boiler - Hot Water Reset | A | Incremental Summer Peak Savings (MW) | Achievable Economic RVT Potential | 0 | 0 | 0 | 0 | 0 | 0 | 0 | 0 | 0 | 0 | 0 | 0 | 0 | 0 | 0 | 0 | 0 | 0 | 0 | 0 | 0 | 0 | 0 | 0 | 0 | 0 | 0
F9_Industrial_Industrial - ID_Existing_Process_Natural Gas_Process Boiler - Hot Water Reset_A_Achievable Economic RVT Potential | F9 | Industrial | Industrial - ID | Existing | Process | Natural Gas | Process Boiler - Hot Water Reset | A | Incremental Winter Peak Savings (MW) | Achievable Economic RVT Potential | 0 | 0 | 0 | 0 | 0 | 0 | 0 | 0 | 0 | 0 | 0 | 0 | 0 | 0 | 0 | 0 | 0 | 0 | 0 | 0 | 0 | 0 | 0 | 0 | 0 | 0 | 0
F10_Industrial_Industrial - ID_Existing_Process_Natural Gas_Process Boiler - Hot Water Reset_A_Achievable Economic RVT Potential | F10 | Industrial | Industrial - ID | Existing | Process | Natural Gas | Process Boiler - Hot Water Reset | A | Cumulative Energy Savings (MWh or mTherms) | Achievable Economic RVT Potential | 0 | 0 | 0 | 0 | 0 | 0 | 0 | 0 | 0 | 0 | 0 | 0 | 0 | 0 | 0 | 0 | 0 | 0 | 0 | 0 | 0 | 0 | 0 | 0 | 0 | 0 | 0
F11_Industrial_Industrial - ID_Existing_Process_Natural Gas_Process Boiler - Hot Water Reset_A_Achievable Economic RVT Potential | F11 | Industrial | Industrial - ID | Existing | Process | Natural Gas | Process Boiler - Hot Water Reset | A | Cumulative Summer Peak Savings (MW) | Achievable Economic RVT Potential | 0 | 0 | 0 | 0 | 0 | 0 | 0 | 0 | 0 | 0 | 0 | 0 | 0 | 0 | 0 | 0 | 0 | 0 | 0 | 0 | 0 | 0 | 0 | 0 | 0 | 0 | 0
F12_Industrial_Industrial - ID_Existing_Process_Natural Gas_Process Boiler - Hot Water Reset_A_Achievable Economic RVT Potential | F12 | Industrial | Industrial - ID | Existing | Process | Natural Gas | Process Boiler - Hot Water Reset | A | Cumulative Winter Peak Savings (MW) | Achievable Economic RVT Potential | 0 | 0 | 0 | 0 | 0 | 0 | 0 | 0 | 0 | 0 | 0 | 0 | 0 | 0 | 0 | 0 | 0 | 0 | 0 | 0 | 0 | 0 | 0 | 0 | 0 | 0 | 0
F13_Industrial_Industrial - ID_Existing_Process_Natural Gas_Process Boiler - Hot Water Reset_A_Achievable Economic RVT Potential | F13 | Industrial | Industrial - ID | Existing | Process | Natural Gas | Process Boiler - Hot Water Reset | A | Purchases (Incremental) | Achievable Economic RVT Potential | 0 | 0 | 0 | 0 | 0 | 0 | 0 | 0 | 0 | 0 | 0 | 0 | 0 | 0 | 0 | 0 | 0 | 0 | 0 | 0 | 0 | 0 | 0 | 0 | 0 | 0 | 0
F14_Industrial_Industrial - ID_Existing_Process_Natural Gas_Process Boiler - Hot Water Reset_A_Achievable Economic RVT Potential | F14 | Industrial | Industrial - ID | Existing | Process | Natural Gas | Process Boiler - Hot Water Reset | A | Purchases (Cumulative) | Achievable Economic RVT Potential | 0 | 0 | 0 | 0 | 0 | 0 | 0 | 0 | 0 | 0 | 0 | 0 | 0 | 0 | 0 | 0 | 0 | 0 | 0 | 0 | 0 | 0 | 0 | 0 | 0 | 0 | 0
F1_Industrial_Industrial - ID_Existing_Process_Natural Gas_Process Boiler - Burner Control Optimization_A_Achievable Economic RVT Potential | F1 | Industrial | Industrial - ID | Existing | Process | Natural Gas | Process Boiler - Burner Control Optimization | A | Original Unit Energy Savings (kWh or therms) | Achievable Economic RVT Potential | 0 | 0 | 2.3188 | 2.3188 | 2.3188 | 2.3188 | 2.3188 | 2.3188 | 2.3188 | 2.3188 | 2.3188 | 2.3188 | 2.3188 | 2.3188 | 2.3188 | 2.3188 | 2.3188 | 2.3188 | 2.3188 | 2.3188 | 2.3188 | 2.3188 | 2.3188 | 2.3188 | 2.3188 | 2.3188 | 2.3188
F2_Industrial_Industrial - ID_Existing_Process_Natural Gas_Process Boiler - Burner Control Optimization_A_Achievable Economic RVT Potential | F2 | Industrial | Industrial - ID | Existing | Process | Natural Gas | Process Boiler - Burner Control Optimization | A | Original Unit Summer Peak Savings (kW) | Achievable Economic RVT Potential | 0 | 0 | 0 | 0 | 0 | 0 | 0 | 0 | 0 | 0 | 0 | 0 | 0 | 0 | 0 | 0 | 0 | 0 | 0 | 0 | 0 | 0 | 0 | 0 | 0 | 0 | 0
F3_Industrial_Industrial - ID_Existing_Process_Natural Gas_Process Boiler - Burner Control Optimization_A_Achievable Economic RVT Potential | F3 | Industrial | Industrial - ID | Existing | Process | Natural Gas | Process Boiler - Burner Control Optimization | A | Original Unit Winter Peak Savings (kW) | Achievable Economic RVT Potential | 0 | 0 | 0 | 0 | 0 | 0 | 0 | 0 | 0 | 0 | 0 | 0 | 0 | 0 | 0 | 0 | 0 | 0 | 0 | 0 | 0 | 0 | 0 | 0 | 0 | 0 | 0
F4_Industrial_Industrial - ID_Existing_Process_Natural Gas_Process Boiler - Burner Control Optimization_A_Achievable Economic RVT Potential | F4 | Industrial | Industrial - ID | Existing | Process | Natural Gas | Process Boiler - Burner Control Optimization | A | Standalone Impact on Baseline Energy (%) | Achievable Economic RVT Potential | 0 | 0 | 1.6229e-05 | 4.2024e-05 | 9.3782e-05 | 0.00018471 | 0.00032684 | 0.00052702 | 0.00078375 | 0.0010862 | 0.0014162 | 0.001752 | 0.0020729 | 0.0023632 | 0.0026138 | 0.0028223 | 0.0029917 | 0.003128 | 0.0032388 | 0.0033312 | 0.0033897 | 0.0034492 | 0.0035097 | 0.0035712 | 0.0036339 | 0.0036976 | 0.0037625
F5_Industrial_Industrial - ID_Existing_Process_Natural Gas_Process Boiler - Burner Control Optimization_A_Achievable Economic RVT Potential | F5 | Industrial | Industrial - ID | Existing | Process | Natural Gas | Process Boiler - Burner Control Optimization | A | Standalone Impact on Baseline Summer Peak (%) | Achievable Economic RVT Potential | 0 | 0 | 0 | 0 | 0 | 0 | 0 | 0 | 0 | 0 | 0 | 0 | 0 | 0 | 0 | 0 | 0 | 0 | 0 | 0 | 0 | 0 | 0 | 0 | 0 | 0 | 0
F6_Industrial_Industrial - ID_Existing_Process_Natural Gas_Process Boiler - Burner Control Optimization_A_Achievable Economic RVT Potential | F6 | Industrial | Industrial - ID | Existing | Process | Natural Gas | Process Boiler - Burner Control Optimization | A | Standalone Impact on Baseline Winter Peak (%) | Achievable Economic RVT Potential | 0 | 0 | 0 | 0 | 0 | 0 | 0 | 0 | 0 | 0 | 0 | 0 | 0 | 0 | 0 | 0 | 0 | 0 | 0 | 0 | 0 | 0 | 0 | 0 | 0 | 0 | 0
F7_Industrial_Industrial - ID_Existing_Process_Natural Gas_Process Boiler - Burner Control Optimization_A_Achievable Economic RVT Potential | F7 | Industrial | Industrial - ID | Existing | Process | Natural Gas | Process Boiler - Burner Control Optimization | A | Incremental Energy Savings (MWh or mTherms) | Achievable Economic RVT Potential | 0 | 0 | 0 | 0 | 0 | 0 | 0 | 0 | 0 | 0 | 0 | 0 | 0 | 0 | 0 | 0 | 0 | 0 | 0 | 0 | 0 | 0 | 0 | 0 | 0 | 0 | 0
F8_Industrial_Industrial - ID_Existing_Process_Natural Gas_Process Boiler - Burner Control Optimization_A_Achievable Economic RVT Potential | F8 | Industrial | Industrial - ID | Existing | Process | Natural Gas | Process Boiler - Burner Control Optimization | A | Incremental Summer Peak Savings (MW) | Achievable Economic RVT Potential | 0 | 0 | 0 | 0 | 0 | 0 | 0 | 0 | 0 | 0 | 0 | 0 | 0 | 0 | 0 | 0 | 0 | 0 | 0 | 0 | 0 | 0 | 0 | 0 | 0 | 0 | 0
F9_Industrial_Industrial - ID_Existing_Process_Natural Gas_Process Boiler - Burner Control Optimization_A_Achievable Economic RVT Potential | F9 | Industrial | Industrial - ID | Existing | Process | Natural Gas | Process Boiler - Burner Control Optimization | A | Incremental Winter Peak Savings (MW) | Achievable Economic RVT Potential | 0 | 0 | 0 | 0 | 0 | 0 | 0 | 0 | 0 | 0 | 0 | 0 | 0 | 0 | 0 | 0 | 0 | 0 | 0 | 0 | 0 | 0 | 0 | 0 | 0 | 0 | 0
F10_Industrial_Industrial - ID_Existing_Process_Natural Gas_Process Boiler - Burner Control Optimization_A_Achievable Economic RVT Potential | F10 | Industrial | Industrial - ID | Existing | Process | Natural Gas | Process Boiler - Burner Control Optimization | A | Cumulative Energy Savings (MWh or mTherms) | Achievable Economic RVT Potential | 0 | 0 | 0 | 0 | 0 | 0 | 0 | 0 | 0 | 0 | 0 | 0 | 0 | 0 | 0 | 0 | 0 | 0 | 0 | 0 | 0 | 0 | 0 | 0 | 0 | 0 | 0
F11_Industrial_Industrial - ID_Existing_Process_Natural Gas_Process Boiler - Burner Control Optimization_A_Achievable Economic RVT Potential | F11 | Industrial | Industrial - ID | Existing | Process | Natural Gas | Process Boiler - Burner Control Optimization | A | Cumulative Summer Peak Savings (MW) | Achievable Economic RVT Potential | 0 | 0 | 0 | 0 | 0 | 0 | 0 | 0 | 0 | 0 | 0 | 0 | 0 | 0 | 0 | 0 | 0 | 0 | 0 | 0 | 0 | 0 | 0 | 0 | 0 | 0 | 0
F12_Industrial_Industrial - ID_Existing_Process_Natural Gas_Process Boiler - Burner Control Optimization_A_Achievable Economic RVT Potential | F12 | Industrial | Industrial - ID | Existing | Process | Natural Gas | Process Boiler - Burner Control Optimization | A | Cumulative Winter Peak Savings (MW) | Achievable Economic RVT Potential | 0 | 0 | 0 | 0 | 0 | 0 | 0 | 0 | 0 | 0 | 0 | 0 | 0 | 0 | 0 | 0 | 0 | 0 | 0 | 0 | 0 | 0 | 0 | 0 | 0 | 0 | 0
F13_Industrial_Industrial - ID_Existing_Process_Natural Gas_Process Boiler - Burner Control Optimization_A_Achievable Economic RVT Potential | F13 | Industrial | Industrial - ID | Existing | Process | Natural Gas | Process Boiler - Burner Control Optimization | A | Purchases (Incremental) | Achievable Economic RVT Potential | 0 | 0 | 0 | 0 | 0 | 0 | 0 | 0 | 0 | 0 | 0 | 0 | 0 | 0 | 0 | 0 | 0 | 0 | 0 | 0 | 0 | 0 | 0 | 0 | 0 | 0 | 0
F14_Industrial_Industrial - ID_Existing_Process_Natural Gas_Process Boiler - Burner Control Optimization_A_Achievable Economic RVT Potential | F14 | Industrial | Industrial - ID | Existing | Process | Natural Gas | Process Boiler - Burner Control Optimization | A | Purchases (Cumulative) | Achievable Economic RVT Potential | 0 | 0 | 0 | 0 | 0 | 0 | 0 | 0 | 0 | 0 | 0 | 0 | 0 | 0 | 0 | 0 | 0 | 0 | 0 | 0 | 0 | 0 | 0 | 0 | 0 | 0 | 0
F1_Industrial_Industrial - ID_Existing_Process_Natural Gas_Process Boiler - Insulate Hot Water Lines_A_Achievable Economic RVT Potential | F1 | Industrial | Industrial - ID | Existing | Process | Natural Gas | Process Boiler - Insulate Hot Water Lines | A | Original Unit Energy Savings (kWh or therms) | Achievable Economic RVT Potential | 0 | 0 | 35.7237 | 35.7237 | 35.7237 | 35.7237 | 35.7237 | 35.7237 | 35.7237 | 35.7237 | 35.7237 | 35.7237 | 35.7237 | 35.7237 | 35.7237 | 35.7237 | 35.7237 | 35.7237 | 35.7237 | 35.7237 | 35.7237 | 35.7237 | 35.7237 | 35.7237 | 35.7237 | 35.7237 | 35.7237
F2_Industrial_Industrial - ID_Existing_Process_Natural Gas_Process Boiler - Insulate Hot Water Lines_A_Achievable Economic RVT Potential | F2 | Industrial | Industrial - ID | Existing | Process | Natural Gas | Process Boiler - Insulate Hot Water Lines | A | Original Unit Summer Peak Savings (kW) | Achievable Economic RVT Potential | 0 | 0 | 0 | 0 | 0 | 0 | 0 | 0 | 0 | 0 | 0 | 0 | 0 | 0 | 0 | 0 | 0 | 0 | 0 | 0 | 0 | 0 | 0 | 0 | 0 | 0 | 0
F3_Industrial_Industrial - ID_Existing_Process_Natural Gas_Process Boiler - Insulate Hot Water Lines_A_Achievable Economic RVT Potential | F3 | Industrial | Industrial - ID | Existing | Process | Natural Gas | Process Boiler - Insulate Hot Water Lines | A | Original Unit Winter Peak Savings (kW) | Achievable Economic RVT Potential | 0 | 0 | 0 | 0 | 0 | 0 | 0 | 0 | 0 | 0 | 0 | 0 | 0 | 0 | 0 | 0 | 0 | 0 | 0 | 0 | 0 | 0 | 0 | 0 | 0 | 0 | 0
F4_Industrial_Industrial - ID_Existing_Process_Natural Gas_Process Boiler - Insulate Hot Water Lines_A_Achievable Economic RVT Potential | F4 | Industrial | Industrial - ID | Existing | Process | Natural Gas | Process Boiler - Insulate Hot Water Lines | A | Standalone Impact on Baseline Energy (%) | Achievable Economic RVT Potential | 0 | 0 | 0.00020098 | 0.00040549 | 0.00061358 | 0.00082532 | 0.0010408 | 0.00126 | 0.0014831 | 0.0017101 | 0.0019411 | 0.0021761 | 0.0024153 | 0.0024576 | 0.0025008 | 0.0025446 | 0.0025893 | 0.0026347 | 0.0026809 | 0.002728 | 0.0027758 | 0.0028245 | 0.0028741 | 0.0029245 | 0.0029758 | 0.003028 | 0.0030811
F5_Industrial_Industrial - ID_Existing_Process_Natural Gas_Process Boiler - Insulate Hot Water Lines_A_Achievable Economic RVT Potential | F5 | Industrial | Industrial - ID | Existing | Process | Natural Gas | Process Boiler - Insulate Hot Water Lines | A | Standalone Impact on Baseline Summer Peak (%) | Achievable Economic RVT Potential | 0 | 0 | 0 | 0 | 0 | 0 | 0 | 0 | 0 | 0 | 0 | 0 | 0 | 0 | 0 | 0 | 0 | 0 | 0 | 0 | 0 | 0 | 0 | 0 | 0 | 0 | 0
F6_Industrial_Industrial - ID_Existing_Process_Natural Gas_Process Boiler - Insulate Hot Water Lines_A_Achievable Economic RVT Potential | F6 | Industrial | Industrial - ID | Existing | Process | Natural Gas | Process Boiler - Insulate Hot Water Lines | A | Standalone Impact on Baseline Winter Peak (%) | Achievable Economic RVT Potential | 0 | 0 | 0 | 0 | 0 | 0 | 0 | 0 | 0 | 0 | 0 | 0 | 0 | 0 | 0 | 0 | 0 | 0 | 0 | 0 | 0 | 0 | 0 | 0 | 0 | 0 | 0
F7_Industrial_Industrial - ID_Existing_Process_Natural Gas_Process Boiler - Insulate Hot Water Lines_A_Achievable Economic RVT Potential | F7 | Industrial | Industrial - ID | Existing | Process | Natural Gas | Process Boiler - Insulate Hot Water Lines | A | Incremental Energy Savings (MWh or mTherms) | Achievable Economic RVT Potential | 0 | 0 | 0 | 0 | 0 | 0 | 0 | 0 | 0 | 0 | 0 | 0 | 0 | 0 | 0 | 0 | 0 | 0 | 0 | 0 | 0 | 0 | 0 | 0 | 0 | 0 | 0
F8_Industrial_Industrial - ID_Existing_Process_Natural Gas_Process Boiler - Insulate Hot Water Lines_A_Achievable Economic RVT Potential | F8 | Industrial | Industrial - ID | Existing | Process | Natural Gas | Process Boiler - Insulate Hot Water Lines | A | Incremental Summer Peak Savings (MW) | Achievable Economic RVT Potential | 0 | 0 | 0 | 0 | 0 | 0 | 0 | 0 | 0 | 0 | 0 | 0 | 0 | 0 | 0 | 0 | 0 | 0 | 0 | 0 | 0 | 0 | 0 | 0 | 0 | 0 | 0
F9_Industrial_Industrial - ID_Existing_Process_Natural Gas_Process Boiler - Insulate Hot Water Lines_A_Achievable Economic RVT Potential | F9 | Industrial | Industrial - ID | Existing | Process | Natural Gas | Process Boiler - Insulate Hot Water Lines | A | Incremental Winter Peak Savings (MW) | Achievable Economic RVT Potential | 0 | 0 | 0 | 0 | 0 | 0 | 0 | 0 | 0 | 0 | 0 | 0 | 0 | 0 | 0 | 0 | 0 | 0 | 0 | 0 | 0 | 0 | 0 | 0 | 0 | 0 | 0
F10_Industrial_Industrial - ID_Existing_Process_Natural Gas_Process Boiler - Insulate Hot Water Lines_A_Achievable Economic RVT Potential | F10 | Industrial | Industrial - ID | Existing | Process | Natural Gas | Process Boiler - Insulate Hot Water Lines | A | Cumulative Energy Savings (MWh or mTherms) | Achievable Economic RVT Potential | 0 | 0 | 0 | 0 | 0 | 0 | 0 | 0 | 0 | 0 | 0 | 0 | 0 | 0 | 0 | 0 | 0 | 0 | 0 | 0 | 0 | 0 | 0 | 0 | 0 | 0 | 0
F11_Industrial_Industrial - ID_Existing_Process_Natural Gas_Process Boiler - Insulate Hot Water Lines_A_Achievable Economic RVT Potential | F11 | Industrial | Industrial - ID | Existing | Process | Natural Gas | Process Boiler - Insulate Hot Water Lines | A | Cumulative Summer Peak Savings (MW) | Achievable Economic RVT Potential | 0 | 0 | 0 | 0 | 0 | 0 | 0 | 0 | 0 | 0 | 0 | 0 | 0 | 0 | 0 | 0 | 0 | 0 | 0 | 0 | 0 | 0 | 0 | 0 | 0 | 0 | 0
F12_Industrial_Industrial - ID_Existing_Process_Natural Gas_Process Boiler - Insulate Hot Water Lines_A_Achievable Economic RVT Potential | F12 | Industrial | Industrial - ID | Existing | Process | Natural Gas | Process Boiler - Insulate Hot Water Lines | A | Cumulative Winter Peak Savings (MW) | Achievable Economic RVT Potential | 0 | 0 | 0 | 0 | 0 | 0 | 0 | 0 | 0 | 0 | 0 | 0 | 0 | 0 | 0 | 0 | 0 | 0 | 0 | 0 | 0 | 0 | 0 | 0 | 0 | 0 | 0
F13_Industrial_Industrial - ID_Existing_Process_Natural Gas_Process Boiler - Insulate Hot Water Lines_A_Achievable Economic RVT Potential | F13 | Industrial | Industrial - ID | Existing | Process | Natural Gas | Process Boiler - Insulate Hot Water Lines | A | Purchases (Incremental) | Achievable Economic RVT Potential | 0 | 0 | 0 | 0 | 0 | 0 | 0 | 0 | 0 | 0 | 0 | 0 | 0 | 0 | 0 | 0 | 0 | 0 | 0 | 0 | 0 | 0 | 0 | 0 | 0 | 0 | 0
F14_Industrial_Industrial - ID_Existing_Process_Natural Gas_Process Boiler - Insulate Hot Water Lines_A_Achievable Economic RVT Potential | F14 | Industrial | Industrial - ID | Existing | Process | Natural Gas | Process Boiler - Insulate Hot Water Lines | A | Purchases (Cumulative) | Achievable Economic RVT Potential | 0 | 0 | 0 | 0 | 0 | 0 | 0 | 0 | 0 | 0 | 0 | 0 | 0 | 0 | 0 | 0 | 0 | 0 | 0 | 0 | 0 | 0 | 0 | 0 | 0 | 0 | 0
F1_Industrial_Industrial - ID_Existing_Process_Natural Gas_Process Boiler - Insulate Steam Lines/Condensate Tank_A_Achievable Economic RVT Potential | F1 | Industrial | Industrial - ID | Existing | Process | Natural Gas | Process Boiler - Insulate Steam Lines/Condensate Tank | A | Original Unit Energy Savings (kWh or therms) | Achievable Economic RVT Potential | 0 | 0 | 53.3628 | 53.3628 | 53.3628 | 53.3628 | 53.3628 | 53.3628 | 53.3628 | 53.3628 | 53.3628 | 53.3628 | 53.3628 | 53.3628 | 53.3628 | 53.3628 | 53.3628 | 53.3628 | 53.3628 | 53.3628 | 53.3628 | 53.3628 | 53.3628 | 53.3628 | 53.3628 | 53.3628 | 53.3628
F2_Industrial_Industrial - ID_Existing_Process_Natural Gas_Process Boiler - Insulate Steam Lines/Condensate Tank_A_Achievable Economic RVT Potential | F2 | Industrial | Industrial - ID | Existing | Process | Natural Gas | Process Boiler - Insulate Steam Lines/Condensate Tank | A | Original Unit Summer Peak Savings (kW) | Achievable Economic RVT Potential | 0 | 0 | 0 | 0 | 0 | 0 | 0 | 0 | 0 | 0 | 0 | 0 | 0 | 0 | 0 | 0 | 0 | 0 | 0 | 0 | 0 | 0 | 0 | 0 | 0 | 0 | 0
F3_Industrial_Industrial - ID_Existing_Process_Natural Gas_Process Boiler - Insulate Steam Lines/Condensate Tank_A_Achievable Economic RVT Potential | F3 | Industrial | Industrial - ID | Existing | Process | Natural Gas | Process Boiler - Insulate Steam Lines/Condensate Tank | A | Original Unit Winter Peak Savings (kW) | Achievable Economic RVT Potential | 0 | 0 | 0 | 0 | 0 | 0 | 0 | 0 | 0 | 0 | 0 | 0 | 0 | 0 | 0 | 0 | 0 | 0 | 0 | 0 | 0 | 0 | 0 | 0 | 0 | 0 | 0
F4_Industrial_Industrial - ID_Existing_Process_Natural Gas_Process Boiler - Insulate Steam Lines/Condensate Tank_A_Achievable Economic RVT Potential | F4 | Industrial | Industrial - ID | Existing | Process | Natural Gas | Process Boiler - Insulate Steam Lines/Condensate Tank | A | Standalone Impact on Baseline Energy (%) | Achievable Economic RVT Potential | 0 | 0 | 0.00030022 | 0.0006057 | 0.00091654 | 0.0012328 | 0.0015547 | 0.0018822 | 0.0022154 | 0.0025545 | 0.0028995 | 0.0032506 | 0.0036079 | 0.0039714 | 0.0043413 | 0.0047176 | 0.0051006 | 0.0051901 | 0.0052812 | 0.0053738 | 0.0054681 | 0.005564 | 0.0056616 | 0.005761 | 0.005862 | 0.0059649 | 0.0060695
F5_Industrial_Industrial - ID_Existing_Process_Natural Gas_Process Boiler - Insulate Steam Lines/Condensate Tank_A_Achievable Economic RVT Potential | F5 | Industrial | Industrial - ID | Existing | Process | Natural Gas | Process Boiler - Insulate Steam Lines/Condensate Tank | A | Standalone Impact on Baseline Summer Peak (%) | Achievable Economic RVT Potential | 0 | 0 | 0 | 0 | 0 | 0 | 0 | 0 | 0 | 0 | 0 | 0 | 0 | 0 | 0 | 0 | 0 | 0 | 0 | 0 | 0 | 0 | 0 | 0 | 0 | 0 | 0
F6_Industrial_Industrial - ID_Existing_Process_Natural Gas_Process Boiler - Insulate Steam Lines/Condensate Tank_A_Achievable Economic RVT Potential | F6 | Industrial | Industrial - ID | Existing | Process | Natural Gas | Process Boiler - Insulate Steam Lines/Condensate Tank | A | Standalone Impact on Baseline Winter Peak (%) | Achievable Economic RVT Potential | 0 | 0 | 0 | 0 | 0 | 0 | 0 | 0 | 0 | 0 | 0 | 0 | 0 | 0 | 0 | 0 | 0 | 0 | 0 | 0 | 0 | 0 | 0 | 0 | 0 | 0 | 0
F7_Industrial_Industrial - ID_Existing_Process_Natural Gas_Process Boiler - Insulate Steam Lines/Condensate Tank_A_Achievable Economic RVT Potential | F7 | Industrial | Industrial - ID | Existing | Process | Natural Gas | Process Boiler - Insulate Steam Lines/Condensate Tank | A | Incremental Energy Savings (MWh or mTherms) | Achievable Economic RVT Potential | 0 | 0 | 0 | 0 | 0 | 0 | 0 | 0 | 0 | 0 | 0 | 0 | 0 | 0 | 0 | 0 | 0 | 0 | 0 | 0 | 0 | 0 | 0 | 0 | 0 | 0 | 0
F8_Industrial_Industrial - ID_Existing_Process_Natural Gas_Process Boiler - Insulate Steam Lines/Condensate Tank_A_Achievable Economic RVT Potential | F8 | Industrial | Industrial - ID | Existing | Process | Natural Gas | Process Boiler - Insulate Steam Lines/Condensate Tank | A | Incremental Summer Peak Savings (MW) | Achievable Economic RVT Potential | 0 | 0 | 0 | 0 | 0 | 0 | 0 | 0 | 0 | 0 | 0 | 0 | 0 | 0 | 0 | 0 | 0 | 0 | 0 | 0 | 0 | 0 | 0 | 0 | 0 | 0 | 0
F9_Industrial_Industrial - ID_Existing_Process_Natural Gas_Process Boiler - Insulate Steam Lines/Condensate Tank_A_Achievable Economic RVT Potential | F9 | Industrial | Industrial - ID | Existing | Process | Natural Gas | Process Boiler - Insulate Steam Lines/Condensate Tank | A | Incremental Winter Peak Savings (MW) | Achievable Economic RVT Potential | 0 | 0 | 0 | 0 | 0 | 0 | 0 | 0 | 0 | 0 | 0 | 0 | 0 | 0 | 0 | 0 | 0 | 0 | 0 | 0 | 0 | 0 | 0 | 0 | 0 | 0 | 0
F10_Industrial_Industrial - ID_Existing_Process_Natural Gas_Process Boiler - Insulate Steam Lines/Condensate Tank_A_Achievable Economic RVT Potential | F10 | Industrial | Industrial - ID | Existing | Process | Natural Gas | Process Boiler - Insulate Steam Lines/Condensate Tank | A | Cumulative Energy Savings (MWh or mTherms) | Achievable Economic RVT Potential | 0 | 0 | 0 | 0 | 0 | 0 | 0 | 0 | 0 | 0 | 0 | 0 | 0 | 0 | 0 | 0 | 0 | 0 | 0 | 0 | 0 | 0 | 0 | 0 | 0 | 0 | 0
F11_Industrial_Industrial - ID_Existing_Process_Natural Gas_Process Boiler - Insulate Steam Lines/Condensate Tank_A_Achievable Economic RVT Potential | F11 | Industrial | Industrial - ID | Existing | Process | Natural Gas | Process Boiler - Insulate Steam Lines/Condensate Tank | A | Cumulative Summer Peak Savings (MW) | Achievable Economic RVT Potential | 0 | 0 | 0 | 0 | 0 | 0 | 0 | 0 | 0 | 0 | 0 | 0 | 0 | 0 | 0 | 0 | 0 | 0 | 0 | 0 | 0 | 0 | 0 | 0 | 0 | 0 | 0
F12_Industrial_Industrial - ID_Existing_Process_Natural Gas_Process Boiler - Insulate Steam Lines/Condensate Tank_A_Achievable Economic RVT Potential | F12 | Industrial | Industrial - ID | Existing | Process | Natural Gas | Process Boiler - Insulate Steam Lines/Condensate Tank | A | Cumulative Winter Peak Savings (MW) | Achievable Economic RVT Potential | 0 | 0 | 0 | 0 | 0 | 0 | 0 | 0 | 0 | 0 | 0 | 0 | 0 | 0 | 0 | 0 | 0 | 0 | 0 | 0 | 0 | 0 | 0 | 0 | 0 | 0 | 0
F13_Industrial_Industrial - ID_Existing_Process_Natural Gas_Process Boiler - Insulate Steam Lines/Condensate Tank_A_Achievable Economic RVT Potential | F13 | Industrial | Industrial - ID | Existing | Process | Natural Gas | Process Boiler - Insulate Steam Lines/Condensate Tank | A | Purchases (Incremental) | Achievable Economic RVT Potential | 0 | 0 | 0 | 0 | 0 | 0 | 0 | 0 | 0 | 0 | 0 | 0 | 0 | 0 | 0 | 0 | 0 | 0 | 0 | 0 | 0 | 0 | 0 | 0 | 0 | 0 | 0
F14_Industrial_Industrial - ID_Existing_Process_Natural Gas_Process Boiler - Insulate Steam Lines/Condensate Tank_A_Achievable Economic RVT Potential | F14 | Industrial | Industrial - ID | Existing | Process | Natural Gas | Process Boiler - Insulate Steam Lines/Condensate Tank | A | Purchases (Cumulative) | Achievable Economic RVT Potential | 0 | 0 | 0 | 0 | 0 | 0 | 0 | 0 | 0 | 0 | 0 | 0 | 0 | 0 | 0 | 0 | 0 | 0 | 0 | 0 | 0 | 0 | 0 | 0 | 0 | 0 | 0
F1_Industrial_Industrial - ID_Existing_Process_Natural Gas_Process Boiler - Stack Economizer_A_Achievable Economic RVT Potential | F1 | Industrial | Industrial - ID | Existing | Process | Natural Gas | Process Boiler - Stack Economizer | A | Original Unit Energy Savings (kWh or therms) | Achievable Economic RVT Potential | 0 | 0 | 7.6762 | 7.6762 | 7.6762 | 7.6762 | 7.6762 | 7.6762 | 7.6762 | 7.6762 | 7.6762 | 7.6762 | 7.6762 | 7.6762 | 7.6762 | 7.6762 | 7.6762 | 7.6762 | 7.6762 | 7.6762 | 7.6762 | 7.6762 | 7.6762 | 7.6762 | 7.6762 | 7.6762 | 7.6762
F2_Industrial_Industrial - ID_Existing_Process_Natural Gas_Process Boiler - Stack Economizer_A_Achievable Economic RVT Potential | F2 | Industrial | Industrial - ID | Existing | Process | Natural Gas | Process Boiler - Stack Economizer | A | Original Unit Summer Peak Savings (kW) | Achievable Economic RVT Potential | 0 | 0 | 0 | 0 | 0 | 0 | 0 | 0 | 0 | 0 | 0 | 0 | 0 | 0 | 0 | 0 | 0 | 0 | 0 | 0 | 0 | 0 | 0 | 0 | 0 | 0 | 0
F3_Industrial_Industrial - ID_Existing_Process_Natural Gas_Process Boiler - Stack Economizer_A_Achievable Economic RVT Potential | F3 | Industrial | Industrial - ID | Existing | Process | Natural Gas | Process Boiler - Stack Economizer | A | Original Unit Winter Peak Savings (kW) | Achievable Economic RVT Potential | 0 | 0 | 0 | 0 | 0 | 0 | 0 | 0 | 0 | 0 | 0 | 0 | 0 | 0 | 0 | 0 | 0 | 0 | 0 | 0 | 0 | 0 | 0 | 0 | 0 | 0 | 0
F4_Industrial_Industrial - ID_Existing_Process_Natural Gas_Process Boiler - Stack Economizer_A_Achievable Economic RVT Potential | F4 | Industrial | Industrial - ID | Existing | Process | Natural Gas | Process Boiler - Stack Economizer | A | Standalone Impact on Baseline Energy (%) | Achievable Economic RVT Potential | 0 | 0 | 0.00053108 | 0.0010715 | 0.0016214 | 0.0021809 | 0.0027502 | 0.0032765 | 0.0037163 | 0.0040874 | 0.0044039 | 0.0046769 | 0.0049156 | 0.0051271 | 0.0053173 | 0.0054908 | 0.0056513 | 0.0057504 | 0.0058513 | 0.0059539 | 0.0060584 | 0.0061647 | 0.0062728 | 0.0063829 | 0.0064949 | 0.0066088 | 0.0067248
F5_Industrial_Industrial - ID_Existing_Process_Natural Gas_Process Boiler - Stack Economizer_A_Achievable Economic RVT Potential | F5 | Industrial | Industrial - ID | Existing | Process | Natural Gas | Process Boiler - Stack Economizer | A | Standalone Impact on Baseline Summer Peak (%) | Achievable Economic RVT Potential | 0 | 0 | 0 | 0 | 0 | 0 | 0 | 0 | 0 | 0 | 0 | 0 | 0 | 0 | 0 | 0 | 0 | 0 | 0 | 0 | 0 | 0 | 0 | 0 | 0 | 0 | 0
F6_Industrial_Industrial - ID_Existing_Process_Natural Gas_Process Boiler - Stack Economizer_A_Achievable Economic RVT Potential | F6 | Industrial | Industrial - ID | Existing | Process | Natural Gas | Process Boiler - Stack Economizer | A | Standalone Impact on Baseline Winter Peak (%) | Achievable Economic RVT Potential | 0 | 0 | 0 | 0 | 0 | 0 | 0 | 0 | 0 | 0 | 0 | 0 | 0 | 0 | 0 | 0 | 0 | 0 | 0 | 0 | 0 | 0 | 0 | 0 | 0 | 0 | 0
F7_Industrial_Industrial - ID_Existing_Process_Natural Gas_Process Boiler - Stack Economizer_A_Achievable Economic RVT Potential | F7 | Industrial | Industrial - ID | Existing | Process | Natural Gas | Process Boiler - Stack Economizer | A | Incremental Energy Savings (MWh or mTherms) | Achievable Economic RVT Potential | 0 | 0 | 0 | 0 | 0 | 0 | 0 | 0 | 0 | 0 | 0 | 0 | 0 | 0 | 0 | 0 | 0 | 0 | 0 | 0 | 0 | 0 | 0 | 0 | 0 | 0 | 0
F8_Industrial_Industrial - ID_Existing_Process_Natural Gas_Process Boiler - Stack Economizer_A_Achievable Economic RVT Potential | F8 | Industrial | Industrial - ID | Existing | Process | Natural Gas | Process Boiler - Stack Economizer | A | Incremental Summer Peak Savings (MW) | Achievable Economic RVT Potential | 0 | 0 | 0 | 0 | 0 | 0 | 0 | 0 | 0 | 0 | 0 | 0 | 0 | 0 | 0 | 0 | 0 | 0 | 0 | 0 | 0 | 0 | 0 | 0 | 0 | 0 | 0
F9_Industrial_Industrial - ID_Existing_Process_Natural Gas_Process Boiler - Stack Economizer_A_Achievable Economic RVT Potential | F9 | Industrial | Industrial - ID | Existing | Process | Natural Gas | Process Boiler - Stack Economizer | A | Incremental Winter Peak Savings (MW) | Achievable Economic RVT Potential | 0 | 0 | 0 | 0 | 0 | 0 | 0 | 0 | 0 | 0 | 0 | 0 | 0 | 0 | 0 | 0 | 0 | 0 | 0 | 0 | 0 | 0 | 0 | 0 | 0 | 0 | 0
F10_Industrial_Industrial - ID_Existing_Process_Natural Gas_Process Boiler - Stack Economizer_A_Achievable Economic RVT Potential | F10 | Industrial | Industrial - ID | Existing | Process | Natural Gas | Process Boiler - Stack Economizer | A | Cumulative Energy Savings (MWh or mTherms) | Achievable Economic RVT Potential | 0 | 0 | 0 | 0 | 0 | 0 | 0 | 0 | 0 | 0 | 0 | 0 | 0 | 0 | 0 | 0 | 0 | 0 | 0 | 0 | 0 | 0 | 0 | 0 | 0 | 0 | 0
F11_Industrial_Industrial - ID_Existing_Process_Natural Gas_Process Boiler - Stack Economizer_A_Achievable Economic RVT Potential | F11 | Industrial | Industrial - ID | Existing | Process | Natural Gas | Process Boiler - Stack Economizer | A | Cumulative Summer Peak Savings (MW) | Achievable Economic RVT Potential | 0 | 0 | 0 | 0 | 0 | 0 | 0 | 0 | 0 | 0 | 0 | 0 | 0 | 0 | 0 | 0 | 0 | 0 | 0 | 0 | 0 | 0 | 0 | 0 | 0 | 0 | 0
F12_Industrial_Industrial - ID_Existing_Process_Natural Gas_Process Boiler - Stack Economizer_A_Achievable Economic RVT Potential | F12 | Industrial | Industrial - ID | Existing | Process | Natural Gas | Process Boiler - Stack Economizer | A | Cumulative Winter Peak Savings (MW) | Achievable Economic RVT Potential | 0 | 0 | 0 | 0 | 0 | 0 | 0 | 0 | 0 | 0 | 0 | 0 | 0 | 0 | 0 | 0 | 0 | 0 | 0 | 0 | 0 | 0 | 0 | 0 | 0 | 0 | 0
F13_Industrial_Industrial - ID_Existing_Process_Natural Gas_Process Boiler - Stack Economizer_A_Achievable Economic RVT Potential | F13 | Industrial | Industrial - ID | Existing | Process | Natural Gas | Process Boiler - Stack Economizer | A | Purchases (Incremental) | Achievable Economic RVT Potential | 0 | 0 | 0 | 0 | 0 | 0 | 0 | 0 | 0 | 0 | 0 | 0 | 0 | 0 | 0 | 0 | 0 | 0 | 0 | 0 | 0 | 0 | 0 | 0 | 0 | 0 | 0
F14_Industrial_Industrial - ID_Existing_Process_Natural Gas_Process Boiler - Stack Economizer_A_Achievable Economic RVT Potential | F14 | Industrial | Industrial - ID | Existing | Process | Natural Gas | Process Boiler - Stack Economizer | A | Purchases (Cumulative) | Achievable Economic RVT Potential | 0 | 0 | 0 | 0 | 0 | 0 | 0 | 0 | 0 | 0 | 0 | 0 | 0 | 0 | 0 | 0 | 0 | 0 | 0 | 0 | 0 | 0 | 0 | 0 | 0 | 0 | 0
F1_Industrial_Industrial - ID_Existing_Process_Natural Gas_Process Boiler - Steam Trap Replacement_A_Achievable Economic RVT Potential | F1 | Industrial | Industrial - ID | Existing | Process | Natural Gas | Process Boiler - Steam Trap Replacement | A | Original Unit Energy Savings (kWh or therms) | Achievable Economic RVT Potential | 0 | 0 | 323099.6453 | 323099.6453 | 323099.6453 | 323099.6453 | 323099.6453 | 323099.6453 | 323099.6453 | 323099.6453 | 323099.6453 | 323099.6453 | 323099.6453 | 323099.6453 | 323099.6453 | 323099.6453 | 323099.6453 | 323099.6453 | 323099.6453 | 323099.6453 | 323099.6453 | 323099.6453 | 323099.6453 | 323099.6453 | 323099.6453 | 323099.6453 | 323099.6453
F2_Industrial_Industrial - ID_Existing_Process_Natural Gas_Process Boiler - Steam Trap Replacement_A_Achievable Economic RVT Potential | F2 | Industrial | Industrial - ID | Existing | Process | Natural Gas | Process Boiler - Steam Trap Replacement | A | Original Unit Summer Peak Savings (kW) | Achievable Economic RVT Potential | 0 | 0 | 0 | 0 | 0 | 0 | 0 | 0 | 0 | 0 | 0 | 0 | 0 | 0 | 0 | 0 | 0 | 0 | 0 | 0 | 0 | 0 | 0 | 0 | 0 | 0 | 0
F3_Industrial_Industrial - ID_Existing_Process_Natural Gas_Process Boiler - Steam Trap Replacement_A_Achievable Economic RVT Potential | F3 | Industrial | Industrial - ID | Existing | Process | Natural Gas | Process Boiler - Steam Trap Replacement | A | Original Unit Winter Peak Savings (kW) | Achievable Economic RVT Potential | 0 | 0 | 0 | 0 | 0 | 0 | 0 | 0 | 0 | 0 | 0 | 0 | 0 | 0 | 0 | 0 | 0 | 0 | 0 | 0 | 0 | 0 | 0 | 0 | 0 | 0 | 0
F4_Industrial_Industrial - ID_Existing_Process_Natural Gas_Process Boiler - Steam Trap Replacement_A_Achievable Economic RVT Potential | F4 | Industrial | Industrial - ID | Existing | Process | Natural Gas | Process Boiler - Steam Trap Replacement | A | Standalone Impact on Baseline Energy (%) | Achievable Economic RVT Potential | 0 | 0 | 1.7888e-05 | 3.609e-05 | 5.4611e-05 | 7.3457e-05 | 9.2634e-05 | 0.00011215 | 0.00011411 | 0.00011612 | 0.00011815 | 0.00012023 | 0.00012234 | 0.00012448 | 0.00012667 | 0.00012889 | 0.00013115 | 0.00013345 | 0.00013579 | 0.00013817 | 0.0001406 | 0.00014306 | 0.00014557 | 0.00014813 | 0.00015073 | 0.00015337 | 0.00015606
F5_Industrial_Industrial - ID_Existing_Process_Natural Gas_Process Boiler - Steam Trap Replacement_A_Achievable Economic RVT Potential | F5 | Industrial | Industrial - ID | Existing | Process | Natural Gas | Process Boiler - Steam Trap Replacement | A | Standalone Impact on Baseline Summer Peak (%) | Achievable Economic RVT Potential | 0 | 0 | 0 | 0 | 0 | 0 | 0 | 0 | 0 | 0 | 0 | 0 | 0 | 0 | 0 | 0 | 0 | 0 | 0 | 0 | 0 | 0 | 0 | 0 | 0 | 0 | 0
F6_Industrial_Industrial - ID_Existing_Process_Natural Gas_Process Boiler - Steam Trap Replacement_A_Achievable Economic RVT Potential | F6 | Industrial | Industrial - ID | Existing | Process | Natural Gas | Process Boiler - Steam Trap Replacement | A | Standalone Impact on Baseline Winter Peak (%) | Achievable Economic RVT Potential | 0 | 0 | 0 | 0 | 0 | 0 | 0 | 0 | 0 | 0 | 0 | 0 | 0 | 0 | 0 | 0 | 0 | 0 | 0 | 0 | 0 | 0 | 0 | 0 | 0 | 0 | 0
F7_Industrial_Industrial - ID_Existing_Process_Natural Gas_Process Boiler - Steam Trap Replacement_A_Achievable Economic RVT Potential | F7 | Industrial | Industrial - ID | Existing | Process | Natural Gas | Process Boiler - Steam Trap Replacement | A | Incremental Energy Savings (MWh or mTherms) | Achievable Economic RVT Potential | 0 | 0 | 0 | 0 | 0 | 0 | 0 | 0 | 0 | 0 | 0 | 0 | 0 | 0 | 0 | 0 | 0 | 0 | 0 | 0 | 0 | 0 | 0 | 0 | 0 | 0 | 0
F8_Industrial_Industrial - ID_Existing_Process_Natural Gas_Process Boiler - Steam Trap Replacement_A_Achievable Economic RVT Potential | F8 | Industrial | Industrial - ID | Existing | Process | Natural Gas | Process Boiler - Steam Trap Replacement | A | Incremental Summer Peak Savings (MW) | Achievable Economic RVT Potential | 0 | 0 | 0 | 0 | 0 | 0 | 0 | 0 | 0 | 0 | 0 | 0 | 0 | 0 | 0 | 0 | 0 | 0 | 0 | 0 | 0 | 0 | 0 | 0 | 0 | 0 | 0
F9_Industrial_Industrial - ID_Existing_Process_Natural Gas_Process Boiler - Steam Trap Replacement_A_Achievable Economic RVT Potential | F9 | Industrial | Industrial - ID | Existing | Process | Natural Gas | Process Boiler - Steam Trap Replacement | A | Incremental Winter Peak Savings (MW) | Achievable Economic RVT Potential | 0 | 0 | 0 | 0 | 0 | 0 | 0 | 0 | 0 | 0 | 0 | 0 | 0 | 0 | 0 | 0 | 0 | 0 | 0 | 0 | 0 | 0 | 0 | 0 | 0 | 0 | 0
F10_Industrial_Industrial - ID_Existing_Process_Natural Gas_Process Boiler - Steam Trap Replacement_A_Achievable Economic RVT Potential | F10 | Industrial | Industrial - ID | Existing | Process | Natural Gas | Process Boiler - Steam Trap Replacement | A | Cumulative Energy Savings (MWh or mTherms) | Achievable Economic RVT Potential | 0 | 0 | 0 | 0 | 0 | 0 | 0 | 0 | 0 | 0 | 0 | 0 | 0 | 0 | 0 | 0 | 0 | 0 | 0 | 0 | 0 | 0 | 0 | 0 | 0 | 0 | 0
F11_Industrial_Industrial - ID_Existing_Process_Natural Gas_Process Boiler - Steam Trap Replacement_A_Achievable Economic RVT Potential | F11 | Industrial | Industrial - ID | Existing | Process | Natural Gas | Process Boiler - Steam Trap Replacement | A | Cumulative Summer Peak Savings (MW) | Achievable Economic RVT Potential | 0 | 0 | 0 | 0 | 0 | 0 | 0 | 0 | 0 | 0 | 0 | 0 | 0 | 0 | 0 | 0 | 0 | 0 | 0 | 0 | 0 | 0 | 0 | 0 | 0 | 0 | 0
F12_Industrial_Industrial - ID_Existing_Process_Natural Gas_Process Boiler - Steam Trap Replacement_A_Achievable Economic RVT Potential | F12 | Industrial | Industrial - ID | Existing | Process | Natural Gas | Process Boiler - Steam Trap Replacement | A | Cumulative Winter Peak Savings (MW) | Achievable Economic RVT Potential | 0 | 0 | 0 | 0 | 0 | 0 | 0 | 0 | 0 | 0 | 0 | 0 | 0 | 0 | 0 | 0 | 0 | 0 | 0 | 0 | 0 | 0 | 0 | 0 | 0 | 0 | 0
F13_Industrial_Industrial - ID_Existing_Process_Natural Gas_Process Boiler - Steam Trap Replacement_A_Achievable Economic RVT Potential | F13 | Industrial | Industrial - ID | Existing | Process | Natural Gas | Process Boiler - Steam Trap Replacement | A | Purchases (Incremental) | Achievable Economic RVT Potential | 0 | 0 | 0 | 0 | 0 | 0 | 0 | 0 | 0 | 0 | 0 | 0 | 0 | 0 | 0 | 0 | 0 | 0 | 0 | 0 | 0 | 0 | 0 | 0 | 0 | 0 | 0
F14_Industrial_Industrial - ID_Existing_Process_Natural Gas_Process Boiler - Steam Trap Replacement_A_Achievable Economic RVT Potential | F14 | Industrial | Industrial - ID | Existing | Process | Natural Gas | Process Boiler - Steam Trap Replacement | A | Purchases (Cumulative) | Achievable Economic RVT Potential | 0 | 0 | 0 | 0 | 0 | 0 | 0 | 0 | 0 | 0 | 0 | 0 | 0 | 0 | 0 | 0 | 0 | 0 | 0 | 0 | 0 | 0 | 0 | 0 | 0 | 0 | 0
F1_Industrial_Industrial - ID_Existing_Process_Natural Gas_Process Boiler - Maintenance_A_Achievable Economic RVT Potential | F1 | Industrial | Industrial - ID | Existing | Process | Natural Gas | Process Boiler - Maintenance | A | Original Unit Energy Savings (kWh or therms) | Achievable Economic RVT Potential | 0 | 0 | 4.7976 | 4.7976 | 4.7976 | 4.7976 | 4.7976 | 4.7976 | 4.7976 | 4.7976 | 4.7976 | 4.7976 | 4.7976 | 4.7976 | 4.7976 | 4.7976 | 4.7976 | 4.7976 | 4.7976 | 4.7976 | 4.7976 | 4.7976 | 4.7976 | 4.7976 | 4.7976 | 4.7976 | 4.7976
F2_Industrial_Industrial - ID_Existing_Process_Natural Gas_Process Boiler - Maintenance_A_Achievable Economic RVT Potential | F2 | Industrial | Industrial - ID | Existing | Process | Natural Gas | Process Boiler - Maintenance | A | Original Unit Summer Peak Savings (kW) | Achievable Economic RVT Potential | 0 | 0 | 0 | 0 | 0 | 0 | 0 | 0 | 0 | 0 | 0 | 0 | 0 | 0 | 0 | 0 | 0 | 0 | 0 | 0 | 0 | 0 | 0 | 0 | 0 | 0 | 0
F3_Industrial_Industrial - ID_Existing_Process_Natural Gas_Process Boiler - Maintenance_A_Achievable Economic RVT Potential | F3 | Industrial | Industrial - ID | Existing | Process | Natural Gas | Process Boiler - Maintenance | A | Original Unit Winter Peak Savings (kW) | Achievable Economic RVT Potential | 0 | 0 | 0 | 0 | 0 | 0 | 0 | 0 | 0 | 0 | 0 | 0 | 0 | 0 | 0 | 0 | 0 | 0 | 0 | 0 | 0 | 0 | 0 | 0 | 0 | 0 | 0
F4_Industrial_Industrial - ID_Existing_Process_Natural Gas_Process Boiler - Maintenance_A_Achievable Economic RVT Potential | F4 | Industrial | Industrial - ID | Existing | Process | Natural Gas | Process Boiler - Maintenance | A | Standalone Impact on Baseline Energy (%) | Achievable Economic RVT Potential | 0 | 0 | 0.00016782 | 0.0002884 | 0.00037489 | 0.00038147 | 0.00038816 | 0.00039497 | 0.0004019 | 0.00040895 | 0.00041612 | 0.00042342 | 0.00043085 | 0.00043841 | 0.0004461 | 0.00045393 | 0.00046189 | 0.00046999 | 0.00047824 | 0.00048663 | 0.00049517 | 0.00050385 | 0.00051269 | 0.00052169 | 0.00053084 | 0.00054015 | 0.00054963
F5_Industrial_Industrial - ID_Existing_Process_Natural Gas_Process Boiler - Maintenance_A_Achievable Economic RVT Potential | F5 | Industrial | Industrial - ID | Existing | Process | Natural Gas | Process Boiler - Maintenance | A | Standalone Impact on Baseline Summer Peak (%) | Achievable Economic RVT Potential | 0 | 0 | 0 | 0 | 0 | 0 | 0 | 0 | 0 | 0 | 0 | 0 | 0 | 0 | 0 | 0 | 0 | 0 | 0 | 0 | 0 | 0 | 0 | 0 | 0 | 0 | 0
F6_Industrial_Industrial - ID_Existing_Process_Natural Gas_Process Boiler - Maintenance_A_Achievable Economic RVT Potential | F6 | Industrial | Industrial - ID | Existing | Process | Natural Gas | Process Boiler - Maintenance | A | Standalone Impact on Baseline Winter Peak (%) | Achievable Economic RVT Potential | 0 | 0 | 0 | 0 | 0 | 0 | 0 | 0 | 0 | 0 | 0 | 0 | 0 | 0 | 0 | 0 | 0 | 0 | 0 | 0 | 0 | 0 | 0 | 0 | 0 | 0 | 0
F7_Industrial_Industrial - ID_Existing_Process_Natural Gas_Process Boiler - Maintenance_A_Achievable Economic RVT Potential | F7 | Industrial | Industrial - ID | Existing | Process | Natural Gas | Process Boiler - Maintenance | A | Incremental Energy Savings (MWh or mTherms) | Achievable Economic RVT Potential | 0 | 0 | 0 | 0 | 0 | 0 | 0 | 0 | 0 | 0 | 0 | 0 | 0 | 0 | 0 | 0 | 0 | 0 | 0 | 0 | 0 | 0 | 0 | 0 | 0 | 0 | 0
F8_Industrial_Industrial - ID_Existing_Process_Natural Gas_Process Boiler - Maintenance_A_Achievable Economic RVT Potential | F8 | Industrial | Industrial - ID | Existing | Process | Natural Gas | Process Boiler - Maintenance | A | Incremental Summer Peak Savings (MW) | Achievable Economic RVT Potential | 0 | 0 | 0 | 0 | 0 | 0 | 0 | 0 | 0 | 0 | 0 | 0 | 0 | 0 | 0 | 0 | 0 | 0 | 0 | 0 | 0 | 0 | 0 | 0 | 0 | 0 | 0
F9_Industrial_Industrial - ID_Existing_Process_Natural Gas_Process Boiler - Maintenance_A_Achievable Economic RVT Potential | F9 | Industrial | Industrial - ID | Existing | Process | Natural Gas | Process Boiler - Maintenance | A | Incremental Winter Peak Savings (MW) | Achievable Economic RVT Potential | 0 | 0 | 0 | 0 | 0 | 0 | 0 | 0 | 0 | 0 | 0 | 0 | 0 | 0 | 0 | 0 | 0 | 0 | 0 | 0 | 0 | 0 | 0 | 0 | 0 | 0 | 0
F10_Industrial_Industrial - ID_Existing_Process_Natural Gas_Process Boiler - Maintenance_A_Achievable Economic RVT Potential | F10 | Industrial | Industrial - ID | Existing | Process | Natural Gas | Process Boiler - Maintenance | A | Cumulative Energy Savings (MWh or mTherms) | Achievable Economic RVT Potential | 0 | 0 | 0 | 0 | 0 | 0 | 0 | 0 | 0 | 0 | 0 | 0 | 0 | 0 | 0 | 0 | 0 | 0 | 0 | 0 | 0 | 0 | 0 | 0 | 0 | 0 | 0
F11_Industrial_Industrial - ID_Existing_Process_Natural Gas_Process Boiler - Maintenance_A_Achievable Economic RVT Potential | F11 | Industrial | Industrial - ID | Existing | Process | Natural Gas | Process Boiler - Maintenance | A | Cumulative Summer Peak Savings (MW) | Achievable Economic RVT Potential | 0 | 0 | 0 | 0 | 0 | 0 | 0 | 0 | 0 | 0 | 0 | 0 | 0 | 0 | 0 | 0 | 0 | 0 | 0 | 0 | 0 | 0 | 0 | 0 | 0 | 0 | 0
F12_Industrial_Industrial - ID_Existing_Process_Natural Gas_Process Boiler - Maintenance_A_Achievable Economic RVT Potential | F12 | Industrial | Industrial - ID | Existing | Process | Natural Gas | Process Boiler - Maintenance | A | Cumulative Winter Peak Savings (MW) | Achievable Economic RVT Potential | 0 | 0 | 0 | 0 | 0 | 0 | 0 | 0 | 0 | 0 | 0 | 0 | 0 | 0 | 0 | 0 | 0 | 0 | 0 | 0 | 0 | 0 | 0 | 0 | 0 | 0 | 0
F13_Industrial_Industrial - ID_Existing_Process_Natural Gas_Process Boiler - Maintenance_A_Achievable Economic RVT Potential | F13 | Industrial | Industrial - ID | Existing | Process | Natural Gas | Process Boiler - Maintenance | A | Purchases (Incremental) | Achievable Economic RVT Potential | 0 | 0 | 0 | 0 | 0 | 0 | 0 | 0 | 0 | 0 | 0 | 0 | 0 | 0 | 0 | 0 | 0 | 0 | 0 | 0 | 0 | 0 | 0 | 0 | 0 | 0 | 0
F14_Industrial_Industrial - ID_Existing_Process_Natural Gas_Process Boiler - Maintenance_A_Achievable Economic RVT Potential | F14 | Industrial | Industrial - ID | Existing | Process | Natural Gas | Process Boiler - Maintenance | A | Purchases (Cumulative) | Achievable Economic RVT Potential | 0 | 0 | 0 | 0 | 0 | 0 | 0 | 0 | 0 | 0 | 0 | 0 | 0 | 0 | 0 | 0 | 0 | 0 | 0 | 0 | 0 | 0 | 0 | 0 | 0 | 0 | 0
F1_Industrial_Industrial - ID_Existing_Process_Natural Gas_Process - Heat Recovery_A_Achievable Economic RVT Potential | F1 | Industrial | Industrial - ID | Existing | Process | Natural Gas | Process - Heat Recovery | A | Original Unit Energy Savings (kWh or therms) | Achievable Economic RVT Potential | 0 | 0 | 0.71666 | 0.71666 | 0.71666 | 0.71666 | 0.71666 | 0.71666 | 0.71666 | 0.71666 | 0.71666 | 0.71666 | 0.71666 | 0.71666 | 0.71666 | 0.71666 | 0.71666 | 0.71666 | 0.71666 | 0.71666 | 0.71666 | 0.71666 | 0.71666 | 0.71666 | 0.71666 | 0.71666 | 0.71666
F2_Industrial_Industrial - ID_Existing_Process_Natural Gas_Process - Heat Recovery_A_Achievable Economic RVT Potential | F2 | Industrial | Industrial - ID | Existing | Process | Natural Gas | Process - Heat Recovery | A | Original Unit Summer Peak Savings (kW) | Achievable Economic RVT Potential | 0 | 0 | 0 | 0 | 0 | 0 | 0 | 0 | 0 | 0 | 0 | 0 | 0 | 0 | 0 | 0 | 0 | 0 | 0 | 0 | 0 | 0 | 0 | 0 | 0 | 0 | 0
F3_Industrial_Industrial - ID_Existing_Process_Natural Gas_Process - Heat Recovery_A_Achievable Economic RVT Potential | F3 | Industrial | Industrial - ID | Existing | Process | Natural Gas | Process - Heat Recovery | A | Original Unit Winter Peak Savings (kW) | Achievable Economic RVT Potential | 0 | 0 | 0 | 0 | 0 | 0 | 0 | 0 | 0 | 0 | 0 | 0 | 0 | 0 | 0 | 0 | 0 | 0 | 0 | 0 | 0 | 0 | 0 | 0 | 0 | 0 | 0
F4_Industrial_Industrial - ID_Existing_Process_Natural Gas_Process - Heat Recovery_A_Achievable Economic RVT Potential | F4 | Industrial | Industrial - ID | Existing | Process | Natural Gas | Process - Heat Recovery | A | Standalone Impact on Baseline Energy (%) | Achievable Economic RVT Potential | 0 | 0 | 0.0057375 | 0.011576 | 0.017516 | 0.023561 | 0.029712 | 0.035971 | 0.042339 | 0.04882 | 0.055413 | 0.062123 | 0.068951 | 0.075898 | 0.082967 | 0.09016 | 0.097479 | 0.10493 | 0.11251 | 0.12022 | 0.12806 | 0.13605 | 0.13843 | 0.14086 | 0.14333 | 0.14585 | 0.14841
F5_Industrial_Industrial - ID_Existing_Process_Natural Gas_Process - Heat Recovery_A_Achievable Economic RVT Potential | F5 | Industrial | Industrial - ID | Existing | Process | Natural Gas | Process - Heat Recovery | A | Standalone Impact on Baseline Summer Peak (%) | Achievable Economic RVT Potential | 0 | 0 | 0 | 0 | 0 | 0 | 0 | 0 | 0 | 0 | 0 | 0 | 0 | 0 | 0 | 0 | 0 | 0 | 0 | 0 | 0 | 0 | 0 | 0 | 0 | 0 | 0
F6_Industrial_Industrial - ID_Existing_Process_Natural Gas_Process - Heat Recovery_A_Achievable Economic RVT Potential | F6 | Industrial | Industrial - ID | Existing | Process | Natural Gas | Process - Heat Recovery | A | Standalone Impact on Baseline Winter Peak (%) | Achievable Economic RVT Potential | 0 | 0 | 0 | 0 | 0 | 0 | 0 | 0 | 0 | 0 | 0 | 0 | 0 | 0 | 0 | 0 | 0 | 0 | 0 | 0 | 0 | 0 | 0 | 0 | 0 | 0 | 0
F7_Industrial_Industrial - ID_Existing_Process_Natural Gas_Process - Heat Recovery_A_Achievable Economic RVT Potential | F7 | Industrial | Industrial - ID | Existing | Process | Natural Gas | Process - Heat Recovery | A | Incremental Energy Savings (MWh or mTherms) | Achievable Economic RVT Potential | 0 | 0 | 0 | 0 | 0 | 0 | 0 | 0 | 0 | 0 | 0 | 0 | 0 | 0 | 0 | 0 | 0 | 0 | 0 | 0 | 0 | 0 | 0 | 0 | 0 | 0 | 0
F8_Industrial_Industrial - ID_Existing_Process_Natural Gas_Process - Heat Recovery_A_Achievable Economic RVT Potential | F8 | Industrial | Industrial - ID | Existing | Process | Natural Gas | Process - Heat Recovery | A | Incremental Summer Peak Savings (MW) | Achievable Economic RVT Potential | 0 | 0 | 0 | 0 | 0 | 0 | 0 | 0 | 0 | 0 | 0 | 0 | 0 | 0 | 0 | 0 | 0 | 0 | 0 | 0 | 0 | 0 | 0 | 0 | 0 | 0 | 0
F9_Industrial_Industrial - ID_Existing_Process_Natural Gas_Process - Heat Recovery_A_Achievable Economic RVT Potential | F9 | Industrial | Industrial - ID | Existing | Process | Natural Gas | Process - Heat Recovery | A | Incremental Winter Peak Savings (MW) | Achievable Economic RVT Potential | 0 | 0 | 0 | 0 | 0 | 0 | 0 | 0 | 0 | 0 | 0 | 0 | 0 | 0 | 0 | 0 | 0 | 0 | 0 | 0 | 0 | 0 | 0 | 0 | 0 | 0 | 0
F10_Industrial_Industrial - ID_Existing_Process_Natural Gas_Process - Heat Recovery_A_Achievable Economic RVT Potential | F10 | Industrial | Industrial - ID | Existing | Process | Natural Gas | Process - Heat Recovery | A | Cumulative Energy Savings (MWh or mTherms) | Achievable Economic RVT Potential | 0 | 0 | 0 | 0 | 0 | 0 | 0 | 0 | 0 | 0 | 0 | 0 | 0 | 0 | 0 | 0 | 0 | 0 | 0 | 0 | 0 | 0 | 0 | 0 | 0 | 0 | 0
F11_Industrial_Industrial - ID_Existing_Process_Natural Gas_Process - Heat Recovery_A_Achievable Economic RVT Potential | F11 | Industrial | Industrial - ID | Existing | Process | Natural Gas | Process - Heat Recovery | A | Cumulative Summer Peak Savings (MW) | Achievable Economic RVT Potential | 0 | 0 | 0 | 0 | 0 | 0 | 0 | 0 | 0 | 0 | 0 | 0 | 0 | 0 | 0 | 0 | 0 | 0 | 0 | 0 | 0 | 0 | 0 | 0 | 0 | 0 | 0
F12_Industrial_Industrial - ID_Existing_Process_Natural Gas_Process - Heat Recovery_A_Achievable Economic RVT Potential | F12 | Industrial | Industrial - ID | Existing | Process | Natural Gas | Process - Heat Recovery | A | Cumulative Winter Peak Savings (MW) | Achievable Economic RVT Potential | 0 | 0 | 0 | 0 | 0 | 0 | 0 | 0 | 0 | 0 | 0 | 0 | 0 | 0 | 0 | 0 | 0 | 0 | 0 | 0 | 0 | 0 | 0 | 0 | 0 | 0 | 0
F13_Industrial_Industrial - ID_Existing_Process_Natural Gas_Process - Heat Recovery_A_Achievable Economic RVT Potential | F13 | Industrial | Industrial - ID | Existing | Process | Natural Gas | Process - Heat Recovery | A | Purchases (Incremental) | Achievable Economic RVT Potential | 0 | 0 | 0 | 0 | 0 | 0 | 0 | 0 | 0 | 0 | 0 | 0 | 0 | 0 | 0 | 0 | 0 | 0 | 0 | 0 | 0 | 0 | 0 | 0 | 0 | 0 | 0
F14_Industrial_Industrial - ID_Existing_Process_Natural Gas_Process - Heat Recovery_A_Achievable Economic RVT Potential | F14 | Industrial | Industrial - ID | Existing | Process | Natural Gas | Process - Heat Recovery | A | Purchases (Cumulative) | Achievable Economic RVT Potential | 0 | 0 | 0 | 0 | 0 | 0 | 0 | 0 | 0 | 0 | 0 | 0 | 0 | 0 | 0 | 0 | 0 | 0 | 0 | 0 | 0 | 0 | 0 | 0 | 0 | 0 | 0
F1_Industrial_Industrial - ID_Existing_Space Heating_Natural Gas_Strategic Energy Management_A_Achievable Economic RVT Potential | F1 | Industrial | Industrial - ID | Existing | Space Heating | Natural Gas | Strategic Energy Management | A | Original Unit Energy Savings (kWh or therms) | Achievable Economic RVT Potential | 0 | 0 | 0.034001 | 0.033937 | 0.033868 | 0.033796 | 0.03372 | 0.033641 | 0.03356 | 0.033477 | 0.033393 | 0.033308 | 0.033222 | 0.033137 | 0.033051 | 0.032966 | 0.032881 | 0.032797 | 0.032715 | 0.032638 | 0.032567 | 0.032501 | 0.032441 | 0.032385 | 0.032335 | 0.032288 | 0.032245
F2_Industrial_Industrial - ID_Existing_Space Heating_Natural Gas_Strategic Energy Management_A_Achievable Economic RVT Potential | F2 | Industrial | Industrial - ID | Existing | Space Heating | Natural Gas | Strategic Energy Management | A | Original Unit Summer Peak Savings (kW) | Achievable Economic RVT Potential | 0 | 0 | 0 | 0 | 0 | 0 | 0 | 0 | 0 | 0 | 0 | 0 | 0 | 0 | 0 | 0 | 0 | 0 | 0 | 0 | 0 | 0 | 0 | 0 | 0 | 0 | 0
F3_Industrial_Industrial - ID_Existing_Space Heating_Natural Gas_Strategic Energy Management_A_Achievable Economic RVT Potential | F3 | Industrial | Industrial - ID | Existing | Space Heating | Natural Gas | Strategic Energy Management | A | Original Unit Winter Peak Savings (kW) | Achievable Economic RVT Potential | 0 | 0 | 0 | 0 | 0 | 0 | 0 | 0 | 0 | 0 | 0 | 0 | 0 | 0 | 0 | 0 | 0 | 0 | 0 | 0 | 0 | 0 | 0 | 0 | 0 | 0 | 0
F4_Industrial_Industrial - ID_Existing_Space Heating_Natural Gas_Strategic Energy Management_A_Achievable Economic RVT Potential | F4 | Industrial | Industrial - ID | Existing | Space Heating | Natural Gas | Strategic Energy Management | A | Standalone Impact on Baseline Energy (%) | Achievable Economic RVT Potential | 0 | 0 | 0 | 0 | 0 | 0 | 0 | 0 | 0 | 0 | 0 | 0 | 0 | 0 | 0 | 0 | 0 | 0 | 0 | 0 | 0 | 0 | 0 | 0 | 0 | 0 | 0
F5_Industrial_Industrial - ID_Existing_Space Heating_Natural Gas_Strategic Energy Management_A_Achievable Economic RVT Potential | F5 | Industrial | Industrial - ID | Existing | Space Heating | Natural Gas | Strategic Energy Management | A | Standalone Impact on Baseline Summer Peak (%) | Achievable Economic RVT Potential | 0 | 0 | 0 | 0 | 0 | 0 | 0 | 0 | 0 | 0 | 0 | 0 | 0 | 0 | 0 | 0 | 0 | 0 | 0 | 0 | 0 | 0 | 0 | 0 | 0 | 0 | 0
F6_Industrial_Industrial - ID_Existing_Space Heating_Natural Gas_Strategic Energy Management_A_Achievable Economic RVT Potential | F6 | Industrial | Industrial - ID | Existing | Space Heating | Natural Gas | Strategic Energy Management | A | Standalone Impact on Baseline Winter Peak (%) | Achievable Economic RVT Potential | 0 | 0 | 0 | 0 | 0 | 0 | 0 | 0 | 0 | 0 | 0 | 0 | 0 | 0 | 0 | 0 | 0 | 0 | 0 | 0 | 0 | 0 | 0 | 0 | 0 | 0 | 0
F7_Industrial_Industrial - ID_Existing_Space Heating_Natural Gas_Strategic Energy Management_A_Achievable Economic RVT Potential | F7 | Industrial | Industrial - ID | Existing | Space Heating | Natural Gas | Strategic Energy Management | A | Incremental Energy Savings (MWh or mTherms) | Achievable Economic RVT Potential | 0 | 0 | 0 | 0 | 0 | 0 | 0 | 0 | 0 | 0 | 0 | 0 | 0 | 0 | 0 | 0 | 0 | 0 | 0 | 0 | 0 | 0 | 0 | 0 | 0 | 0 | 0
F8_Industrial_Industrial - ID_Existing_Space Heating_Natural Gas_Strategic Energy Management_A_Achievable Economic RVT Potential | F8 | Industrial | Industrial - ID | Existing | Space Heating | Natural Gas | Strategic Energy Management | A | Incremental Summer Peak Savings (MW) | Achievable Economic RVT Potential | 0 | 0 | 0 | 0 | 0 | 0 | 0 | 0 | 0 | 0 | 0 | 0 | 0 | 0 | 0 | 0 | 0 | 0 | 0 | 0 | 0 | 0 | 0 | 0 | 0 | 0 | 0
F9_Industrial_Industrial - ID_Existing_Space Heating_Natural Gas_Strategic Energy Management_A_Achievable Economic RVT Potential | F9 | Industrial | Industrial - ID | Existing | Space Heating | Natural Gas | Strategic Energy Management | A | Incremental Winter Peak Savings (MW) | Achievable Economic RVT Potential | 0 | 0 | 0 | 0 | 0 | 0 | 0 | 0 | 0 | 0 | 0 | 0 | 0 | 0 | 0 | 0 | 0 | 0 | 0 | 0 | 0 | 0 | 0 | 0 | 0 | 0 | 0
F10_Industrial_Industrial - ID_Existing_Space Heating_Natural Gas_Strategic Energy Management_A_Achievable Economic RVT Potential | F10 | Industrial | Industrial - ID | Existing | Space Heating | Natural Gas | Strategic Energy Management | A | Cumulative Energy Savings (MWh or mTherms) | Achievable Economic RVT Potential | 0 | 0 | 0 | 0 | 0 | 0 | 0 | 0 | 0 | 0 | 0 | 0 | 0 | 0 | 0 | 0 | 0 | 0 | 0 | 0 | 0 | 0 | 0 | 0 | 0 | 0 | 0
F11_Industrial_Industrial - ID_Existing_Space Heating_Natural Gas_Strategic Energy Management_A_Achievable Economic RVT Potential | F11 | Industrial | Industrial - ID | Existing | Space Heating | Natural Gas | Strategic Energy Management | A | Cumulative Summer Peak Savings (MW) | Achievable Economic RVT Potential | 0 | 0 | 0 | 0 | 0 | 0 | 0 | 0 | 0 | 0 | 0 | 0 | 0 | 0 | 0 | 0 | 0 | 0 | 0 | 0 | 0 | 0 | 0 | 0 | 0 | 0 | 0
F12_Industrial_Industrial - ID_Existing_Space Heating_Natural Gas_Strategic Energy Management_A_Achievable Economic RVT Potential | F12 | Industrial | Industrial - ID | Existing | Space Heating | Natural Gas | Strategic Energy Management | A | Cumulative Winter Peak Savings (MW) | Achievable Economic RVT Potential | 0 | 0 | 0 | 0 | 0 | 0 | 0 | 0 | 0 | 0 | 0 | 0 | 0 | 0 | 0 | 0 | 0 | 0 | 0 | 0 | 0 | 0 | 0 | 0 | 0 | 0 | 0
F13_Industrial_Industrial - ID_Existing_Space Heating_Natural Gas_Strategic Energy Management_A_Achievable Economic RVT Potential | F13 | Industrial | Industrial - ID | Existing | Space Heating | Natural Gas | Strategic Energy Management | A | Purchases (Incremental) | Achievable Economic RVT Potential | 0 | 0 | 0 | 0 | 0 | 0 | 0 | 0 | 0 | 0 | 0 | 0 | 0 | 0 | 0 | 0 | 0 | 0 | 0 | 0 | 0 | 0 | 0 | 0 | 0 | 0 | 0
F14_Industrial_Industrial - ID_Existing_Space Heating_Natural Gas_Strategic Energy Management_A_Achievable Economic RVT Potential | F14 | Industrial | Industrial - ID | Existing | Space Heating | Natural Gas | Strategic Energy Management | A | Purchases (Cumulative) | Achievable Economic RVT Potential | 0 | 0 | 0 | 0 | 0 | 0 | 0 | 0 | 0 | 0 | 0 | 0 | 0 | 0 | 0 | 0 | 0 | 0 | 0 | 0 | 0 | 0 | 0 | 0 | 0 | 0 | 0
F1_Industrial_Industrial - ID_Existing_Process_Natural Gas_Strategic Energy Management_A_Achievable Economic RVT Potential | F1 | Industrial | Industrial - ID | Existing | Process | Natural Gas | Strategic Energy Management | A | Original Unit Energy Savings (kWh or therms) | Achievable Economic RVT Potential | 0 | 0 | 0.11673 | 0.11673 | 0.11673 | 0.11673 | 0.11673 | 0.11673 | 0.11673 | 0.11673 | 0.11673 | 0.11673 | 0.11673 | 0.11673 | 0.11673 | 0.11673 | 0.11673 | 0.11673 | 0.11673 | 0.11673 | 0.11673 | 0.11673 | 0.11673 | 0.11673 | 0.11673 | 0.11673 | 0.11673
F2_Industrial_Industrial - ID_Existing_Process_Natural Gas_Strategic Energy Management_A_Achievable Economic RVT Potential | F2 | Industrial | Industrial - ID | Existing | Process | Natural Gas | Strategic Energy Management | A | Original Unit Summer Peak Savings (kW) | Achievable Economic RVT Potential | 0 | 0 | 0 | 0 | 0 | 0 | 0 | 0 | 0 | 0 | 0 | 0 | 0 | 0 | 0 | 0 | 0 | 0 | 0 | 0 | 0 | 0 | 0 | 0 | 0 | 0 | 0
F3_Industrial_Industrial - ID_Existing_Process_Natural Gas_Strategic Energy Management_A_Achievable Economic RVT Potential | F3 | Industrial | Industrial - ID | Existing | Process | Natural Gas | Strategic Energy Management | A | Original Unit Winter Peak Savings (kW) | Achievable Economic RVT Potential | 0 | 0 | 0 | 0 | 0 | 0 | 0 | 0 | 0 | 0 | 0 | 0 | 0 | 0 | 0 | 0 | 0 | 0 | 0 | 0 | 0 | 0 | 0 | 0 | 0 | 0 | 0
F4_Industrial_Industrial - ID_Existing_Process_Natural Gas_Strategic Energy Management_A_Achievable Economic RVT Potential | F4 | Industrial | Industrial - ID | Existing | Process | Natural Gas | Strategic Energy Management | A | Standalone Impact on Baseline Energy (%) | Achievable Economic RVT Potential | 0 | 0 | 0 | 0 | 0 | 0 | 0 | 0 | 0 | 0 | 0 | 0 | 0 | 0 | 0 | 0 | 0 | 0 | 0 | 0 | 0 | 0 | 0 | 0 | 0 | 0 | 0
F5_Industrial_Industrial - ID_Existing_Process_Natural Gas_Strategic Energy Management_A_Achievable Economic RVT Potential | F5 | Industrial | Industrial - ID | Existing | Process | Natural Gas | Strategic Energy Management | A | Standalone Impact on Baseline Summer Peak (%) | Achievable Economic RVT Potential | 0 | 0 | 0 | 0 | 0 | 0 | 0 | 0 | 0 | 0 | 0 | 0 | 0 | 0 | 0 | 0 | 0 | 0 | 0 | 0 | 0 | 0 | 0 | 0 | 0 | 0 | 0
F6_Industrial_Industrial - ID_Existing_Process_Natural Gas_Strategic Energy Management_A_Achievable Economic RVT Potential | F6 | Industrial | Industrial - ID | Existing | Process | Natural Gas | Strategic Energy Management | A | Standalone Impact on Baseline Winter Peak (%) | Achievable Economic RVT Potential | 0 | 0 | 0 | 0 | 0 | 0 | 0 | 0 | 0 | 0 | 0 | 0 | 0 | 0 | 0 | 0 | 0 | 0 | 0 | 0 | 0 | 0 | 0 | 0 | 0 | 0 | 0
F7_Industrial_Industrial - ID_Existing_Process_Natural Gas_Strategic Energy Management_A_Achievable Economic RVT Potential | F7 | Industrial | Industrial - ID | Existing | Process | Natural Gas | Strategic Energy Management | A | Incremental Energy Savings (MWh or mTherms) | Achievable Economic RVT Potential | 0 | 0 | 0 | 0 | 0 | 0 | 0 | 0 | 0 | 0 | 0 | 0 | 0 | 0 | 0 | 0 | 0 | 0 | 0 | 0 | 0 | 0 | 0 | 0 | 0 | 0 | 0
F8_Industrial_Industrial - ID_Existing_Process_Natural Gas_Strategic Energy Management_A_Achievable Economic RVT Potential | F8 | Industrial | Industrial - ID | Existing | Process | Natural Gas | Strategic Energy Management | A | Incremental Summer Peak Savings (MW) | Achievable Economic RVT Potential | 0 | 0 | 0 | 0 | 0 | 0 | 0 | 0 | 0 | 0 | 0 | 0 | 0 | 0 | 0 | 0 | 0 | 0 | 0 | 0 | 0 | 0 | 0 | 0 | 0 | 0 | 0
F9_Industrial_Industrial - ID_Existing_Process_Natural Gas_Strategic Energy Management_A_Achievable Economic RVT Potential | F9 | Industrial | Industrial - ID | Existing | Process | Natural Gas | Strategic Energy Management | A | Incremental Winter Peak Savings (MW) | Achievable Economic RVT Potential | 0 | 0 | 0 | 0 | 0 | 0 | 0 | 0 | 0 | 0 | 0 | 0 | 0 | 0 | 0 | 0 | 0 | 0 | 0 | 0 | 0 | 0 | 0 | 0 | 0 | 0 | 0
F10_Industrial_Industrial - ID_Existing_Process_Natural Gas_Strategic Energy Management_A_Achievable Economic RVT Potential | F10 | Industrial | Industrial - ID | Existing | Process | Natural Gas | Strategic Energy Management | A | Cumulative Energy Savings (MWh or mTherms) | Achievable Economic RVT Potential | 0 | 0 | 0 | 0 | 0 | 0 | 0 | 0 | 0 | 0 | 0 | 0 | 0 | 0 | 0 | 0 | 0 | 0 | 0 | 0 | 0 | 0 | 0 | 0 | 0 | 0 | 0
F11_Industrial_Industrial - ID_Existing_Process_Natural Gas_Strategic Energy Management_A_Achievable Economic RVT Potential | F11 | Industrial | Industrial - ID | Existing | Process | Natural Gas | Strategic Energy Management | A | Cumulative Summer Peak Savings (MW) | Achievable Economic RVT Potential | 0 | 0 | 0 | 0 | 0 | 0 | 0 | 0 | 0 | 0 | 0 | 0 | 0 | 0 | 0 | 0 | 0 | 0 | 0 | 0 | 0 | 0 | 0 | 0 | 0 | 0 | 0
F12_Industrial_Industrial - ID_Existing_Process_Natural Gas_Strategic Energy Management_A_Achievable Economic RVT Potential | F12 | Industrial | Industrial - ID | Existing | Process | Natural Gas | Strategic Energy Management | A | Cumulative Winter Peak Savings (MW) | Achievable Economic RVT Potential | 0 | 0 | 0 | 0 | 0 | 0 | 0 | 0 | 0 | 0 | 0 | 0 | 0 | 0 | 0 | 0 | 0 | 0 | 0 | 0 | 0 | 0 | 0 | 0 | 0 | 0 | 0
F13_Industrial_Industrial - ID_Existing_Process_Natural Gas_Strategic Energy Management_A_Achievable Economic RVT Potential | F13 | Industrial | Industrial - ID | Existing | Process | Natural Gas | Strategic Energy Management | A | Purchases (Incremental) | Achievable Economic RVT Potential | 0 | 0 | 0 | 0 | 0 | 0 | 0 | 0 | 0 | 0 | 0 | 0 | 0 | 0 | 0 | 0 | 0 | 0 | 0 | 0 | 0 | 0 | 0 | 0 | 0 | 0 | 0
F14_Industrial_Industrial - ID_Existing_Process_Natural Gas_Strategic Energy Management_A_Achievable Economic RVT Potential | F14 | Industrial | Industrial - ID | Existing | Process | Natural Gas | Strategic Energy Management | A | Purchases (Cumulative) | Achievable Economic RVT Potential | 0 | 0 | 0 | 0 | 0 | 0 | 0 | 0 | 0 | 0 | 0 | 0 | 0 | 0 | 0 | 0 | 0 | 0 | 0 | 0 | 0 | 0 | 0 | 0 | 0 | 0 | 0
F1_Industrial_Industrial - ID_Existing_Miscellaneous_Natural Gas_Strategic Energy Management_A_Achievable Economic RVT Potential | F1 | Industrial | Industrial - ID | Existing | Miscellaneous | Natural Gas | Strategic Energy Management | A | Original Unit Energy Savings (kWh or therms) | Achievable Economic RVT Potential | 0 | 0 | 0.025488 | 0.025488 | 0.025488 | 0.025488 | 0.025488 | 0.025488 | 0.025488 | 0.025488 | 0.025488 | 0.025488 | 0.025488 | 0.025488 | 0.025488 | 0.025488 | 0.025488 | 0.025488 | 0.025488 | 0.025488 | 0.025488 | 0.025488 | 0.025488 | 0.025488 | 0.025488 | 0.025488 | 0.025488
F2_Industrial_Industrial - ID_Existing_Miscellaneous_Natural Gas_Strategic Energy Management_A_Achievable Economic RVT Potential | F2 | Industrial | Industrial - ID | Existing | Miscellaneous | Natural Gas | Strategic Energy Management | A | Original Unit Summer Peak Savings (kW) | Achievable Economic RVT Potential | 0 | 0 | 0 | 0 | 0 | 0 | 0 | 0 | 0 | 0 | 0 | 0 | 0 | 0 | 0 | 0 | 0 | 0 | 0 | 0 | 0 | 0 | 0 | 0 | 0 | 0 | 0
F3_Industrial_Industrial - ID_Existing_Miscellaneous_Natural Gas_Strategic Energy Management_A_Achievable Economic RVT Potential | F3 | Industrial | Industrial - ID | Existing | Miscellaneous | Natural Gas | Strategic Energy Management | A | Original Unit Winter Peak Savings (kW) | Achievable Economic RVT Potential | 0 | 0 | 0 | 0 | 0 | 0 | 0 | 0 | 0 | 0 | 0 | 0 | 0 | 0 | 0 | 0 | 0 | 0 | 0 | 0 | 0 | 0 | 0 | 0 | 0 | 0 | 0
F4_Industrial_Industrial - ID_Existing_Miscellaneous_Natural Gas_Strategic Energy Management_A_Achievable Economic RVT Potential | F4 | Industrial | Industrial - ID | Existing | Miscellaneous | Natural Gas | Strategic Energy Management | A | Standalone Impact on Baseline Energy (%) | Achievable Economic RVT Potential | 0 | 0 | 0 | 0 | 0 | 0 | 0 | 0 | 0 | 0 | 0 | 0 | 0 | 0 | 0 | 0 | 0 | 0 | 0 | 0 | 0 | 0 | 0 | 0 | 0 | 0 | 0
F5_Industrial_Industrial - ID_Existing_Miscellaneous_Natural Gas_Strategic Energy Management_A_Achievable Economic RVT Potential | F5 | Industrial | Industrial - ID | Existing | Miscellaneous | Natural Gas | Strategic Energy Management | A | Standalone Impact on Baseline Summer Peak (%) | Achievable Economic RVT Potential | 0 | 0 | 0 | 0 | 0 | 0 | 0 | 0 | 0 | 0 | 0 | 0 | 0 | 0 | 0 | 0 | 0 | 0 | 0 | 0 | 0 | 0 | 0 | 0 | 0 | 0 | 0
F6_Industrial_Industrial - ID_Existing_Miscellaneous_Natural Gas_Strategic Energy Management_A_Achievable Economic RVT Potential | F6 | Industrial | Industrial - ID | Existing | Miscellaneous | Natural Gas | Strategic Energy Management | A | Standalone Impact on Baseline Winter Peak (%) | Achievable Economic RVT Potential | 0 | 0 | 0 | 0 | 0 | 0 | 0 | 0 | 0 | 0 | 0 | 0 | 0 | 0 | 0 | 0 | 0 | 0 | 0 | 0 | 0 | 0 | 0 | 0 | 0 | 0 | 0
F7_Industrial_Industrial - ID_Existing_Miscellaneous_Natural Gas_Strategic Energy Management_A_Achievable Economic RVT Potential | F7 | Industrial | Industrial - ID | Existing | Miscellaneous | Natural Gas | Strategic Energy Management | A | Incremental Energy Savings (MWh or mTherms) | Achievable Economic RVT Potential | 0 | 0 | 0 | 0 | 0 | 0 | 0 | 0 | 0 | 0 | 0 | 0 | 0 | 0 | 0 | 0 | 0 | 0 | 0 | 0 | 0 | 0 | 0 | 0 | 0 | 0 | 0
F8_Industrial_Industrial - ID_Existing_Miscellaneous_Natural Gas_Strategic Energy Management_A_Achievable Economic RVT Potential | F8 | Industrial | Industrial - ID | Existing | Miscellaneous | Natural Gas | Strategic Energy Management | A | Incremental Summer Peak Savings (MW) | Achievable Economic RVT Potential | 0 | 0 | 0 | 0 | 0 | 0 | 0 | 0 | 0 | 0 | 0 | 0 | 0 | 0 | 0 | 0 | 0 | 0 | 0 | 0 | 0 | 0 | 0 | 0 | 0 | 0 | 0
F9_Industrial_Industrial - ID_Existing_Miscellaneous_Natural Gas_Strategic Energy Management_A_Achievable Economic RVT Potential | F9 | Industrial | Industrial - ID | Existing | Miscellaneous | Natural Gas | Strategic Energy Management | A | Incremental Winter Peak Savings (MW) | Achievable Economic RVT Potential | 0 | 0 | 0 | 0 | 0 | 0 | 0 | 0 | 0 | 0 | 0 | 0 | 0 | 0 | 0 | 0 | 0 | 0 | 0 | 0 | 0 | 0 | 0 | 0 | 0 | 0 | 0
F10_Industrial_Industrial - ID_Existing_Miscellaneous_Natural Gas_Strategic Energy Management_A_Achievable Economic RVT Potential | F10 | Industrial | Industrial - ID | Existing | Miscellaneous | Natural Gas | Strategic Energy Management | A | Cumulative Energy Savings (MWh or mTherms) | Achievable Economic RVT Potential | 0 | 0 | 0 | 0 | 0 | 0 | 0 | 0 | 0 | 0 | 0 | 0 | 0 | 0 | 0 | 0 | 0 | 0 | 0 | 0 | 0 | 0 | 0 | 0 | 0 | 0 | 0
F11_Industrial_Industrial - ID_Existing_Miscellaneous_Natural Gas_Strategic Energy Management_A_Achievable Economic RVT Potential | F11 | Industrial | Industrial - ID | Existing | Miscellaneous | Natural Gas | Strategic Energy Management | A | Cumulative Summer Peak Savings (MW) | Achievable Economic RVT Potential | 0 | 0 | 0 | 0 | 0 | 0 | 0 | 0 | 0 | 0 | 0 | 0 | 0 | 0 | 0 | 0 | 0 | 0 | 0 | 0 | 0 | 0 | 0 | 0 | 0 | 0 | 0
F12_Industrial_Industrial - ID_Existing_Miscellaneous_Natural Gas_Strategic Energy Management_A_Achievable Economic RVT Potential | F12 | Industrial | Industrial - ID | Existing | Miscellaneous | Natural Gas | Strategic Energy Management | A | Cumulative Winter Peak Savings (MW) | Achievable Economic RVT Potential | 0 | 0 | 0 | 0 | 0 | 0 | 0 | 0 | 0 | 0 | 0 | 0 | 0 | 0 | 0 | 0 | 0 | 0 | 0 | 0 | 0 | 0 | 0 | 0 | 0 | 0 | 0
F13_Industrial_Industrial - ID_Existing_Miscellaneous_Natural Gas_Strategic Energy Management_A_Achievable Economic RVT Potential | F13 | Industrial | Industrial - ID | Existing | Miscellaneous | Natural Gas | Strategic Energy Management | A | Purchases (Incremental) | Achievable Economic RVT Potential | 0 | 0 | 0 | 0 | 0 | 0 | 0 | 0 | 0 | 0 | 0 | 0 | 0 | 0 | 0 | 0 | 0 | 0 | 0 | 0 | 0 | 0 | 0 | 0 | 0 | 0 | 0
F14_Industrial_Industrial - ID_Existing_Miscellaneous_Natural Gas_Strategic Energy Management_A_Achievable Economic RVT Potential | F14 | Industrial | Industrial - ID | Existing | Miscellaneous | Natural Gas | Strategic Energy Management | A | Purchases (Cumulative) | Achievable Economic RVT Potential | 0 | 0 | 0 | 0 | 0 | 0 | 0 | 0 | 0 | 0 | 0 | 0 | 0 | 0 | 0 | 0 | 0 | 0 | 0 | 0 | 0 | 0 | 0 | 0 | 0 | 0 | 0
F1_Industrial_Industrial - ID_Existing_Space Heating_Natural Gas_Retrocommissioning_A_Achievable Economic RVT Potential | F1 | Industrial | Industrial - ID | Existing | Space Heating | Natural Gas | Retrocommissioning | A | Original Unit Energy Savings (kWh or therms) | Achievable Economic RVT Potential | 0 | 0 | 0.04175 | 0.041671 | 0.041587 | 0.041498 | 0.041405 | 0.041308 | 0.041208 | 0.041107 | 0.041004 | 0.040899 | 0.040794 | 0.040689 | 0.040583 | 0.040479 | 0.040375 | 0.040272 | 0.040171 | 0.040077 | 0.039989 | 0.039908 | 0.039834 | 0.039766 | 0.039704 | 0.039646 | 0.039593
F2_Industrial_Industrial - ID_Existing_Space Heating_Natural Gas_Retrocommissioning_A_Achievable Economic RVT Potential | F2 | Industrial | Industrial - ID | Existing | Space Heating | Natural Gas | Retrocommissioning | A | Original Unit Summer Peak Savings (kW) | Achievable Economic RVT Potential | 0 | 0 | 0 | 0 | 0 | 0 | 0 | 0 | 0 | 0 | 0 | 0 | 0 | 0 | 0 | 0 | 0 | 0 | 0 | 0 | 0 | 0 | 0 | 0 | 0 | 0 | 0
F3_Industrial_Industrial - ID_Existing_Space Heating_Natural Gas_Retrocommissioning_A_Achievable Economic RVT Potential | F3 | Industrial | Industrial - ID | Existing | Space Heating | Natural Gas | Retrocommissioning | A | Original Unit Winter Peak Savings (kW) | Achievable Economic RVT Potential | 0 | 0 | 0 | 0 | 0 | 0 | 0 | 0 | 0 | 0 | 0 | 0 | 0 | 0 | 0 | 0 | 0 | 0 | 0 | 0 | 0 | 0 | 0 | 0 | 0 | 0 | 0
F4_Industrial_Industrial - ID_Existing_Space Heating_Natural Gas_Retrocommissioning_A_Achievable Economic RVT Potential | F4 | Industrial | Industrial - ID | Existing | Space Heating | Natural Gas | Retrocommissioning | A | Standalone Impact on Baseline Energy (%) | Achievable Economic RVT Potential | 0 | 0 | 0.0004386 | 0.00098483 | 0.0016611 | 0.0019932 | 0.0023333 | 0.0027001 | 0.0030606 | 0.0033383 | 0.0033994 | 0.0034591 | 0.0035198 | 0.0035815 | 0.0036443 | 0.0037083 | 0.0037733 | 0.0038395 | 0.0039069 | 0.0039754 | 0.0040452 | 0.0041162 | 0.0041884 | 0.0042618 | 0.0043366 | 0.0044127 | 0.0044901
F5_Industrial_Industrial - ID_Existing_Space Heating_Natural Gas_Retrocommissioning_A_Achievable Economic RVT Potential | F5 | Industrial | Industrial - ID | Existing | Space Heating | Natural Gas | Retrocommissioning | A | Standalone Impact on Baseline Summer Peak (%) | Achievable Economic RVT Potential | 0 | 0 | 0 | 0 | 0 | 0 | 0 | 0 | 0 | 0 | 0 | 0 | 0 | 0 | 0 | 0 | 0 | 0 | 0 | 0 | 0 | 0 | 0 | 0 | 0 | 0 | 0
F6_Industrial_Industrial - ID_Existing_Space Heating_Natural Gas_Retrocommissioning_A_Achievable Economic RVT Potential | F6 | Industrial | Industrial - ID | Existing | Space Heating | Natural Gas | Retrocommissioning | A | Standalone Impact on Baseline Winter Peak (%) | Achievable Economic RVT Potential | 0 | 0 | 0 | 0 | 0 | 0 | 0 | 0 | 0 | 0 | 0 | 0 | 0 | 0 | 0 | 0 | 0 | 0 | 0 | 0 | 0 | 0 | 0 | 0 | 0 | 0 | 0
F7_Industrial_Industrial - ID_Existing_Space Heating_Natural Gas_Retrocommissioning_A_Achievable Economic RVT Potential | F7 | Industrial | Industrial - ID | Existing | Space Heating | Natural Gas | Retrocommissioning | A | Incremental Energy Savings (MWh or mTherms) | Achievable Economic RVT Potential | 0 | 0 | 0 | 0 | 0 | 0 | 0 | 0 | 0 | 0 | 0 | 0 | 0 | 0 | 0 | 0 | 0 | 0 | 0 | 0 | 0 | 0 | 0 | 0 | 0 | 0 | 0
F8_Industrial_Industrial - ID_Existing_Space Heating_Natural Gas_Retrocommissioning_A_Achievable Economic RVT Potential | F8 | Industrial | Industrial - ID | Existing | Space Heating | Natural Gas | Retrocommissioning | A | Incremental Summer Peak Savings (MW) | Achievable Economic RVT Potential | 0 | 0 | 0 | 0 | 0 | 0 | 0 | 0 | 0 | 0 | 0 | 0 | 0 | 0 | 0 | 0 | 0 | 0 | 0 | 0 | 0 | 0 | 0 | 0 | 0 | 0 | 0
F9_Industrial_Industrial - ID_Existing_Space Heating_Natural Gas_Retrocommissioning_A_Achievable Economic RVT Potential | F9 | Industrial | Industrial - ID | Existing | Space Heating | Natural Gas | Retrocommissioning | A | Incremental Winter Peak Savings (MW) | Achievable Economic RVT Potential | 0 | 0 | 0 | 0 | 0 | 0 | 0 | 0 | 0 | 0 | 0 | 0 | 0 | 0 | 0 | 0 | 0 | 0 | 0 | 0 | 0 | 0 | 0 | 0 | 0 | 0 | 0
F10_Industrial_Industrial - ID_Existing_Space Heating_Natural Gas_Retrocommissioning_A_Achievable Economic RVT Potential | F10 | Industrial | Industrial - ID | Existing | Space Heating | Natural Gas | Retrocommissioning | A | Cumulative Energy Savings (MWh or mTherms) | Achievable Economic RVT Potential | 0 | 0 | 0 | 0 | 0 | 0 | 0 | 0 | 0 | 0 | 0 | 0 | 0 | 0 | 0 | 0 | 0 | 0 | 0 | 0 | 0 | 0 | 0 | 0 | 0 | 0 | 0
F11_Industrial_Industrial - ID_Existing_Space Heating_Natural Gas_Retrocommissioning_A_Achievable Economic RVT Potential | F11 | Industrial | Industrial - ID | Existing | Space Heating | Natural Gas | Retrocommissioning | A | Cumulative Summer Peak Savings (MW) | Achievable Economic RVT Potential | 0 | 0 | 0 | 0 | 0 | 0 | 0 | 0 | 0 | 0 | 0 | 0 | 0 | 0 | 0 | 0 | 0 | 0 | 0 | 0 | 0 | 0 | 0 | 0 | 0 | 0 | 0
F12_Industrial_Industrial - ID_Existing_Space Heating_Natural Gas_Retrocommissioning_A_Achievable Economic RVT Potential | F12 | Industrial | Industrial - ID | Existing | Space Heating | Natural Gas | Retrocommissioning | A | Cumulative Winter Peak Savings (MW) | Achievable Economic RVT Potential | 0 | 0 | 0 | 0 | 0 | 0 | 0 | 0 | 0 | 0 | 0 | 0 | 0 | 0 | 0 | 0 | 0 | 0 | 0 | 0 | 0 | 0 | 0 | 0 | 0 | 0 | 0
F13_Industrial_Industrial - ID_Existing_Space Heating_Natural Gas_Retrocommissioning_A_Achievable Economic RVT Potential | F13 | Industrial | Industrial - ID | Existing | Space Heating | Natural Gas | Retrocommissioning | A | Purchases (Incremental) | Achievable Economic RVT Potential | 0 | 0 | 0 | 0 | 0 | 0 | 0 | 0 | 0 | 0 | 0 | 0 | 0 | 0 | 0 | 0 | 0 | 0 | 0 | 0 | 0 | 0 | 0 | 0 | 0 | 0 | 0
F14_Industrial_Industrial - ID_Existing_Space Heating_Natural Gas_Retrocommissioning_A_Achievable Economic RVT Potential | F14 | Industrial | Industrial - ID | Existing | Space Heating | Natural Gas | Retrocommissioning | A | Purchases (Cumulative) | Achievable Economic RVT Potential | 0 | 0 | 0 | 0 | 0 | 0 | 0 | 0 | 0 | 0 | 0 | 0 | 0 | 0 | 0 | 0 | 0 | 0 | 0 | 0 | 0 | 0 | 0 | 0 | 0 | 0 | 0
F1_Industrial_Industrial - ID_Existing_Process_Natural Gas_Retrocommissioning_A_Achievable Economic RVT Potential | F1 | Industrial | Industrial - ID | Existing | Process | Natural Gas | Retrocommissioning | A | Original Unit Energy Savings (kWh or therms) | Achievable Economic RVT Potential | 0 | 0 | 0 | 0 | 0 | 0 | 0 | 0 | 0 | 0 | 0 | 0 | 0 | 0 | 0 | 0 | 0 | 0 | 0 | 0 | 0 | 0 | 0 | 0 | 0 | 0 | 0
F2_Industrial_Industrial - ID_Existing_Process_Natural Gas_Retrocommissioning_A_Achievable Economic RVT Potential | F2 | Industrial | Industrial - ID | Existing | Process | Natural Gas | Retrocommissioning | A | Original Unit Summer Peak Savings (kW) | Achievable Economic RVT Potential | 0 | 0 | 0 | 0 | 0 | 0 | 0 | 0 | 0 | 0 | 0 | 0 | 0 | 0 | 0 | 0 | 0 | 0 | 0 | 0 | 0 | 0 | 0 | 0 | 0 | 0 | 0
F3_Industrial_Industrial - ID_Existing_Process_Natural Gas_Retrocommissioning_A_Achievable Economic RVT Potential | F3 | Industrial | Industrial - ID | Existing | Process | Natural Gas | Retrocommissioning | A | Original Unit Winter Peak Savings (kW) | Achievable Economic RVT Potential | 0 | 0 | 0 | 0 | 0 | 0 | 0 | 0 | 0 | 0 | 0 | 0 | 0 | 0 | 0 | 0 | 0 | 0 | 0 | 0 | 0 | 0 | 0 | 0 | 0 | 0 | 0
F4_Industrial_Industrial - ID_Existing_Process_Natural Gas_Retrocommissioning_A_Achievable Economic RVT Potential | F4 | Industrial | Industrial - ID | Existing | Process | Natural Gas | Retrocommissioning | A | Standalone Impact on Baseline Energy (%) | Achievable Economic RVT Potential | 0 | 0 | 0 | 0 | 0 | 0 | 0 | 0 | 0 | 0 | 0 | 0 | 0 | 0 | 0 | 0 | 0 | 0 | 0 | 0 | 0 | 0 | 0 | 0 | 0 | 0 | 0
F5_Industrial_Industrial - ID_Existing_Process_Natural Gas_Retrocommissioning_A_Achievable Economic RVT Potential | F5 | Industrial | Industrial - ID | Existing | Process | Natural Gas | Retrocommissioning | A | Standalone Impact on Baseline Summer Peak (%) | Achievable Economic RVT Potential | 0 | 0 | 0 | 0 | 0 | 0 | 0 | 0 | 0 | 0 | 0 | 0 | 0 | 0 | 0 | 0 | 0 | 0 | 0 | 0 | 0 | 0 | 0 | 0 | 0 | 0 | 0
F6_Industrial_Industrial - ID_Existing_Process_Natural Gas_Retrocommissioning_A_Achievable Economic RVT Potential | F6 | Industrial | Industrial - ID | Existing | Process | Natural Gas | Retrocommissioning | A | Standalone Impact on Baseline Winter Peak (%) | Achievable Economic RVT Potential | 0 | 0 | 0 | 0 | 0 | 0 | 0 | 0 | 0 | 0 | 0 | 0 | 0 | 0 | 0 | 0 | 0 | 0 | 0 | 0 | 0 | 0 | 0 | 0 | 0 | 0 | 0
F7_Industrial_Industrial - ID_Existing_Process_Natural Gas_Retrocommissioning_A_Achievable Economic RVT Potential | F7 | Industrial | Industrial - ID | Existing | Process | Natural Gas | Retrocommissioning | A | Incremental Energy Savings (MWh or mTherms) | Achievable Economic RVT Potential | 0 | 0 | 0 | 0 | 0 | 0 | 0 | 0 | 0 | 0 | 0 | 0 | 0 | 0 | 0 | 0 | 0 | 0 | 0 | 0 | 0 | 0 | 0 | 0 | 0 | 0 | 0
F8_Industrial_Industrial - ID_Existing_Process_Natural Gas_Retrocommissioning_A_Achievable Economic RVT Potential | F8 | Industrial | Industrial - ID | Existing | Process | Natural Gas | Retrocommissioning | A | Incremental Summer Peak Savings (MW) | Achievable Economic RVT Potential | 0 | 0 | 0 | 0 | 0 | 0 | 0 | 0 | 0 | 0 | 0 | 0 | 0 | 0 | 0 | 0 | 0 | 0 | 0 | 0 | 0 | 0 | 0 | 0 | 0 | 0 | 0
F9_Industrial_Industrial - ID_Existing_Process_Natural Gas_Retrocommissioning_A_Achievable Economic RVT Potential | F9 | Industrial | Industrial - ID | Existing | Process | Natural Gas | Retrocommissioning | A | Incremental Winter Peak Savings (MW) | Achievable Economic RVT Potential | 0 | 0 | 0 | 0 | 0 | 0 | 0 | 0 | 0 | 0 | 0 | 0 | 0 | 0 | 0 | 0 | 0 | 0 | 0 | 0 | 0 | 0 | 0 | 0 | 0 | 0 | 0
F10_Industrial_Industrial - ID_Existing_Process_Natural Gas_Retrocommissioning_A_Achievable Economic RVT Potential | F10 | Industrial | Industrial - ID | Existing | Process | Natural Gas | Retrocommissioning | A | Cumulative Energy Savings (MWh or mTherms) | Achievable Economic RVT Potential | 0 | 0 | 0 | 0 | 0 | 0 | 0 | 0 | 0 | 0 | 0 | 0 | 0 | 0 | 0 | 0 | 0 | 0 | 0 | 0 | 0 | 0 | 0 | 0 | 0 | 0 | 0
F11_Industrial_Industrial - ID_Existing_Process_Natural Gas_Retrocommissioning_A_Achievable Economic RVT Potential | F11 | Industrial | Industrial - ID | Existing | Process | Natural Gas | Retrocommissioning | A | Cumulative Summer Peak Savings (MW) | Achievable Economic RVT Potential | 0 | 0 | 0 | 0 | 0 | 0 | 0 | 0 | 0 | 0 | 0 | 0 | 0 | 0 | 0 | 0 | 0 | 0 | 0 | 0 | 0 | 0 | 0 | 0 | 0 | 0 | 0
F12_Industrial_Industrial - ID_Existing_Process_Natural Gas_Retrocommissioning_A_Achievable Economic RVT Potential | F12 | Industrial | Industrial - ID | Existing | Process | Natural Gas | Retrocommissioning | A | Cumulative Winter Peak Savings (MW) | Achievable Economic RVT Potential | 0 | 0 | 0 | 0 | 0 | 0 | 0 | 0 | 0 | 0 | 0 | 0 | 0 | 0 | 0 | 0 | 0 | 0 | 0 | 0 | 0 | 0 | 0 | 0 | 0 | 0 | 0
F13_Industrial_Industrial - ID_Existing_Process_Natural Gas_Retrocommissioning_A_Achievable Economic RVT Potential | F13 | Industrial | Industrial - ID | Existing | Process | Natural Gas | Retrocommissioning | A | Purchases (Incremental) | Achievable Economic RVT Potential | 0 | 0 | 0 | 0 | 0 | 0 | 0 | 0 | 0 | 0 | 0 | 0 | 0 | 0 | 0 | 0 | 0 | 0 | 0 | 0 | 0 | 0 | 0 | 0 | 0 | 0 | 0
F14_Industrial_Industrial - ID_Existing_Process_Natural Gas_Retrocommissioning_A_Achievable Economic RVT Potential | F14 | Industrial | Industrial - ID | Existing | Process | Natural Gas | Retrocommissioning | A | Purchases (Cumulative) | Achievable Economic RVT Potential | 0 | 0 | 0 | 0 | 0 | 0 | 0 | 0 | 0 | 0 | 0 | 0 | 0 | 0 | 0 | 0 | 0 | 0 | 0 | 0 | 0 | 0 | 0 | 0 | 0 | 0 | 0
F1_Industrial_Industrial - ID_New_Space Heating_Natural Gas_Insulation - Ceiling_A_Achievable Economic RVT Potential | F1 | Industrial | Industrial - ID | New | Space Heating | Natural Gas | Insulation - Ceiling | A | Original Unit Energy Savings (kWh or therms) | Achievable Economic RVT Potential | 0 | 0 | 0.07575 | 0.073705 | 0.07354 | 0.073477 | 0.073444 | 0.073424 | 0.07341 | 0.073401 | 0.073393 | 0.073387 | 0.073383 | 0.073379 | 0.073375 | 0.073373 | 0.07337 | 0.073368 | 0.073367 | 0.073364 | 0.073361 | 0.073358 | 0.073355 | 0.073353 | 0.073351 | 0.073349 | 0.073348
F2_Industrial_Industrial - ID_New_Space Heating_Natural Gas_Insulation - Ceiling_A_Achievable Economic RVT Potential | F2 | Industrial | Industrial - ID | New | Space Heating | Natural Gas | Insulation - Ceiling | A | Original Unit Summer Peak Savings (kW) | Achievable Economic RVT Potential | 0 | 0 | 0 | 0 | 0 | 0 | 0 | 0 | 0 | 0 | 0 | 0 | 0 | 0 | 0 | 0 | 0 | 0 | 0 | 0 | 0 | 0 | 0 | 0 | 0 | 0 | 0
F3_Industrial_Industrial - ID_New_Space Heating_Natural Gas_Insulation - Ceiling_A_Achievable Economic RVT Potential | F3 | Industrial | Industrial - ID | New | Space Heating | Natural Gas | Insulation - Ceiling | A | Original Unit Winter Peak Savings (kW) | Achievable Economic RVT Potential | 0 | 0 | 0 | 0 | 0 | 0 | 0 | 0 | 0 | 0 | 0 | 0 | 0 | 0 | 0 | 0 | 0 | 0 | 0 | 0 | 0 | 0 | 0 | 0 | 0 | 0 | 0
F4_Industrial_Industrial - ID_New_Space Heating_Natural Gas_Insulation - Ceiling_A_Achievable Economic RVT Potential | F4 | Industrial | Industrial - ID | New | Space Heating | Natural Gas | Insulation - Ceiling | A | Standalone Impact on Baseline Energy (%) | Achievable Economic RVT Potential | 0 | 0 | 0 | 0 | 0 | 0 | 0 | 0 | 0 | 0 | 0 | 0 | 0 | 0 | 0 | 0 | 0 | 0 | 0 | 0 | 0 | 0 | 0 | 0 | 0 | 0 | 0
F5_Industrial_Industrial - ID_New_Space Heating_Natural Gas_Insulation - Ceiling_A_Achievable Economic RVT Potential | F5 | Industrial | Industrial - ID | New | Space Heating | Natural Gas | Insulation - Ceiling | A | Standalone Impact on Baseline Summer Peak (%) | Achievable Economic RVT Potential | 0 | 0 | 0 | 0 | 0 | 0 | 0 | 0 | 0 | 0 | 0 | 0 | 0 | 0 | 0 | 0 | 0 | 0 | 0 | 0 | 0 | 0 | 0 | 0 | 0 | 0 | 0
F6_Industrial_Industrial - ID_New_Space Heating_Natural Gas_Insulation - Ceiling_A_Achievable Economic RVT Potential | F6 | Industrial | Industrial - ID | New | Space Heating | Natural Gas | Insulation - Ceiling | A | Standalone Impact on Baseline Winter Peak (%) | Achievable Economic RVT Potential | 0 | 0 | 0 | 0 | 0 | 0 | 0 | 0 | 0 | 0 | 0 | 0 | 0 | 0 | 0 | 0 | 0 | 0 | 0 | 0 | 0 | 0 | 0 | 0 | 0 | 0 | 0
F7_Industrial_Industrial - ID_New_Space Heating_Natural Gas_Insulation - Ceiling_A_Achievable Economic RVT Potential | F7 | Industrial | Industrial - ID | New | Space Heating | Natural Gas | Insulation - Ceiling | A | Incremental Energy Savings (MWh or mTherms) | Achievable Economic RVT Potential | 0 | 0 | 0 | 0 | 0 | 0 | 0 | 0 | 0 | 0 | 0 | 0 | 0 | 0 | 0 | 0 | 0 | 0 | 0 | 0 | 0 | 0 | 0 | 0 | 0 | 0 | 0
F8_Industrial_Industrial - ID_New_Space Heating_Natural Gas_Insulation - Ceiling_A_Achievable Economic RVT Potential | F8 | Industrial | Industrial - ID | New | Space Heating | Natural Gas | Insulation - Ceiling | A | Incremental Summer Peak Savings (MW) | Achievable Economic RVT Potential | 0 | 0 | 0 | 0 | 0 | 0 | 0 | 0 | 0 | 0 | 0 | 0 | 0 | 0 | 0 | 0 | 0 | 0 | 0 | 0 | 0 | 0 | 0 | 0 | 0 | 0 | 0
F9_Industrial_Industrial - ID_New_Space Heating_Natural Gas_Insulation - Ceiling_A_Achievable Economic RVT Potential | F9 | Industrial | Industrial - ID | New | Space Heating | Natural Gas | Insulation - Ceiling | A | Incremental Winter Peak Savings (MW) | Achievable Economic RVT Potential | 0 | 0 | 0 | 0 | 0 | 0 | 0 | 0 | 0 | 0 | 0 | 0 | 0 | 0 | 0 | 0 | 0 | 0 | 0 | 0 | 0 | 0 | 0 | 0 | 0 | 0 | 0
F10_Industrial_Industrial - ID_New_Space Heating_Natural Gas_Insulation - Ceiling_A_Achievable Economic RVT Potential | F10 | Industrial | Industrial - ID | New | Space Heating | Natural Gas | Insulation - Ceiling | A | Cumulative Energy Savings (MWh or mTherms) | Achievable Economic RVT Potential | 0 | 0 | 0 | 0 | 0 | 0 | 0 | 0 | 0 | 0 | 0 | 0 | 0 | 0 | 0 | 0 | 0 | 0 | 0 | 0 | 0 | 0 | 0 | 0 | 0 | 0 | 0
F11_Industrial_Industrial - ID_New_Space Heating_Natural Gas_Insulation - Ceiling_A_Achievable Economic RVT Potential | F11 | Industrial | Industrial - ID | New | Space Heating | Natural Gas | Insulation - Ceiling | A | Cumulative Summer Peak Savings (MW) | Achievable Economic RVT Potential | 0 | 0 | 0 | 0 | 0 | 0 | 0 | 0 | 0 | 0 | 0 | 0 | 0 | 0 | 0 | 0 | 0 | 0 | 0 | 0 | 0 | 0 | 0 | 0 | 0 | 0 | 0
F12_Industrial_Industrial - ID_New_Space Heating_Natural Gas_Insulation - Ceiling_A_Achievable Economic RVT Potential | F12 | Industrial | Industrial - ID | New | Space Heating | Natural Gas | Insulation - Ceiling | A | Cumulative Winter Peak Savings (MW) | Achievable Economic RVT Potential | 0 | 0 | 0 | 0 | 0 | 0 | 0 | 0 | 0 | 0 | 0 | 0 | 0 | 0 | 0 | 0 | 0 | 0 | 0 | 0 | 0 | 0 | 0 | 0 | 0 | 0 | 0
F13_Industrial_Industrial - ID_New_Space Heating_Natural Gas_Insulation - Ceiling_A_Achievable Economic RVT Potential | F13 | Industrial | Industrial - ID | New | Space Heating | Natural Gas | Insulation - Ceiling | A | Purchases (Incremental) | Achievable Economic RVT Potential | 0 | 0 | 0 | 0 | 0 | 0 | 0 | 0 | 0 | 0 | 0 | 0 | 0 | 0 | 0 | 0 | 0 | 0 | 0 | 0 | 0 | 0 | 0 | 0 | 0 | 0 | 0
F14_Industrial_Industrial - ID_New_Space Heating_Natural Gas_Insulation - Ceiling_A_Achievable Economic RVT Potential | F14 | Industrial | Industrial - ID | New | Space Heating | Natural Gas | Insulation - Ceiling | A | Purchases (Cumulative) | Achievable Economic RVT Potential | 0 | 0 | 0 | 0 | 0 | 0 | 0 | 0 | 0 | 0 | 0 | 0 | 0 | 0 | 0 | 0 | 0 | 0 | 0 | 0 | 0 | 0 | 0 | 0 | 0 | 0 | 0
F1_Industrial_Industrial - ID_New_Space Heating_Natural Gas_Insulation - Wall Cavity_A_Achievable Economic RVT Potential | F1 | Industrial | Industrial - ID | New | Space Heating | Natural Gas | Insulation - Wall Cavity | A | Original Unit Energy Savings (kWh or therms) | Achievable Economic RVT Potential | 0 | 0 | 0.20161 | 0.19616 | 0.19573 | 0.19556 | 0.19547 | 0.19542 | 0.19538 | 0.19536 | 0.19534 | 0.19532 | 0.19531 | 0.1953 | 0.19529 | 0.19528 | 0.19527 | 0.19527 | 0.19526 | 0.19526 | 0.19525 | 0.19524 | 0.19523 | 0.19523 | 0.19522 | 0.19522 | 0.19521
F2_Industrial_Industrial - ID_New_Space Heating_Natural Gas_Insulation - Wall Cavity_A_Achievable Economic RVT Potential | F2 | Industrial | Industrial - ID | New | Space Heating | Natural Gas | Insulation - Wall Cavity | A | Original Unit Summer Peak Savings (kW) | Achievable Economic RVT Potential | 0 | 0 | 0 | 0 | 0 | 0 | 0 | 0 | 0 | 0 | 0 | 0 | 0 | 0 | 0 | 0 | 0 | 0 | 0 | 0 | 0 | 0 | 0 | 0 | 0 | 0 | 0
F3_Industrial_Industrial - ID_New_Space Heating_Natural Gas_Insulation - Wall Cavity_A_Achievable Economic RVT Potential | F3 | Industrial | Industrial - ID | New | Space Heating | Natural Gas | Insulation - Wall Cavity | A | Original Unit Winter Peak Savings (kW) | Achievable Economic RVT Potential | 0 | 0 | 0 | 0 | 0 | 0 | 0 | 0 | 0 | 0 | 0 | 0 | 0 | 0 | 0 | 0 | 0 | 0 | 0 | 0 | 0 | 0 | 0 | 0 | 0 | 0 | 0
F4_Industrial_Industrial - ID_New_Space Heating_Natural Gas_Insulation - Wall Cavity_A_Achievable Economic RVT Potential | F4 | Industrial | Industrial - ID | New | Space Heating | Natural Gas | Insulation - Wall Cavity | A | Standalone Impact on Baseline Energy (%) | Achievable Economic RVT Potential | 0 | 0 | 0 | 0 | 0 | 0 | 0 | 0 | 0 | 0 | 0 | 0 | 0 | 0 | 0 | 0 | 0 | 0 | 0 | 0 | 0 | 0 | 0 | 0 | 0 | 0 | 0
F5_Industrial_Industrial - ID_New_Space Heating_Natural Gas_Insulation - Wall Cavity_A_Achievable Economic RVT Potential | F5 | Industrial | Industrial - ID | New | Space Heating | Natural Gas | Insulation - Wall Cavity | A | Standalone Impact on Baseline Summer Peak (%) | Achievable Economic RVT Potential | 0 | 0 | 0 | 0 | 0 | 0 | 0 | 0 | 0 | 0 | 0 | 0 | 0 | 0 | 0 | 0 | 0 | 0 | 0 | 0 | 0 | 0 | 0 | 0 | 0 | 0 | 0
F6_Industrial_Industrial - ID_New_Space Heating_Natural Gas_Insulation - Wall Cavity_A_Achievable Economic RVT Potential | F6 | Industrial | Industrial - ID | New | Space Heating | Natural Gas | Insulation - Wall Cavity | A | Standalone Impact on Baseline Winter Peak (%) | Achievable Economic RVT Potential | 0 | 0 | 0 | 0 | 0 | 0 | 0 | 0 | 0 | 0 | 0 | 0 | 0 | 0 | 0 | 0 | 0 | 0 | 0 | 0 | 0 | 0 | 0 | 0 | 0 | 0 | 0
F7_Industrial_Industrial - ID_New_Space Heating_Natural Gas_Insulation - Wall Cavity_A_Achievable Economic RVT Potential | F7 | Industrial | Industrial - ID | New | Space Heating | Natural Gas | Insulation - Wall Cavity | A | Incremental Energy Savings (MWh or mTherms) | Achievable Economic RVT Potential | 0 | 0 | 0 | 0 | 0 | 0 | 0 | 0 | 0 | 0 | 0 | 0 | 0 | 0 | 0 | 0 | 0 | 0 | 0 | 0 | 0 | 0 | 0 | 0 | 0 | 0 | 0
F8_Industrial_Industrial - ID_New_Space Heating_Natural Gas_Insulation - Wall Cavity_A_Achievable Economic RVT Potential | F8 | Industrial | Industrial - ID | New | Space Heating | Natural Gas | Insulation - Wall Cavity | A | Incremental Summer Peak Savings (MW) | Achievable Economic RVT Potential | 0 | 0 | 0 | 0 | 0 | 0 | 0 | 0 | 0 | 0 | 0 | 0 | 0 | 0 | 0 | 0 | 0 | 0 | 0 | 0 | 0 | 0 | 0 | 0 | 0 | 0 | 0
F9_Industrial_Industrial - ID_New_Space Heating_Natural Gas_Insulation - Wall Cavity_A_Achievable Economic RVT Potential | F9 | Industrial | Industrial - ID | New | Space Heating | Natural Gas | Insulation - Wall Cavity | A | Incremental Winter Peak Savings (MW) | Achievable Economic RVT Potential | 0 | 0 | 0 | 0 | 0 | 0 | 0 | 0 | 0 | 0 | 0 | 0 | 0 | 0 | 0 | 0 | 0 | 0 | 0 | 0 | 0 | 0 | 0 | 0 | 0 | 0 | 0
F10_Industrial_Industrial - ID_New_Space Heating_Natural Gas_Insulation - Wall Cavity_A_Achievable Economic RVT Potential | F10 | Industrial | Industrial - ID | New | Space Heating | Natural Gas | Insulation - Wall Cavity | A | Cumulative Energy Savings (MWh or mTherms) | Achievable Economic RVT Potential | 0 | 0 | 0 | 0 | 0 | 0 | 0 | 0 | 0 | 0 | 0 | 0 | 0 | 0 | 0 | 0 | 0 | 0 | 0 | 0 | 0 | 0 | 0 | 0 | 0 | 0 | 0
F11_Industrial_Industrial - ID_New_Space Heating_Natural Gas_Insulation - Wall Cavity_A_Achievable Economic RVT Potential | F11 | Industrial | Industrial - ID | New | Space Heating | Natural Gas | Insulation - Wall Cavity | A | Cumulative Summer Peak Savings (MW) | Achievable Economic RVT Potential | 0 | 0 | 0 | 0 | 0 | 0 | 0 | 0 | 0 | 0 | 0 | 0 | 0 | 0 | 0 | 0 | 0 | 0 | 0 | 0 | 0 | 0 | 0 | 0 | 0 | 0 | 0
F12_Industrial_Industrial - ID_New_Space Heating_Natural Gas_Insulation - Wall Cavity_A_Achievable Economic RVT Potential | F12 | Industrial | Industrial - ID | New | Space Heating | Natural Gas | Insulation - Wall Cavity | A | Cumulative Winter Peak Savings (MW) | Achievable Economic RVT Potential | 0 | 0 | 0 | 0 | 0 | 0 | 0 | 0 | 0 | 0 | 0 | 0 | 0 | 0 | 0 | 0 | 0 | 0 | 0 | 0 | 0 | 0 | 0 | 0 | 0 | 0 | 0
F13_Industrial_Industrial - ID_New_Space Heating_Natural Gas_Insulation - Wall Cavity_A_Achievable Economic RVT Potential | F13 | Industrial | Industrial - ID | New | Space Heating | Natural Gas | Insulation - Wall Cavity | A | Purchases (Incremental) | Achievable Economic RVT Potential | 0 | 0 | 0 | 0 | 0 | 0 | 0 | 0 | 0 | 0 | 0 | 0 | 0 | 0 | 0 | 0 | 0 | 0 | 0 | 0 | 0 | 0 | 0 | 0 | 0 | 0 | 0
F14_Industrial_Industrial - ID_New_Space Heating_Natural Gas_Insulation - Wall Cavity_A_Achievable Economic RVT Potential | F14 | Industrial | Industrial - ID | New | Space Heating | Natural Gas | Insulation - Wall Cavity | A | Purchases (Cumulative) | Achievable Economic RVT Potential | 0 | 0 | 0 | 0 | 0 | 0 | 0 | 0 | 0 | 0 | 0 | 0 | 0 | 0 | 0 | 0 | 0 | 0 | 0 | 0 | 0 | 0 | 0 | 0 | 0 | 0 | 0
F1_Industrial_Industrial - ID_New_Space Heating_Natural Gas_Insulation - Ducting_A_Achievable Economic RVT Potential | F1 | Industrial | Industrial - ID | New | Space Heating | Natural Gas | Insulation - Ducting | A | Original Unit Energy Savings (kWh or therms) | Achievable Economic RVT Potential | 0 | 0 | 0.048839 | 0.044241 | 0.043871 | 0.043729 | 0.043656 | 0.043611 | 0.04358 | 0.043558 | 0.043541 | 0.043528 | 0.043517 | 0.043508 | 0.043501 | 0.043495 | 0.04349 | 0.043485 | 0.043481 | 0.043476 | 0.043468 | 0.043461 | 0.043456 | 0.04345 | 0.043446 | 0.043442 | 0.043439
F2_Industrial_Industrial - ID_New_Space Heating_Natural Gas_Insulation - Ducting_A_Achievable Economic RVT Potential | F2 | Industrial | Industrial - ID | New | Space Heating | Natural Gas | Insulation - Ducting | A | Original Unit Summer Peak Savings (kW) | Achievable Economic RVT Potential | 0 | 0 | 0 | 0 | 0 | 0 | 0 | 0 | 0 | 0 | 0 | 0 | 0 | 0 | 0 | 0 | 0 | 0 | 0 | 0 | 0 | 0 | 0 | 0 | 0 | 0 | 0
F3_Industrial_Industrial - ID_New_Space Heating_Natural Gas_Insulation - Ducting_A_Achievable Economic RVT Potential | F3 | Industrial | Industrial - ID | New | Space Heating | Natural Gas | Insulation - Ducting | A | Original Unit Winter Peak Savings (kW) | Achievable Economic RVT Potential | 0 | 0 | 0 | 0 | 0 | 0 | 0 | 0 | 0 | 0 | 0 | 0 | 0 | 0 | 0 | 0 | 0 | 0 | 0 | 0 | 0 | 0 | 0 | 0 | 0 | 0 | 0
F4_Industrial_Industrial - ID_New_Space Heating_Natural Gas_Insulation - Ducting_A_Achievable Economic RVT Potential | F4 | Industrial | Industrial - ID | New | Space Heating | Natural Gas | Insulation - Ducting | A | Standalone Impact on Baseline Energy (%) | Achievable Economic RVT Potential | 0 | 0 | 0 | 0 | 0 | 0 | 0 | 0 | 0 | 0 | 0 | 0 | 0 | 0 | 0 | 0 | 0 | 0 | 0 | 0 | 0 | 0 | 0 | 0 | 0 | 0 | 0
F5_Industrial_Industrial - ID_New_Space Heating_Natural Gas_Insulation - Ducting_A_Achievable Economic RVT Potential | F5 | Industrial | Industrial - ID | New | Space Heating | Natural Gas | Insulation - Ducting | A | Standalone Impact on Baseline Summer Peak (%) | Achievable Economic RVT Potential | 0 | 0 | 0 | 0 | 0 | 0 | 0 | 0 | 0 | 0 | 0 | 0 | 0 | 0 | 0 | 0 | 0 | 0 | 0 | 0 | 0 | 0 | 0 | 0 | 0 | 0 | 0
F6_Industrial_Industrial - ID_New_Space Heating_Natural Gas_Insulation - Ducting_A_Achievable Economic RVT Potential | F6 | Industrial | Industrial - ID | New | Space Heating | Natural Gas | Insulation - Ducting | A | Standalone Impact on Baseline Winter Peak (%) | Achievable Economic RVT Potential | 0 | 0 | 0 | 0 | 0 | 0 | 0 | 0 | 0 | 0 | 0 | 0 | 0 | 0 | 0 | 0 | 0 | 0 | 0 | 0 | 0 | 0 | 0 | 0 | 0 | 0 | 0
F7_Industrial_Industrial - ID_New_Space Heating_Natural Gas_Insulation - Ducting_A_Achievable Economic RVT Potential | F7 | Industrial | Industrial - ID | New | Space Heating | Natural Gas | Insulation - Ducting | A | Incremental Energy Savings (MWh or mTherms) | Achievable Economic RVT Potential | 0 | 0 | 0 | 0 | 0 | 0 | 0 | 0 | 0 | 0 | 0 | 0 | 0 | 0 | 0 | 0 | 0 | 0 | 0 | 0 | 0 | 0 | 0 | 0 | 0 | 0 | 0
F8_Industrial_Industrial - ID_New_Space Heating_Natural Gas_Insulation - Ducting_A_Achievable Economic RVT Potential | F8 | Industrial | Industrial - ID | New | Space Heating | Natural Gas | Insulation - Ducting | A | Incremental Summer Peak Savings (MW) | Achievable Economic RVT Potential | 0 | 0 | 0 | 0 | 0 | 0 | 0 | 0 | 0 | 0 | 0 | 0 | 0 | 0 | 0 | 0 | 0 | 0 | 0 | 0 | 0 | 0 | 0 | 0 | 0 | 0 | 0
F9_Industrial_Industrial - ID_New_Space Heating_Natural Gas_Insulation - Ducting_A_Achievable Economic RVT Potential | F9 | Industrial | Industrial - ID | New | Space Heating | Natural Gas | Insulation - Ducting | A | Incremental Winter Peak Savings (MW) | Achievable Economic RVT Potential | 0 | 0 | 0 | 0 | 0 | 0 | 0 | 0 | 0 | 0 | 0 | 0 | 0 | 0 | 0 | 0 | 0 | 0 | 0 | 0 | 0 | 0 | 0 | 0 | 0 | 0 | 0
F10_Industrial_Industrial - ID_New_Space Heating_Natural Gas_Insulation - Ducting_A_Achievable Economic RVT Potential | F10 | Industrial | Industrial - ID | New | Space Heating | Natural Gas | Insulation - Ducting | A | Cumulative Energy Savings (MWh or mTherms) | Achievable Economic RVT Potential | 0 | 0 | 0 | 0 | 0 | 0 | 0 | 0 | 0 | 0 | 0 | 0 | 0 | 0 | 0 | 0 | 0 | 0 | 0 | 0 | 0 | 0 | 0 | 0 | 0 | 0 | 0
F11_Industrial_Industrial - ID_New_Space Heating_Natural Gas_Insulation - Ducting_A_Achievable Economic RVT Potential | F11 | Industrial | Industrial - ID | New | Space Heating | Natural Gas | Insulation - Ducting | A | Cumulative Summer Peak Savings (MW) | Achievable Economic RVT Potential | 0 | 0 | 0 | 0 | 0 | 0 | 0 | 0 | 0 | 0 | 0 | 0 | 0 | 0 | 0 | 0 | 0 | 0 | 0 | 0 | 0 | 0 | 0 | 0 | 0 | 0 | 0
F12_Industrial_Industrial - ID_New_Space Heating_Natural Gas_Insulation - Ducting_A_Achievable Economic RVT Potential | F12 | Industrial | Industrial - ID | New | Space Heating | Natural Gas | Insulation - Ducting | A | Cumulative Winter Peak Savings (MW) | Achievable Economic RVT Potential | 0 | 0 | 0 | 0 | 0 | 0 | 0 | 0 | 0 | 0 | 0 | 0 | 0 | 0 | 0 | 0 | 0 | 0 | 0 | 0 | 0 | 0 | 0 | 0 | 0 | 0 | 0
F13_Industrial_Industrial - ID_New_Space Heating_Natural Gas_Insulation - Ducting_A_Achievable Economic RVT Potential | F13 | Industrial | Industrial - ID | New | Space Heating | Natural Gas | Insulation - Ducting | A | Purchases (Incremental) | Achievable Economic RVT Potential | 0 | 0 | 0 | 0 | 0 | 0 | 0 | 0 | 0 | 0 | 0 | 0 | 0 | 0 | 0 | 0 | 0 | 0 | 0 | 0 | 0 | 0 | 0 | 0 | 0 | 0 | 0
F14_Industrial_Industrial - ID_New_Space Heating_Natural Gas_Insulation - Ducting_A_Achievable Economic RVT Potential | F14 | Industrial | Industrial - ID | New | Space Heating | Natural Gas | Insulation - Ducting | A | Purchases (Cumulative) | Achievable Economic RVT Potential | 0 | 0 | 0 | 0 | 0 | 0 | 0 | 0 | 0 | 0 | 0 | 0 | 0 | 0 | 0 | 0 | 0 | 0 | 0 | 0 | 0 | 0 | 0 | 0 | 0 | 0 | 0
F1_Industrial_Industrial - ID_New_Space Heating_Natural Gas_Ducting - Repair and Sealing_A_Achievable Economic RVT Potential | F1 | Industrial | Industrial - ID | New | Space Heating | Natural Gas | Ducting - Repair and Sealing | A | Original Unit Energy Savings (kWh or therms) | Achievable Economic RVT Potential | 0 | 0 | 0.19395 | 0.17569 | 0.17422 | 0.17366 | 0.17337 | 0.17319 | 0.17306 | 0.17298 | 0.17291 | 0.17286 | 0.17282 | 0.17278 | 0.17275 | 0.17273 | 0.17271 | 0.17269 | 0.17267 | 0.17265 | 0.17262 | 0.17259 | 0.17257 | 0.17255 | 0.17253 | 0.17252 | 0.1725
F2_Industrial_Industrial - ID_New_Space Heating_Natural Gas_Ducting - Repair and Sealing_A_Achievable Economic RVT Potential | F2 | Industrial | Industrial - ID | New | Space Heating | Natural Gas | Ducting - Repair and Sealing | A | Original Unit Summer Peak Savings (kW) | Achievable Economic RVT Potential | 0 | 0 | 0 | 0 | 0 | 0 | 0 | 0 | 0 | 0 | 0 | 0 | 0 | 0 | 0 | 0 | 0 | 0 | 0 | 0 | 0 | 0 | 0 | 0 | 0 | 0 | 0
F3_Industrial_Industrial - ID_New_Space Heating_Natural Gas_Ducting - Repair and Sealing_A_Achievable Economic RVT Potential | F3 | Industrial | Industrial - ID | New | Space Heating | Natural Gas | Ducting - Repair and Sealing | A | Original Unit Winter Peak Savings (kW) | Achievable Economic RVT Potential | 0 | 0 | 0 | 0 | 0 | 0 | 0 | 0 | 0 | 0 | 0 | 0 | 0 | 0 | 0 | 0 | 0 | 0 | 0 | 0 | 0 | 0 | 0 | 0 | 0 | 0 | 0
F4_Industrial_Industrial - ID_New_Space Heating_Natural Gas_Ducting - Repair and Sealing_A_Achievable Economic RVT Potential | F4 | Industrial | Industrial - ID | New | Space Heating | Natural Gas | Ducting - Repair and Sealing | A | Standalone Impact on Baseline Energy (%) | Achievable Economic RVT Potential | 0 | 0 | 0 | 0 | 0 | 0 | 0 | 0 | 0 | 0 | 0 | 0 | 0 | 0 | 0 | 0 | 0 | 0 | 0 | 0 | 0 | 0 | 0 | 0 | 0 | 0 | 0
F5_Industrial_Industrial - ID_New_Space Heating_Natural Gas_Ducting - Repair and Sealing_A_Achievable Economic RVT Potential | F5 | Industrial | Industrial - ID | New | Space Heating | Natural Gas | Ducting - Repair and Sealing | A | Standalone Impact on Baseline Summer Peak (%) | Achievable Economic RVT Potential | 0 | 0 | 0 | 0 | 0 | 0 | 0 | 0 | 0 | 0 | 0 | 0 | 0 | 0 | 0 | 0 | 0 | 0 | 0 | 0 | 0 | 0 | 0 | 0 | 0 | 0 | 0
F6_Industrial_Industrial - ID_New_Space Heating_Natural Gas_Ducting - Repair and Sealing_A_Achievable Economic RVT Potential | F6 | Industrial | Industrial - ID | New | Space Heating | Natural Gas | Ducting - Repair and Sealing | A | Standalone Impact on Baseline Winter Peak (%) | Achievable Economic RVT Potential | 0 | 0 | 0 | 0 | 0 | 0 | 0 | 0 | 0 | 0 | 0 | 0 | 0 | 0 | 0 | 0 | 0 | 0 | 0 | 0 | 0 | 0 | 0 | 0 | 0 | 0 | 0
F7_Industrial_Industrial - ID_New_Space Heating_Natural Gas_Ducting - Repair and Sealing_A_Achievable Economic RVT Potential | F7 | Industrial | Industrial - ID | New | Space Heating | Natural Gas | Ducting - Repair and Sealing | A | Incremental Energy Savings (MWh or mTherms) | Achievable Economic RVT Potential | 0 | 0 | 0 | 0 | 0 | 0 | 0 | 0 | 0 | 0 | 0 | 0 | 0 | 0 | 0 | 0 | 0 | 0 | 0 | 0 | 0 | 0 | 0 | 0 | 0 | 0 | 0
F8_Industrial_Industrial - ID_New_Space Heating_Natural Gas_Ducting - Repair and Sealing_A_Achievable Economic RVT Potential | F8 | Industrial | Industrial - ID | New | Space Heating | Natural Gas | Ducting - Repair and Sealing | A | Incremental Summer Peak Savings (MW) | Achievable Economic RVT Potential | 0 | 0 | 0 | 0 | 0 | 0 | 0 | 0 | 0 | 0 | 0 | 0 | 0 | 0 | 0 | 0 | 0 | 0 | 0 | 0 | 0 | 0 | 0 | 0 | 0 | 0 | 0
F9_Industrial_Industrial - ID_New_Space Heating_Natural Gas_Ducting - Repair and Sealing_A_Achievable Economic RVT Potential | F9 | Industrial | Industrial - ID | New | Space Heating | Natural Gas | Ducting - Repair and Sealing | A | Incremental Winter Peak Savings (MW) | Achievable Economic RVT Potential | 0 | 0 | 0 | 0 | 0 | 0 | 0 | 0 | 0 | 0 | 0 | 0 | 0 | 0 | 0 | 0 | 0 | 0 | 0 | 0 | 0 | 0 | 0 | 0 | 0 | 0 | 0
F10_Industrial_Industrial - ID_New_Space Heating_Natural Gas_Ducting - Repair and Sealing_A_Achievable Economic RVT Potential | F10 | Industrial | Industrial - ID | New | Space Heating | Natural Gas | Ducting - Repair and Sealing | A | Cumulative Energy Savings (MWh or mTherms) | Achievable Economic RVT Potential | 0 | 0 | 0 | 0 | 0 | 0 | 0 | 0 | 0 | 0 | 0 | 0 | 0 | 0 | 0 | 0 | 0 | 0 | 0 | 0 | 0 | 0 | 0 | 0 | 0 | 0 | 0
F11_Industrial_Industrial - ID_New_Space Heating_Natural Gas_Ducting - Repair and Sealing_A_Achievable Economic RVT Potential | F11 | Industrial | Industrial - ID | New | Space Heating | Natural Gas | Ducting - Repair and Sealing | A | Cumulative Summer Peak Savings (MW) | Achievable Economic RVT Potential | 0 | 0 | 0 | 0 | 0 | 0 | 0 | 0 | 0 | 0 | 0 | 0 | 0 | 0 | 0 | 0 | 0 | 0 | 0 | 0 | 0 | 0 | 0 | 0 | 0 | 0 | 0
F12_Industrial_Industrial - ID_New_Space Heating_Natural Gas_Ducting - Repair and Sealing_A_Achievable Economic RVT Potential | F12 | Industrial | Industrial - ID | New | Space Heating | Natural Gas | Ducting - Repair and Sealing | A | Cumulative Winter Peak Savings (MW) | Achievable Economic RVT Potential | 0 | 0 | 0 | 0 | 0 | 0 | 0 | 0 | 0 | 0 | 0 | 0 | 0 | 0 | 0 | 0 | 0 | 0 | 0 | 0 | 0 | 0 | 0 | 0 | 0 | 0 | 0
F13_Industrial_Industrial - ID_New_Space Heating_Natural Gas_Ducting - Repair and Sealing_A_Achievable Economic RVT Potential | F13 | Industrial | Industrial - ID | New | Space Heating | Natural Gas | Ducting - Repair and Sealing | A | Purchases (Incremental) | Achievable Economic RVT Potential | 0 | 0 | 0 | 0 | 0 | 0 | 0 | 0 | 0 | 0 | 0 | 0 | 0 | 0 | 0 | 0 | 0 | 0 | 0 | 0 | 0 | 0 | 0 | 0 | 0 | 0 | 0
F14_Industrial_Industrial - ID_New_Space Heating_Natural Gas_Ducting - Repair and Sealing_A_Achievable Economic RVT Potential | F14 | Industrial | Industrial - ID | New | Space Heating | Natural Gas | Ducting - Repair and Sealing | A | Purchases (Cumulative) | Achievable Economic RVT Potential | 0 | 0 | 0 | 0 | 0 | 0 | 0 | 0 | 0 | 0 | 0 | 0 | 0 | 0 | 0 | 0 | 0 | 0 | 0 | 0 | 0 | 0 | 0 | 0 | 0 | 0 | 0
F1_Industrial_Industrial - ID_New_Space Heating_Natural Gas_Building Shell - Air Sealing (Infiltration Control)_A_Achievable Economic RVT Potential | F1 | Industrial | Industrial - ID | New | Space Heating | Natural Gas | Building Shell - Air Sealing (Infiltration Control) | A | Original Unit Energy Savings (kWh or therms) | Achievable Economic RVT Potential | 0 | 0 | 54.2341 | 52.7695 | 52.6515 | 52.6064 | 52.583 | 52.5686 | 52.5588 | 52.5517 | 52.5464 | 52.5422 | 52.5388 | 52.5361 | 52.5338 | 52.5318 | 52.5301 | 52.5287 | 52.5274 | 52.5258 | 52.5233 | 52.5211 | 52.5192 | 52.5176 | 52.5162 | 52.5149 | 52.5139
F2_Industrial_Industrial - ID_New_Space Heating_Natural Gas_Building Shell - Air Sealing (Infiltration Control)_A_Achievable Economic RVT Potential | F2 | Industrial | Industrial - ID | New | Space Heating | Natural Gas | Building Shell - Air Sealing (Infiltration Control) | A | Original Unit Summer Peak Savings (kW) | Achievable Economic RVT Potential | 0 | 0 | 0 | 0 | 0 | 0 | 0 | 0 | 0 | 0 | 0 | 0 | 0 | 0 | 0 | 0 | 0 | 0 | 0 | 0 | 0 | 0 | 0 | 0 | 0 | 0 | 0
F3_Industrial_Industrial - ID_New_Space Heating_Natural Gas_Building Shell - Air Sealing (Infiltration Control)_A_Achievable Economic RVT Potential | F3 | Industrial | Industrial - ID | New | Space Heating | Natural Gas | Building Shell - Air Sealing (Infiltration Control) | A | Original Unit Winter Peak Savings (kW) | Achievable Economic RVT Potential | 0 | 0 | 0 | 0 | 0 | 0 | 0 | 0 | 0 | 0 | 0 | 0 | 0 | 0 | 0 | 0 | 0 | 0 | 0 | 0 | 0 | 0 | 0 | 0 | 0 | 0 | 0
F4_Industrial_Industrial - ID_New_Space Heating_Natural Gas_Building Shell - Air Sealing (Infiltration Control)_A_Achievable Economic RVT Potential | F4 | Industrial | Industrial - ID | New | Space Heating | Natural Gas | Building Shell - Air Sealing (Infiltration Control) | A | Standalone Impact on Baseline Energy (%) | Achievable Economic RVT Potential | 0 | 0 | 4.2266e-06 | 9.0956e-06 | 2.0041e-05 | 3.8281e-05 | 6.6506e-05 | 0.00010728 | 0.00016298 | 0.00023517 | 0.00032404 | 0.00042781 | 0.00054225 | 0.00065998 | 0.0007717 | 0.00086705 | 0.00093645 | 0.00097458 | 0.00097777 | 0.00094536 | 0.00090095 | 0.0008612 | 0.00082542 | 0.00079304 | 0.00076361 | 0.00073675 | 0.00071213
F5_Industrial_Industrial - ID_New_Space Heating_Natural Gas_Building Shell - Air Sealing (Infiltration Control)_A_Achievable Economic RVT Potential | F5 | Industrial | Industrial - ID | New | Space Heating | Natural Gas | Building Shell - Air Sealing (Infiltration Control) | A | Standalone Impact on Baseline Summer Peak (%) | Achievable Economic RVT Potential | 0 | 0 | 0 | 0 | 0 | 0 | 0 | 0 | 0 | 0 | 0 | 0 | 0 | 0 | 0 | 0 | 0 | 0 | 0 | 0 | 0 | 0 | 0 | 0 | 0 | 0 | 0
F6_Industrial_Industrial - ID_New_Space Heating_Natural Gas_Building Shell - Air Sealing (Infiltration Control)_A_Achievable Economic RVT Potential | F6 | Industrial | Industrial - ID | New | Space Heating | Natural Gas | Building Shell - Air Sealing (Infiltration Control) | A | Standalone Impact on Baseline Winter Peak (%) | Achievable Economic RVT Potential | 0 | 0 | 0 | 0 | 0 | 0 | 0 | 0 | 0 | 0 | 0 | 0 | 0 | 0 | 0 | 0 | 0 | 0 | 0 | 0 | 0 | 0 | 0 | 0 | 0 | 0 | 0
F7_Industrial_Industrial - ID_New_Space Heating_Natural Gas_Building Shell - Air Sealing (Infiltration Control)_A_Achievable Economic RVT Potential | F7 | Industrial | Industrial - ID | New | Space Heating | Natural Gas | Building Shell - Air Sealing (Infiltration Control) | A | Incremental Energy Savings (MWh or mTherms) | Achievable Economic RVT Potential | 0 | 0 | 4.947e-09 | 1.2566e-07 | 7.1336e-07 | 2.7231e-06 | 8.1461e-06 | 2.0483e-05 | 4.4763e-05 | 8.6558e-05 | 0.00014944 | 0.00023109 | 0.00031966 | 0.00039364 | 0.00042807 | 0.00040599 | 0.00032884 | 0.00022413 | 0.00010642 | 0 | 0 | 0 | 0 | 0 | 0 | 0 | 0
F8_Industrial_Industrial - ID_New_Space Heating_Natural Gas_Building Shell - Air Sealing (Infiltration Control)_A_Achievable Economic RVT Potential | F8 | Industrial | Industrial - ID | New | Space Heating | Natural Gas | Building Shell - Air Sealing (Infiltration Control) | A | Incremental Summer Peak Savings (MW) | Achievable Economic RVT Potential | 0 | 0 | 0 | 0 | 0 | 0 | 0 | 0 | 0 | 0 | 0 | 0 | 0 | 0 | 0 | 0 | 0 | 0 | 0 | 0 | 0 | 0 | 0 | 0 | 0 | 0 | 0
F9_Industrial_Industrial - ID_New_Space Heating_Natural Gas_Building Shell - Air Sealing (Infiltration Control)_A_Achievable Economic RVT Potential | F9 | Industrial | Industrial - ID | New | Space Heating | Natural Gas | Building Shell - Air Sealing (Infiltration Control) | A | Incremental Winter Peak Savings (MW) | Achievable Economic RVT Potential | 0 | 0 | 0 | 0 | 0 | 0 | 0 | 0 | 0 | 0 | 0 | 0 | 0 | 0 | 0 | 0 | 0 | 0 | 0 | 0 | 0 | 0 | 0 | 0 | 0 | 0 | 0
F10_Industrial_Industrial - ID_New_Space Heating_Natural Gas_Building Shell - Air Sealing (Infiltration Control)_A_Achievable Economic RVT Potential | F10 | Industrial | Industrial - ID | New | Space Heating | Natural Gas | Building Shell - Air Sealing (Infiltration Control) | A | Cumulative Energy Savings (MWh or mTherms) | Achievable Economic RVT Potential | 0 | 0 | 4.947e-09 | 1.3048e-07 | 8.4354e-07 | 3.5659e-06 | 1.171e-05 | 3.2191e-05 | 7.6948e-05 | 0.0001635 | 0.00031292 | 0.00054398 | 0.00086361 | 0.0012572 | 0.0016852 | 0.0020911 | 0.0024199 | 0.002644 | 0.0027503 | 0.0027503 | 0.0027501 | 0.00275 | 0.0027499 | 0.0027498 | 0.0027498 | 0.0027497 | 0.0027496
F11_Industrial_Industrial - ID_New_Space Heating_Natural Gas_Building Shell - Air Sealing (Infiltration Control)_A_Achievable Economic RVT Potential | F11 | Industrial | Industrial - ID | New | Space Heating | Natural Gas | Building Shell - Air Sealing (Infiltration Control) | A | Cumulative Summer Peak Savings (MW) | Achievable Economic RVT Potential | 0 | 0 | 0 | 0 | 0 | 0 | 0 | 0 | 0 | 0 | 0 | 0 | 0 | 0 | 0 | 0 | 0 | 0 | 0 | 0 | 0 | 0 | 0 | 0 | 0 | 0 | 0
F12_Industrial_Industrial - ID_New_Space Heating_Natural Gas_Building Shell - Air Sealing (Infiltration Control)_A_Achievable Economic RVT Potential | F12 | Industrial | Industrial - ID | New | Space Heating | Natural Gas | Building Shell - Air Sealing (Infiltration Control) | A | Cumulative Winter Peak Savings (MW) | Achievable Economic RVT Potential | 0 | 0 | 0 | 0 | 0 | 0 | 0 | 0 | 0 | 0 | 0 | 0 | 0 | 0 | 0 | 0 | 0 | 0 | 0 | 0 | 0 | 0 | 0 | 0 | 0 | 0 | 0
F13_Industrial_Industrial - ID_New_Space Heating_Natural Gas_Building Shell - Air Sealing (Infiltration Control)_A_Achievable Economic RVT Potential | F13 | Industrial | Industrial - ID | New | Space Heating | Natural Gas | Building Shell - Air Sealing (Infiltration Control) | A | Purchases (Incremental) | Achievable Economic RVT Potential | 0 | 0 | 9.1215e-08 | 2.3814e-06 | 1.3549e-05 | 5.1763e-05 | 0.00015492 | 0.00038965 | 0.00085168 | 0.0016471 | 0.002844 | 0.0043981 | 0.0060842 | 0.0074928 | 0.0081484 | 0.0077285 | 0.0062601 | 0.0042669 | 0.002026 | 0 | 0 | 0 | 0 | 0 | 0 | 0 | 0
F14_Industrial_Industrial - ID_New_Space Heating_Natural Gas_Building Shell - Air Sealing (Infiltration Control)_A_Achievable Economic RVT Potential | F14 | Industrial | Industrial - ID | New | Space Heating | Natural Gas | Building Shell - Air Sealing (Infiltration Control) | A | Purchases (Cumulative) | Achievable Economic RVT Potential | 0 | 0 | 9.1215e-08 | 2.4726e-06 | 1.6021e-05 | 6.7784e-05 | 0.0002227 | 0.00061235 | 0.001464 | 0.0031111 | 0.0059551 | 0.010353 | 0.016437 | 0.02393 | 0.032079 | 0.039807 | 0.046067 | 0.050334 | 0.05236 | 0.05236 | 0.05236 | 0.05236 | 0.05236 | 0.05236 | 0.05236 | 0.05236 | 0.05236
F1_Industrial_Industrial - ID_New_Space Heating_Natural Gas_Ventilation - Demand Controlled_A_Achievable Economic RVT Potential | F1 | Industrial | Industrial - ID | New | Space Heating | Natural Gas | Ventilation - Demand Controlled | A | Original Unit Energy Savings (kWh or therms) | Achievable Economic RVT Potential | 0 | 0 | 0.035785 | 0.032416 | 0.032144 | 0.032041 | 0.031987 | 0.031954 | 0.031931 | 0.031915 | 0.031903 | 0.031893 | 0.031885 | 0.031879 | 0.031873 | 0.031869 | 0.031865 | 0.031862 | 0.031859 | 0.031855 | 0.031849 | 0.031844 | 0.03184 | 0.031836 | 0.031833 | 0.03183 | 0.031828
F2_Industrial_Industrial - ID_New_Space Heating_Natural Gas_Ventilation - Demand Controlled_A_Achievable Economic RVT Potential | F2 | Industrial | Industrial - ID | New | Space Heating | Natural Gas | Ventilation - Demand Controlled | A | Original Unit Summer Peak Savings (kW) | Achievable Economic RVT Potential | 0 | 0 | 0 | 0 | 0 | 0 | 0 | 0 | 0 | 0 | 0 | 0 | 0 | 0 | 0 | 0 | 0 | 0 | 0 | 0 | 0 | 0 | 0 | 0 | 0 | 0 | 0
F3_Industrial_Industrial - ID_New_Space Heating_Natural Gas_Ventilation - Demand Controlled_A_Achievable Economic RVT Potential | F3 | Industrial | Industrial - ID | New | Space Heating | Natural Gas | Ventilation - Demand Controlled | A | Original Unit Winter Peak Savings (kW) | Achievable Economic RVT Potential | 0 | 0 | 0 | 0 | 0 | 0 | 0 | 0 | 0 | 0 | 0 | 0 | 0 | 0 | 0 | 0 | 0 | 0 | 0 | 0 | 0 | 0 | 0 | 0 | 0 | 0 | 0
F4_Industrial_Industrial - ID_New_Space Heating_Natural Gas_Ventilation - Demand Controlled_A_Achievable Economic RVT Potential | F4 | Industrial | Industrial - ID | New | Space Heating | Natural Gas | Ventilation - Demand Controlled | A | Standalone Impact on Baseline Energy (%) | Achievable Economic RVT Potential | 0 | 0 | 0 | 0 | 0 | 0 | 0 | 0 | 0 | 0 | 0 | 0 | 0 | 0 | 0 | 0 | 0 | 0 | 0 | 0 | 0 | 0 | 0 | 0 | 0 | 0 | 0
F5_Industrial_Industrial - ID_New_Space Heating_Natural Gas_Ventilation - Demand Controlled_A_Achievable Economic RVT Potential | F5 | Industrial | Industrial - ID | New | Space Heating | Natural Gas | Ventilation - Demand Controlled | A | Standalone Impact on Baseline Summer Peak (%) | Achievable Economic RVT Potential | 0 | 0 | 0 | 0 | 0 | 0 | 0 | 0 | 0 | 0 | 0 | 0 | 0 | 0 | 0 | 0 | 0 | 0 | 0 | 0 | 0 | 0 | 0 | 0 | 0 | 0 | 0
F6_Industrial_Industrial - ID_New_Space Heating_Natural Gas_Ventilation - Demand Controlled_A_Achievable Economic RVT Potential | F6 | Industrial | Industrial - ID | New | Space Heating | Natural Gas | Ventilation - Demand Controlled | A | Standalone Impact on Baseline Winter Peak (%) | Achievable Economic RVT Potential | 0 | 0 | 0 | 0 | 0 | 0 | 0 | 0 | 0 | 0 | 0 | 0 | 0 | 0 | 0 | 0 | 0 | 0 | 0 | 0 | 0 | 0 | 0 | 0 | 0 | 0 | 0
F7_Industrial_Industrial - ID_New_Space Heating_Natural Gas_Ventilation - Demand Controlled_A_Achievable Economic RVT Potential | F7 | Industrial | Industrial - ID | New | Space Heating | Natural Gas | Ventilation - Demand Controlled | A | Incremental Energy Savings (MWh or mTherms) | Achievable Economic RVT Potential | 0 | 0 | 0 | 0 | 0 | 0 | 0 | 0 | 0 | 0 | 0 | 0 | 0 | 0 | 0 | 0 | 0 | 0 | 0 | 0 | 0 | 0 | 0 | 0 | 0 | 0 | 0
F8_Industrial_Industrial - ID_New_Space Heating_Natural Gas_Ventilation - Demand Controlled_A_Achievable Economic RVT Potential | F8 | Industrial | Industrial - ID | New | Space Heating | Natural Gas | Ventilation - Demand Controlled | A | Incremental Summer Peak Savings (MW) | Achievable Economic RVT Potential | 0 | 0 | 0 | 0 | 0 | 0 | 0 | 0 | 0 | 0 | 0 | 0 | 0 | 0 | 0 | 0 | 0 | 0 | 0 | 0 | 0 | 0 | 0 | 0 | 0 | 0 | 0
F9_Industrial_Industrial - ID_New_Space Heating_Natural Gas_Ventilation - Demand Controlled_A_Achievable Economic RVT Potential | F9 | Industrial | Industrial - ID | New | Space Heating | Natural Gas | Ventilation - Demand Controlled | A | Incremental Winter Peak Savings (MW) | Achievable Economic RVT Potential | 0 | 0 | 0 | 0 | 0 | 0 | 0 | 0 | 0 | 0 | 0 | 0 | 0 | 0 | 0 | 0 | 0 | 0 | 0 | 0 | 0 | 0 | 0 | 0 | 0 | 0 | 0
F10_Industrial_Industrial - ID_New_Space Heating_Natural Gas_Ventilation - Demand Controlled_A_Achievable Economic RVT Potential | F10 | Industrial | Industrial - ID | New | Space Heating | Natural Gas | Ventilation - Demand Controlled | A | Cumulative Energy Savings (MWh or mTherms) | Achievable Economic RVT Potential | 0 | 0 | 0 | 0 | 0 | 0 | 0 | 0 | 0 | 0 | 0 | 0 | 0 | 0 | 0 | 0 | 0 | 0 | 0 | 0 | 0 | 0 | 0 | 0 | 0 | 0 | 0
F11_Industrial_Industrial - ID_New_Space Heating_Natural Gas_Ventilation - Demand Controlled_A_Achievable Economic RVT Potential | F11 | Industrial | Industrial - ID | New | Space Heating | Natural Gas | Ventilation - Demand Controlled | A | Cumulative Summer Peak Savings (MW) | Achievable Economic RVT Potential | 0 | 0 | 0 | 0 | 0 | 0 | 0 | 0 | 0 | 0 | 0 | 0 | 0 | 0 | 0 | 0 | 0 | 0 | 0 | 0 | 0 | 0 | 0 | 0 | 0 | 0 | 0
F12_Industrial_Industrial - ID_New_Space Heating_Natural Gas_Ventilation - Demand Controlled_A_Achievable Economic RVT Potential | F12 | Industrial | Industrial - ID | New | Space Heating | Natural Gas | Ventilation - Demand Controlled | A | Cumulative Winter Peak Savings (MW) | Achievable Economic RVT Potential | 0 | 0 | 0 | 0 | 0 | 0 | 0 | 0 | 0 | 0 | 0 | 0 | 0 | 0 | 0 | 0 | 0 | 0 | 0 | 0 | 0 | 0 | 0 | 0 | 0 | 0 | 0
F13_Industrial_Industrial - ID_New_Space Heating_Natural Gas_Ventilation - Demand Controlled_A_Achievable Economic RVT Potential | F13 | Industrial | Industrial - ID | New | Space Heating | Natural Gas | Ventilation - Demand Controlled | A | Purchases (Incremental) | Achievable Economic RVT Potential | 0 | 0 | 0 | 0 | 0 | 0 | 0 | 0 | 0 | 0 | 0 | 0 | 0 | 0 | 0 | 0 | 0 | 0 | 0 | 0 | 0 | 0 | 0 | 0 | 0 | 0 | 0
F14_Industrial_Industrial - ID_New_Space Heating_Natural Gas_Ventilation - Demand Controlled_A_Achievable Economic RVT Potential | F14 | Industrial | Industrial - ID | New | Space Heating | Natural Gas | Ventilation - Demand Controlled | A | Purchases (Cumulative) | Achievable Economic RVT Potential | 0 | 0 | 0 | 0 | 0 | 0 | 0 | 0 | 0 | 0 | 0 | 0 | 0 | 0 | 0 | 0 | 0 | 0 | 0 | 0 | 0 | 0 | 0 | 0 | 0 | 0 | 0
F1_Industrial_Industrial - ID_New_Space Heating_Natural Gas_Destratification Fans (HVLS)_A_Achievable Economic RVT Potential | F1 | Industrial | Industrial - ID | New | Space Heating | Natural Gas | Destratification Fans (HVLS) | A | Original Unit Energy Savings (kWh or therms) | Achievable Economic RVT Potential | 0 | 0 | 133830.5571 | 130216.3697 | 129925.1444 | 129813.8831 | 129756.1877 | 129720.5963 | 129696.4516 | 129678.9988 | 129665.7962 | 129655.4613 | 129647.1524 | 129640.328 | 129634.6237 | 129629.7852 | 129625.6301 | 129622.0236 | 129618.8642 | 129614.987 | 129608.7634 | 129603.4083 | 129598.7786 | 129594.7588 | 129591.2553 | 129588.1912 | 129585.5031
F2_Industrial_Industrial - ID_New_Space Heating_Natural Gas_Destratification Fans (HVLS)_A_Achievable Economic RVT Potential | F2 | Industrial | Industrial - ID | New | Space Heating | Natural Gas | Destratification Fans (HVLS) | A | Original Unit Summer Peak Savings (kW) | Achievable Economic RVT Potential | 0 | 0 | 0 | 0 | 0 | 0 | 0 | 0 | 0 | 0 | 0 | 0 | 0 | 0 | 0 | 0 | 0 | 0 | 0 | 0 | 0 | 0 | 0 | 0 | 0 | 0 | 0
F3_Industrial_Industrial - ID_New_Space Heating_Natural Gas_Destratification Fans (HVLS)_A_Achievable Economic RVT Potential | F3 | Industrial | Industrial - ID | New | Space Heating | Natural Gas | Destratification Fans (HVLS) | A | Original Unit Winter Peak Savings (kW) | Achievable Economic RVT Potential | 0 | 0 | 0 | 0 | 0 | 0 | 0 | 0 | 0 | 0 | 0 | 0 | 0 | 0 | 0 | 0 | 0 | 0 | 0 | 0 | 0 | 0 | 0 | 0 | 0 | 0 | 0
F4_Industrial_Industrial - ID_New_Space Heating_Natural Gas_Destratification Fans (HVLS)_A_Achievable Economic RVT Potential | F4 | Industrial | Industrial - ID | New | Space Heating | Natural Gas | Destratification Fans (HVLS) | A | Standalone Impact on Baseline Energy (%) | Achievable Economic RVT Potential | 0 | 0 | 0.0015394 | 0.0017751 | 0.002523 | 0.0032868 | 0.0040696 | 0.0048584 | 0.0056523 | 0.0064512 | 0.0072548 | 0.0080631 | 0.0088761 | 0.0096936 | 0.010516 | 0.011342 | 0.012173 | 0.012988 | 0.013698 | 0.014326 | 0.014883 | 0.015382 | 0.014743 | 0.014164 | 0.013639 | 0.013159 | 0.012719
F5_Industrial_Industrial - ID_New_Space Heating_Natural Gas_Destratification Fans (HVLS)_A_Achievable Economic RVT Potential | F5 | Industrial | Industrial - ID | New | Space Heating | Natural Gas | Destratification Fans (HVLS) | A | Standalone Impact on Baseline Summer Peak (%) | Achievable Economic RVT Potential | 0 | 0 | 0 | 0 | 0 | 0 | 0 | 0 | 0 | 0 | 0 | 0 | 0 | 0 | 0 | 0 | 0 | 0 | 0 | 0 | 0 | 0 | 0 | 0 | 0 | 0 | 0
F6_Industrial_Industrial - ID_New_Space Heating_Natural Gas_Destratification Fans (HVLS)_A_Achievable Economic RVT Potential | F6 | Industrial | Industrial - ID | New | Space Heating | Natural Gas | Destratification Fans (HVLS) | A | Standalone Impact on Baseline Winter Peak (%) | Achievable Economic RVT Potential | 0 | 0 | 0 | 0 | 0 | 0 | 0 | 0 | 0 | 0 | 0 | 0 | 0 | 0 | 0 | 0 | 0 | 0 | 0 | 0 | 0 | 0 | 0 | 0 | 0 | 0 | 0
F7_Industrial_Industrial - ID_New_Space Heating_Natural Gas_Destratification Fans (HVLS)_A_Achievable Economic RVT Potential | F7 | Industrial | Industrial - ID | New | Space Heating | Natural Gas | Destratification Fans (HVLS) | A | Incremental Energy Savings (MWh or mTherms) | Achievable Economic RVT Potential | 0 | 0 | 0 | 0 | 0 | 0 | 0 | 0 | 0 | 0 | 0 | 0 | 0 | 0 | 0 | 0 | 0 | 0 | 0 | 0 | 0 | 0 | 0 | 0 | 0 | 0 | 0
F8_Industrial_Industrial - ID_New_Space Heating_Natural Gas_Destratification Fans (HVLS)_A_Achievable Economic RVT Potential | F8 | Industrial | Industrial - ID | New | Space Heating | Natural Gas | Destratification Fans (HVLS) | A | Incremental Summer Peak Savings (MW) | Achievable Economic RVT Potential | 0 | 0 | 0 | 0 | 0 | 0 | 0 | 0 | 0 | 0 | 0 | 0 | 0 | 0 | 0 | 0 | 0 | 0 | 0 | 0 | 0 | 0 | 0 | 0 | 0 | 0 | 0
F9_Industrial_Industrial - ID_New_Space Heating_Natural Gas_Destratification Fans (HVLS)_A_Achievable Economic RVT Potential | F9 | Industrial | Industrial - ID | New | Space Heating | Natural Gas | Destratification Fans (HVLS) | A | Incremental Winter Peak Savings (MW) | Achievable Economic RVT Potential | 0 | 0 | 0 | 0 | 0 | 0 | 0 | 0 | 0 | 0 | 0 | 0 | 0 | 0 | 0 | 0 | 0 | 0 | 0 | 0 | 0 | 0 | 0 | 0 | 0 | 0 | 0
F10_Industrial_Industrial - ID_New_Space Heating_Natural Gas_Destratification Fans (HVLS)_A_Achievable Economic RVT Potential | F10 | Industrial | Industrial - ID | New | Space Heating | Natural Gas | Destratification Fans (HVLS) | A | Cumulative Energy Savings (MWh or mTherms) | Achievable Economic RVT Potential | 0 | 0 | 0 | 0 | 0 | 0 | 0 | 0 | 0 | 0 | 0 | 0 | 0 | 0 | 0 | 0 | 0 | 0 | 0 | 0 | 0 | 0 | 0 | 0 | 0 | 0 | 0
F11_Industrial_Industrial - ID_New_Space Heating_Natural Gas_Destratification Fans (HVLS)_A_Achievable Economic RVT Potential | F11 | Industrial | Industrial - ID | New | Space Heating | Natural Gas | Destratification Fans (HVLS) | A | Cumulative Summer Peak Savings (MW) | Achievable Economic RVT Potential | 0 | 0 | 0 | 0 | 0 | 0 | 0 | 0 | 0 | 0 | 0 | 0 | 0 | 0 | 0 | 0 | 0 | 0 | 0 | 0 | 0 | 0 | 0 | 0 | 0 | 0 | 0
F12_Industrial_Industrial - ID_New_Space Heating_Natural Gas_Destratification Fans (HVLS)_A_Achievable Economic RVT Potential | F12 | Industrial | Industrial - ID | New | Space Heating | Natural Gas | Destratification Fans (HVLS) | A | Cumulative Winter Peak Savings (MW) | Achievable Economic RVT Potential | 0 | 0 | 0 | 0 | 0 | 0 | 0 | 0 | 0 | 0 | 0 | 0 | 0 | 0 | 0 | 0 | 0 | 0 | 0 | 0 | 0 | 0 | 0 | 0 | 0 | 0 | 0
F13_Industrial_Industrial - ID_New_Space Heating_Natural Gas_Destratification Fans (HVLS)_A_Achievable Economic RVT Potential | F13 | Industrial | Industrial - ID | New | Space Heating | Natural Gas | Destratification Fans (HVLS) | A | Purchases (Incremental) | Achievable Economic RVT Potential | 0 | 0 | 0 | 0 | 0 | 0 | 0 | 0 | 0 | 0 | 0 | 0 | 0 | 0 | 0 | 0 | 0 | 0 | 0 | 0 | 0 | 0 | 0 | 0 | 0 | 0 | 0
F14_Industrial_Industrial - ID_New_Space Heating_Natural Gas_Destratification Fans (HVLS)_A_Achievable Economic RVT Potential | F14 | Industrial | Industrial - ID | New | Space Heating | Natural Gas | Destratification Fans (HVLS) | A | Purchases (Cumulative) | Achievable Economic RVT Potential | 0 | 0 | 0 | 0 | 0 | 0 | 0 | 0 | 0 | 0 | 0 | 0 | 0 | 0 | 0 | 0 | 0 | 0 | 0 | 0 | 0 | 0 | 0 | 0 | 0 | 0 | 0
F1_Industrial_Industrial - ID_New_Space Heating_Natural Gas_Condensing RTU_A_Achievable Economic RVT Potential | F1 | Industrial | Industrial - ID | New | Space Heating | Natural Gas | Condensing RTU | A | Original Unit Energy Savings (kWh or therms) | Achievable Economic RVT Potential | 0 | 0 | 0.057618 | 0.052194 | 0.051757 | 0.05159 | 0.051504 | 0.05145 | 0.051414 | 0.051388 | 0.051368 | 0.051352 | 0.05134 | 0.05133 | 0.051321 | 0.051314 | 0.051308 | 0.051302 | 0.051297 | 0.051292 | 0.051282 | 0.051274 | 0.051267 | 0.051261 | 0.051256 | 0.051251 | 0.051247
F2_Industrial_Industrial - ID_New_Space Heating_Natural Gas_Condensing RTU_A_Achievable Economic RVT Potential | F2 | Industrial | Industrial - ID | New | Space Heating | Natural Gas | Condensing RTU | A | Original Unit Summer Peak Savings (kW) | Achievable Economic RVT Potential | 0 | 0 | 0 | 0 | 0 | 0 | 0 | 0 | 0 | 0 | 0 | 0 | 0 | 0 | 0 | 0 | 0 | 0 | 0 | 0 | 0 | 0 | 0 | 0 | 0 | 0 | 0
F3_Industrial_Industrial - ID_New_Space Heating_Natural Gas_Condensing RTU_A_Achievable Economic RVT Potential | F3 | Industrial | Industrial - ID | New | Space Heating | Natural Gas | Condensing RTU | A | Original Unit Winter Peak Savings (kW) | Achievable Economic RVT Potential | 0 | 0 | 0 | 0 | 0 | 0 | 0 | 0 | 0 | 0 | 0 | 0 | 0 | 0 | 0 | 0 | 0 | 0 | 0 | 0 | 0 | 0 | 0 | 0 | 0 | 0 | 0
F4_Industrial_Industrial - ID_New_Space Heating_Natural Gas_Condensing RTU_A_Achievable Economic RVT Potential | F4 | Industrial | Industrial - ID | New | Space Heating | Natural Gas | Condensing RTU | A | Standalone Impact on Baseline Energy (%) | Achievable Economic RVT Potential | 0 | 0 | 0 | 0 | 0 | 0 | 0 | 0 | 0 | 0 | 0 | 0 | 0 | 0 | 0 | 0 | 0 | 0 | 0 | 0 | 0 | 0 | 0 | 0 | 0 | 0 | 0
F5_Industrial_Industrial - ID_New_Space Heating_Natural Gas_Condensing RTU_A_Achievable Economic RVT Potential | F5 | Industrial | Industrial - ID | New | Space Heating | Natural Gas | Condensing RTU | A | Standalone Impact on Baseline Summer Peak (%) | Achievable Economic RVT Potential | 0 | 0 | 0 | 0 | 0 | 0 | 0 | 0 | 0 | 0 | 0 | 0 | 0 | 0 | 0 | 0 | 0 | 0 | 0 | 0 | 0 | 0 | 0 | 0 | 0 | 0 | 0
F6_Industrial_Industrial - ID_New_Space Heating_Natural Gas_Condensing RTU_A_Achievable Economic RVT Potential | F6 | Industrial | Industrial - ID | New | Space Heating | Natural Gas | Condensing RTU | A | Standalone Impact on Baseline Winter Peak (%) | Achievable Economic RVT Potential | 0 | 0 | 0 | 0 | 0 | 0 | 0 | 0 | 0 | 0 | 0 | 0 | 0 | 0 | 0 | 0 | 0 | 0 | 0 | 0 | 0 | 0 | 0 | 0 | 0 | 0 | 0
F7_Industrial_Industrial - ID_New_Space Heating_Natural Gas_Condensing RTU_A_Achievable Economic RVT Potential | F7 | Industrial | Industrial - ID | New | Space Heating | Natural Gas | Condensing RTU | A | Incremental Energy Savings (MWh or mTherms) | Achievable Economic RVT Potential | 0 | 0 | 0 | 0 | 0 | 0 | 0 | 0 | 0 | 0 | 0 | 0 | 0 | 0 | 0 | 0 | 0 | 0 | 0 | 0 | 0 | 0 | 0 | 0 | 0 | 0 | 0
F8_Industrial_Industrial - ID_New_Space Heating_Natural Gas_Condensing RTU_A_Achievable Economic RVT Potential | F8 | Industrial | Industrial - ID | New | Space Heating | Natural Gas | Condensing RTU | A | Incremental Summer Peak Savings (MW) | Achievable Economic RVT Potential | 0 | 0 | 0 | 0 | 0 | 0 | 0 | 0 | 0 | 0 | 0 | 0 | 0 | 0 | 0 | 0 | 0 | 0 | 0 | 0 | 0 | 0 | 0 | 0 | 0 | 0 | 0
F9_Industrial_Industrial - ID_New_Space Heating_Natural Gas_Condensing RTU_A_Achievable Economic RVT Potential | F9 | Industrial | Industrial - ID | New | Space Heating | Natural Gas | Condensing RTU | A | Incremental Winter Peak Savings (MW) | Achievable Economic RVT Potential | 0 | 0 | 0 | 0 | 0 | 0 | 0 | 0 | 0 | 0 | 0 | 0 | 0 | 0 | 0 | 0 | 0 | 0 | 0 | 0 | 0 | 0 | 0 | 0 | 0 | 0 | 0
F10_Industrial_Industrial - ID_New_Space Heating_Natural Gas_Condensing RTU_A_Achievable Economic RVT Potential | F10 | Industrial | Industrial - ID | New | Space Heating | Natural Gas | Condensing RTU | A | Cumulative Energy Savings (MWh or mTherms) | Achievable Economic RVT Potential | 0 | 0 | 0 | 0 | 0 | 0 | 0 | 0 | 0 | 0 | 0 | 0 | 0 | 0 | 0 | 0 | 0 | 0 | 0 | 0 | 0 | 0 | 0 | 0 | 0 | 0 | 0
F11_Industrial_Industrial - ID_New_Space Heating_Natural Gas_Condensing RTU_A_Achievable Economic RVT Potential | F11 | Industrial | Industrial - ID | New | Space Heating | Natural Gas | Condensing RTU | A | Cumulative Summer Peak Savings (MW) | Achievable Economic RVT Potential | 0 | 0 | 0 | 0 | 0 | 0 | 0 | 0 | 0 | 0 | 0 | 0 | 0 | 0 | 0 | 0 | 0 | 0 | 0 | 0 | 0 | 0 | 0 | 0 | 0 | 0 | 0
F12_Industrial_Industrial - ID_New_Space Heating_Natural Gas_Condensing RTU_A_Achievable Economic RVT Potential | F12 | Industrial | Industrial - ID | New | Space Heating | Natural Gas | Condensing RTU | A | Cumulative Winter Peak Savings (MW) | Achievable Economic RVT Potential | 0 | 0 | 0 | 0 | 0 | 0 | 0 | 0 | 0 | 0 | 0 | 0 | 0 | 0 | 0 | 0 | 0 | 0 | 0 | 0 | 0 | 0 | 0 | 0 | 0 | 0 | 0
F13_Industrial_Industrial - ID_New_Space Heating_Natural Gas_Condensing RTU_A_Achievable Economic RVT Potential | F13 | Industrial | Industrial - ID | New | Space Heating | Natural Gas | Condensing RTU | A | Purchases (Incremental) | Achievable Economic RVT Potential | 0 | 0 | 0 | 0 | 0 | 0 | 0 | 0 | 0 | 0 | 0 | 0 | 0 | 0 | 0 | 0 | 0 | 0 | 0 | 0 | 0 | 0 | 0 | 0 | 0 | 0 | 0
F14_Industrial_Industrial - ID_New_Space Heating_Natural Gas_Condensing RTU_A_Achievable Economic RVT Potential | F14 | Industrial | Industrial - ID | New | Space Heating | Natural Gas | Condensing RTU | A | Purchases (Cumulative) | Achievable Economic RVT Potential | 0 | 0 | 0 | 0 | 0 | 0 | 0 | 0 | 0 | 0 | 0 | 0 | 0 | 0 | 0 | 0 | 0 | 0 | 0 | 0 | 0 | 0 | 0 | 0 | 0 | 0 | 0
F1_Industrial_Industrial - ID_New_Space Heating_Natural Gas_Industrial Air Curtains_A_Achievable Economic RVT Potential | F1 | Industrial | Industrial - ID | New | Space Heating | Natural Gas | Industrial Air Curtains | A | Original Unit Energy Savings (kWh or therms) | Achievable Economic RVT Potential | 0 | 0 | -0.016936 | -0.016479 | -0.016442 | -0.016428 | -0.01642 | -0.016416 | -0.016413 | -0.016411 | -0.016409 | -0.016408 | -0.016407 | -0.016406 | -0.016405 | -0.016404 | -0.016404 | -0.016403 | -0.016403 | -0.016403 | -0.016402 | -0.016401 | -0.016401 | -0.0164 | -0.0164 | -0.016399 | -0.016399
F2_Industrial_Industrial - ID_New_Space Heating_Natural Gas_Industrial Air Curtains_A_Achievable Economic RVT Potential | F2 | Industrial | Industrial - ID | New | Space Heating | Natural Gas | Industrial Air Curtains | A | Original Unit Summer Peak Savings (kW) | Achievable Economic RVT Potential | 0 | 0 | 0 | 0 | 0 | 0 | 0 | 0 | 0 | 0 | 0 | 0 | 0 | 0 | 0 | 0 | 0 | 0 | 0 | 0 | 0 | 0 | 0 | 0 | 0 | 0 | 0
F3_Industrial_Industrial - ID_New_Space Heating_Natural Gas_Industrial Air Curtains_A_Achievable Economic RVT Potential | F3 | Industrial | Industrial - ID | New | Space Heating | Natural Gas | Industrial Air Curtains | A | Original Unit Winter Peak Savings (kW) | Achievable Economic RVT Potential | 0 | 0 | 0 | 0 | 0 | 0 | 0 | 0 | 0 | 0 | 0 | 0 | 0 | 0 | 0 | 0 | 0 | 0 | 0 | 0 | 0 | 0 | 0 | 0 | 0 | 0 | 0
F4_Industrial_Industrial - ID_New_Space Heating_Natural Gas_Industrial Air Curtains_A_Achievable Economic RVT Potential | F4 | Industrial | Industrial - ID | New | Space Heating | Natural Gas | Industrial Air Curtains | A | Standalone Impact on Baseline Energy (%) | Achievable Economic RVT Potential | 0 | 0 | 0 | 0 | 0 | 0 | 0 | 0 | 0 | 0 | 0 | 0 | 0 | 0 | 0 | 0 | 0 | 0 | 0 | 0 | 0 | 0 | 0 | 0 | 0 | 0 | 0
F5_Industrial_Industrial - ID_New_Space Heating_Natural Gas_Industrial Air Curtains_A_Achievable Economic RVT Potential | F5 | Industrial | Industrial - ID | New | Space Heating | Natural Gas | Industrial Air Curtains | A | Standalone Impact on Baseline Summer Peak (%) | Achievable Economic RVT Potential | 0 | 0 | 0 | 0 | 0 | 0 | 0 | 0 | 0 | 0 | 0 | 0 | 0 | 0 | 0 | 0 | 0 | 0 | 0 | 0 | 0 | 0 | 0 | 0 | 0 | 0 | 0
F6_Industrial_Industrial - ID_New_Space Heating_Natural Gas_Industrial Air Curtains_A_Achievable Economic RVT Potential | F6 | Industrial | Industrial - ID | New | Space Heating | Natural Gas | Industrial Air Curtains | A | Standalone Impact on Baseline Winter Peak (%) | Achievable Economic RVT Potential | 0 | 0 | 0 | 0 | 0 | 0 | 0 | 0 | 0 | 0 | 0 | 0 | 0 | 0 | 0 | 0 | 0 | 0 | 0 | 0 | 0 | 0 | 0 | 0 | 0 | 0 | 0
F7_Industrial_Industrial - ID_New_Space Heating_Natural Gas_Industrial Air Curtains_A_Achievable Economic RVT Potential | F7 | Industrial | Industrial - ID | New | Space Heating | Natural Gas | Industrial Air Curtains | A | Incremental Energy Savings (MWh or mTherms) | Achievable Economic RVT Potential | 0 | 0 | 0 | 0 | 0 | 0 | 0 | 0 | 0 | 0 | 0 | 0 | 0 | 0 | 0 | 0 | 0 | 0 | 0 | 0 | 0 | 0 | 0 | 0 | 0 | 0 | 0
F8_Industrial_Industrial - ID_New_Space Heating_Natural Gas_Industrial Air Curtains_A_Achievable Economic RVT Potential | F8 | Industrial | Industrial - ID | New | Space Heating | Natural Gas | Industrial Air Curtains | A | Incremental Summer Peak Savings (MW) | Achievable Economic RVT Potential | 0 | 0 | 0 | 0 | 0 | 0 | 0 | 0 | 0 | 0 | 0 | 0 | 0 | 0 | 0 | 0 | 0 | 0 | 0 | 0 | 0 | 0 | 0 | 0 | 0 | 0 | 0
F9_Industrial_Industrial - ID_New_Space Heating_Natural Gas_Industrial Air Curtains_A_Achievable Economic RVT Potential | F9 | Industrial | Industrial - ID | New | Space Heating | Natural Gas | Industrial Air Curtains | A | Incremental Winter Peak Savings (MW) | Achievable Economic RVT Potential | 0 | 0 | 0 | 0 | 0 | 0 | 0 | 0 | 0 | 0 | 0 | 0 | 0 | 0 | 0 | 0 | 0 | 0 | 0 | 0 | 0 | 0 | 0 | 0 | 0 | 0 | 0
F10_Industrial_Industrial - ID_New_Space Heating_Natural Gas_Industrial Air Curtains_A_Achievable Economic RVT Potential | F10 | Industrial | Industrial - ID | New | Space Heating | Natural Gas | Industrial Air Curtains | A | Cumulative Energy Savings (MWh or mTherms) | Achievable Economic RVT Potential | 0 | 0 | 0 | 0 | 0 | 0 | 0 | 0 | 0 | 0 | 0 | 0 | 0 | 0 | 0 | 0 | 0 | 0 | 0 | 0 | 0 | 0 | 0 | 0 | 0 | 0 | 0
F11_Industrial_Industrial - ID_New_Space Heating_Natural Gas_Industrial Air Curtains_A_Achievable Economic RVT Potential | F11 | Industrial | Industrial - ID | New | Space Heating | Natural Gas | Industrial Air Curtains | A | Cumulative Summer Peak Savings (MW) | Achievable Economic RVT Potential | 0 | 0 | 0 | 0 | 0 | 0 | 0 | 0 | 0 | 0 | 0 | 0 | 0 | 0 | 0 | 0 | 0 | 0 | 0 | 0 | 0 | 0 | 0 | 0 | 0 | 0 | 0
F12_Industrial_Industrial - ID_New_Space Heating_Natural Gas_Industrial Air Curtains_A_Achievable Economic RVT Potential | F12 | Industrial | Industrial - ID | New | Space Heating | Natural Gas | Industrial Air Curtains | A | Cumulative Winter Peak Savings (MW) | Achievable Economic RVT Potential | 0 | 0 | 0 | 0 | 0 | 0 | 0 | 0 | 0 | 0 | 0 | 0 | 0 | 0 | 0 | 0 | 0 | 0 | 0 | 0 | 0 | 0 | 0 | 0 | 0 | 0 | 0
F13_Industrial_Industrial - ID_New_Space Heating_Natural Gas_Industrial Air Curtains_A_Achievable Economic RVT Potential | F13 | Industrial | Industrial - ID | New | Space Heating | Natural Gas | Industrial Air Curtains | A | Purchases (Incremental) | Achievable Economic RVT Potential | 0 | 0 | 0 | 0 | 0 | 0 | 0 | 0 | 0 | 0 | 0 | 0 | 0 | 0 | 0 | 0 | 0 | 0 | 0 | 0 | 0 | 0 | 0 | 0 | 0 | 0 | 0
F14_Industrial_Industrial - ID_New_Space Heating_Natural Gas_Industrial Air Curtains_A_Achievable Economic RVT Potential | F14 | Industrial | Industrial - ID | New | Space Heating | Natural Gas | Industrial Air Curtains | A | Purchases (Cumulative) | Achievable Economic RVT Potential | 0 | 0 | 0 | 0 | 0 | 0 | 0 | 0 | 0 | 0 | 0 | 0 | 0 | 0 | 0 | 0 | 0 | 0 | 0 | 0 | 0 | 0 | 0 | 0 | 0 | 0 | 0
F1_Industrial_Industrial - ID_New_Space Heating_Natural Gas_HVAC - Energy Recovery Ventilator_A_Achievable Economic RVT Potential | F1 | Industrial | Industrial - ID | New | Space Heating | Natural Gas | HVAC - Energy Recovery Ventilator | A | Original Unit Energy Savings (kWh or therms) | Achievable Economic RVT Potential | 0 | 0 | 0.17621 | 0.17145 | 0.17107 | 0.17092 | 0.17084 | 0.1708 | 0.17077 | 0.17074 | 0.17072 | 0.17071 | 0.1707 | 0.17069 | 0.17068 | 0.17068 | 0.17067 | 0.17067 | 0.17066 | 0.17066 | 0.17065 | 0.17064 | 0.17064 | 0.17063 | 0.17063 | 0.17062 | 0.17062
F2_Industrial_Industrial - ID_New_Space Heating_Natural Gas_HVAC - Energy Recovery Ventilator_A_Achievable Economic RVT Potential | F2 | Industrial | Industrial - ID | New | Space Heating | Natural Gas | HVAC - Energy Recovery Ventilator | A | Original Unit Summer Peak Savings (kW) | Achievable Economic RVT Potential | 0 | 0 | 0 | 0 | 0 | 0 | 0 | 0 | 0 | 0 | 0 | 0 | 0 | 0 | 0 | 0 | 0 | 0 | 0 | 0 | 0 | 0 | 0 | 0 | 0 | 0 | 0
F3_Industrial_Industrial - ID_New_Space Heating_Natural Gas_HVAC - Energy Recovery Ventilator_A_Achievable Economic RVT Potential | F3 | Industrial | Industrial - ID | New | Space Heating | Natural Gas | HVAC - Energy Recovery Ventilator | A | Original Unit Winter Peak Savings (kW) | Achievable Economic RVT Potential | 0 | 0 | 0 | 0 | 0 | 0 | 0 | 0 | 0 | 0 | 0 | 0 | 0 | 0 | 0 | 0 | 0 | 0 | 0 | 0 | 0 | 0 | 0 | 0 | 0 | 0 | 0
F4_Industrial_Industrial - ID_New_Space Heating_Natural Gas_HVAC - Energy Recovery Ventilator_A_Achievable Economic RVT Potential | F4 | Industrial | Industrial - ID | New | Space Heating | Natural Gas | HVAC - Energy Recovery Ventilator | A | Standalone Impact on Baseline Energy (%) | Achievable Economic RVT Potential | 0 | 0 | 0 | 0 | 0 | 0 | 0 | 0 | 0 | 0 | 0 | 0 | 0 | 0 | 0 | 0 | 0 | 0 | 0 | 0 | 0 | 0 | 0 | 0 | 0 | 0 | 0
F5_Industrial_Industrial - ID_New_Space Heating_Natural Gas_HVAC - Energy Recovery Ventilator_A_Achievable Economic RVT Potential | F5 | Industrial | Industrial - ID | New | Space Heating | Natural Gas | HVAC - Energy Recovery Ventilator | A | Standalone Impact on Baseline Summer Peak (%) | Achievable Economic RVT Potential | 0 | 0 | 0 | 0 | 0 | 0 | 0 | 0 | 0 | 0 | 0 | 0 | 0 | 0 | 0 | 0 | 0 | 0 | 0 | 0 | 0 | 0 | 0 | 0 | 0 | 0 | 0
F6_Industrial_Industrial - ID_New_Space Heating_Natural Gas_HVAC - Energy Recovery Ventilator_A_Achievable Economic RVT Potential | F6 | Industrial | Industrial - ID | New | Space Heating | Natural Gas | HVAC - Energy Recovery Ventilator | A | Standalone Impact on Baseline Winter Peak (%) | Achievable Economic RVT Potential | 0 | 0 | 0 | 0 | 0 | 0 | 0 | 0 | 0 | 0 | 0 | 0 | 0 | 0 | 0 | 0 | 0 | 0 | 0 | 0 | 0 | 0 | 0 | 0 | 0 | 0 | 0
F7_Industrial_Industrial - ID_New_Space Heating_Natural Gas_HVAC - Energy Recovery Ventilator_A_Achievable Economic RVT Potential | F7 | Industrial | Industrial - ID | New | Space Heating | Natural Gas | HVAC - Energy Recovery Ventilator | A | Incremental Energy Savings (MWh or mTherms) | Achievable Economic RVT Potential | 0 | 0 | 0 | 0 | 0 | 0 | 0 | 0 | 0 | 0 | 0 | 0 | 0 | 0 | 0 | 0 | 0 | 0 | 0 | 0 | 0 | 0 | 0 | 0 | 0 | 0 | 0
F8_Industrial_Industrial - ID_New_Space Heating_Natural Gas_HVAC - Energy Recovery Ventilator_A_Achievable Economic RVT Potential | F8 | Industrial | Industrial - ID | New | Space Heating | Natural Gas | HVAC - Energy Recovery Ventilator | A | Incremental Summer Peak Savings (MW) | Achievable Economic RVT Potential | 0 | 0 | 0 | 0 | 0 | 0 | 0 | 0 | 0 | 0 | 0 | 0 | 0 | 0 | 0 | 0 | 0 | 0 | 0 | 0 | 0 | 0 | 0 | 0 | 0 | 0 | 0
F9_Industrial_Industrial - ID_New_Space Heating_Natural Gas_HVAC - Energy Recovery Ventilator_A_Achievable Economic RVT Potential | F9 | Industrial | Industrial - ID | New | Space Heating | Natural Gas | HVAC - Energy Recovery Ventilator | A | Incremental Winter Peak Savings (MW) | Achievable Economic RVT Potential | 0 | 0 | 0 | 0 | 0 | 0 | 0 | 0 | 0 | 0 | 0 | 0 | 0 | 0 | 0 | 0 | 0 | 0 | 0 | 0 | 0 | 0 | 0 | 0 | 0 | 0 | 0
F10_Industrial_Industrial - ID_New_Space Heating_Natural Gas_HVAC - Energy Recovery Ventilator_A_Achievable Economic RVT Potential | F10 | Industrial | Industrial - ID | New | Space Heating | Natural Gas | HVAC - Energy Recovery Ventilator | A | Cumulative Energy Savings (MWh or mTherms) | Achievable Economic RVT Potential | 0 | 0 | 0 | 0 | 0 | 0 | 0 | 0 | 0 | 0 | 0 | 0 | 0 | 0 | 0 | 0 | 0 | 0 | 0 | 0 | 0 | 0 | 0 | 0 | 0 | 0 | 0
F11_Industrial_Industrial - ID_New_Space Heating_Natural Gas_HVAC - Energy Recovery Ventilator_A_Achievable Economic RVT Potential | F11 | Industrial | Industrial - ID | New | Space Heating | Natural Gas | HVAC - Energy Recovery Ventilator | A | Cumulative Summer Peak Savings (MW) | Achievable Economic RVT Potential | 0 | 0 | 0 | 0 | 0 | 0 | 0 | 0 | 0 | 0 | 0 | 0 | 0 | 0 | 0 | 0 | 0 | 0 | 0 | 0 | 0 | 0 | 0 | 0 | 0 | 0 | 0
F12_Industrial_Industrial - ID_New_Space Heating_Natural Gas_HVAC - Energy Recovery Ventilator_A_Achievable Economic RVT Potential | F12 | Industrial | Industrial - ID | New | Space Heating | Natural Gas | HVAC - Energy Recovery Ventilator | A | Cumulative Winter Peak Savings (MW) | Achievable Economic RVT Potential | 0 | 0 | 0 | 0 | 0 | 0 | 0 | 0 | 0 | 0 | 0 | 0 | 0 | 0 | 0 | 0 | 0 | 0 | 0 | 0 | 0 | 0 | 0 | 0 | 0 | 0 | 0
F13_Industrial_Industrial - ID_New_Space Heating_Natural Gas_HVAC - Energy Recovery Ventilator_A_Achievable Economic RVT Potential | F13 | Industrial | Industrial - ID | New | Space Heating | Natural Gas | HVAC - Energy Recovery Ventilator | A | Purchases (Incremental) | Achievable Economic RVT Potential | 0 | 0 | 0 | 0 | 0 | 0 | 0 | 0 | 0 | 0 | 0 | 0 | 0 | 0 | 0 | 0 | 0 | 0 | 0 | 0 | 0 | 0 | 0 | 0 | 0 | 0 | 0
F14_Industrial_Industrial - ID_New_Space Heating_Natural Gas_HVAC - Energy Recovery Ventilator_A_Achievable Economic RVT Potential | F14 | Industrial | Industrial - ID | New | Space Heating | Natural Gas | HVAC - Energy Recovery Ventilator | A | Purchases (Cumulative) | Achievable Economic RVT Potential | 0 | 0 | 0 | 0 | 0 | 0 | 0 | 0 | 0 | 0 | 0 | 0 | 0 | 0 | 0 | 0 | 0 | 0 | 0 | 0 | 0 | 0 | 0 | 0 | 0 | 0 | 0
F1_Industrial_Industrial - ID_New_Space Heating_Natural Gas_Thermostat - Connected_A_Achievable Economic RVT Potential | F1 | Industrial | Industrial - ID | New | Space Heating | Natural Gas | Thermostat - Connected | A | Original Unit Energy Savings (kWh or therms) | Achievable Economic RVT Potential | 0 | 0 | 8493.9799 | 8264.5941 | 8246.1105 | 8239.049 | 8235.3872 | 8233.1282 | 8231.5958 | 8230.4881 | 8229.6502 | 8228.9942 | 8228.4669 | 8228.0337 | 8227.6717 | 8227.3646 | 8227.1009 | 8226.872 | 8226.6715 | 8226.4254 | 8226.0304 | 8225.6905 | 8225.3967 | 8225.1416 | 8224.9192 | 8224.7247 | 8224.5541
F2_Industrial_Industrial - ID_New_Space Heating_Natural Gas_Thermostat - Connected_A_Achievable Economic RVT Potential | F2 | Industrial | Industrial - ID | New | Space Heating | Natural Gas | Thermostat - Connected | A | Original Unit Summer Peak Savings (kW) | Achievable Economic RVT Potential | 0 | 0 | 0 | 0 | 0 | 0 | 0 | 0 | 0 | 0 | 0 | 0 | 0 | 0 | 0 | 0 | 0 | 0 | 0 | 0 | 0 | 0 | 0 | 0 | 0 | 0 | 0
F3_Industrial_Industrial - ID_New_Space Heating_Natural Gas_Thermostat - Connected_A_Achievable Economic RVT Potential | F3 | Industrial | Industrial - ID | New | Space Heating | Natural Gas | Thermostat - Connected | A | Original Unit Winter Peak Savings (kW) | Achievable Economic RVT Potential | 0 | 0 | 0 | 0 | 0 | 0 | 0 | 0 | 0 | 0 | 0 | 0 | 0 | 0 | 0 | 0 | 0 | 0 | 0 | 0 | 0 | 0 | 0 | 0 | 0 | 0 | 0
F4_Industrial_Industrial - ID_New_Space Heating_Natural Gas_Thermostat - Connected_A_Achievable Economic RVT Potential | F4 | Industrial | Industrial - ID | New | Space Heating | Natural Gas | Thermostat - Connected | A | Standalone Impact on Baseline Energy (%) | Achievable Economic RVT Potential | 0 | 0 | 0.0018595 | 0.0021441 | 0.0030475 | 0.00397 | 0.0049156 | 0.0056138 | 0.005712 | 0.0054399 | 0.0049154 | 0.0044201 | 0.0040218 | 0.0036947 | 0.0034213 | 0.0031893 | 0.0029902 | 0.0028173 | 0.0026659 | 0.0025321 | 0.0024132 | 0.0023067 | 0.0022109 | 0.0021241 | 0.0020453 | 0.0019734 | 0.0019074
F5_Industrial_Industrial - ID_New_Space Heating_Natural Gas_Thermostat - Connected_A_Achievable Economic RVT Potential | F5 | Industrial | Industrial - ID | New | Space Heating | Natural Gas | Thermostat - Connected | A | Standalone Impact on Baseline Summer Peak (%) | Achievable Economic RVT Potential | 0 | 0 | 0 | 0 | 0 | 0 | 0 | 0 | 0 | 0 | 0 | 0 | 0 | 0 | 0 | 0 | 0 | 0 | 0 | 0 | 0 | 0 | 0 | 0 | 0 | 0 | 0
F6_Industrial_Industrial - ID_New_Space Heating_Natural Gas_Thermostat - Connected_A_Achievable Economic RVT Potential | F6 | Industrial | Industrial - ID | New | Space Heating | Natural Gas | Thermostat - Connected | A | Standalone Impact on Baseline Winter Peak (%) | Achievable Economic RVT Potential | 0 | 0 | 0 | 0 | 0 | 0 | 0 | 0 | 0 | 0 | 0 | 0 | 0 | 0 | 0 | 0 | 0 | 0 | 0 | 0 | 0 | 0 | 0 | 0 | 0 | 0 | 0
F7_Industrial_Industrial - ID_New_Space Heating_Natural Gas_Thermostat - Connected_A_Achievable Economic RVT Potential | F7 | Industrial | Industrial - ID | New | Space Heating | Natural Gas | Thermostat - Connected | A | Incremental Energy Savings (MWh or mTherms) | Achievable Economic RVT Potential | 0 | 0 | 0 | 0 | 0 | 0 | 0 | 0 | 0 | 0 | 0 | 0 | 0 | 0 | 0 | 0 | 0 | 0 | 0 | 0 | 0 | 0 | 0 | 0 | 0 | 0 | 0
F8_Industrial_Industrial - ID_New_Space Heating_Natural Gas_Thermostat - Connected_A_Achievable Economic RVT Potential | F8 | Industrial | Industrial - ID | New | Space Heating | Natural Gas | Thermostat - Connected | A | Incremental Summer Peak Savings (MW) | Achievable Economic RVT Potential | 0 | 0 | 0 | 0 | 0 | 0 | 0 | 0 | 0 | 0 | 0 | 0 | 0 | 0 | 0 | 0 | 0 | 0 | 0 | 0 | 0 | 0 | 0 | 0 | 0 | 0 | 0
F9_Industrial_Industrial - ID_New_Space Heating_Natural Gas_Thermostat - Connected_A_Achievable Economic RVT Potential | F9 | Industrial | Industrial - ID | New | Space Heating | Natural Gas | Thermostat - Connected | A | Incremental Winter Peak Savings (MW) | Achievable Economic RVT Potential | 0 | 0 | 0 | 0 | 0 | 0 | 0 | 0 | 0 | 0 | 0 | 0 | 0 | 0 | 0 | 0 | 0 | 0 | 0 | 0 | 0 | 0 | 0 | 0 | 0 | 0 | 0
F10_Industrial_Industrial - ID_New_Space Heating_Natural Gas_Thermostat - Connected_A_Achievable Economic RVT Potential | F10 | Industrial | Industrial - ID | New | Space Heating | Natural Gas | Thermostat - Connected | A | Cumulative Energy Savings (MWh or mTherms) | Achievable Economic RVT Potential | 0 | 0 | 0 | 0 | 0 | 0 | 0 | 0 | 0 | 0 | 0 | 0 | 0 | 0 | 0 | 0 | 0 | 0 | 0 | 0 | 0 | 0 | 0 | 0 | 0 | 0 | 0
F11_Industrial_Industrial - ID_New_Space Heating_Natural Gas_Thermostat - Connected_A_Achievable Economic RVT Potential | F11 | Industrial | Industrial - ID | New | Space Heating | Natural Gas | Thermostat - Connected | A | Cumulative Summer Peak Savings (MW) | Achievable Economic RVT Potential | 0 | 0 | 0 | 0 | 0 | 0 | 0 | 0 | 0 | 0 | 0 | 0 | 0 | 0 | 0 | 0 | 0 | 0 | 0 | 0 | 0 | 0 | 0 | 0 | 0 | 0 | 0
F12_Industrial_Industrial - ID_New_Space Heating_Natural Gas_Thermostat - Connected_A_Achievable Economic RVT Potential | F12 | Industrial | Industrial - ID | New | Space Heating | Natural Gas | Thermostat - Connected | A | Cumulative Winter Peak Savings (MW) | Achievable Economic RVT Potential | 0 | 0 | 0 | 0 | 0 | 0 | 0 | 0 | 0 | 0 | 0 | 0 | 0 | 0 | 0 | 0 | 0 | 0 | 0 | 0 | 0 | 0 | 0 | 0 | 0 | 0 | 0
F13_Industrial_Industrial - ID_New_Space Heating_Natural Gas_Thermostat - Connected_A_Achievable Economic RVT Potential | F13 | Industrial | Industrial - ID | New | Space Heating | Natural Gas | Thermostat - Connected | A | Purchases (Incremental) | Achievable Economic RVT Potential | 0 | 0 | 0 | 0 | 0 | 0 | 0 | 0 | 0 | 0 | 0 | 0 | 0 | 0 | 0 | 0 | 0 | 0 | 0 | 0 | 0 | 0 | 0 | 0 | 0 | 0 | 0
F14_Industrial_Industrial - ID_New_Space Heating_Natural Gas_Thermostat - Connected_A_Achievable Economic RVT Potential | F14 | Industrial | Industrial - ID | New | Space Heating | Natural Gas | Thermostat - Connected | A | Purchases (Cumulative) | Achievable Economic RVT Potential | 0 | 0 | 0 | 0 | 0 | 0 | 0 | 0 | 0 | 0 | 0 | 0 | 0 | 0 | 0 | 0 | 0 | 0 | 0 | 0 | 0 | 0 | 0 | 0 | 0 | 0 | 0
F1_Industrial_Industrial - ID_New_Space Heating_Natural Gas_Gas Boiler - Maintenance_A_Achievable Economic RVT Potential | F1 | Industrial | Industrial - ID | New | Space Heating | Natural Gas | Gas Boiler - Maintenance | A | Original Unit Energy Savings (kWh or therms) | Achievable Economic RVT Potential | 0 | 0 | 0.559 | 0.559 | 0.559 | 0.559 | 0.559 | 0.559 | 0.559 | 0.559 | 0.559 | 0.559 | 0.559 | 0.559 | 0.559 | 0.559 | 0.559 | 0.559 | 0.559 | 0.559 | 0.559 | 0.559 | 0.559 | 0.559 | 0.559 | 0.559 | 0.559
F2_Industrial_Industrial - ID_New_Space Heating_Natural Gas_Gas Boiler - Maintenance_A_Achievable Economic RVT Potential | F2 | Industrial | Industrial - ID | New | Space Heating | Natural Gas | Gas Boiler - Maintenance | A | Original Unit Summer Peak Savings (kW) | Achievable Economic RVT Potential | 0 | 0 | 0 | 0 | 0 | 0 | 0 | 0 | 0 | 0 | 0 | 0 | 0 | 0 | 0 | 0 | 0 | 0 | 0 | 0 | 0 | 0 | 0 | 0 | 0 | 0 | 0
F3_Industrial_Industrial - ID_New_Space Heating_Natural Gas_Gas Boiler - Maintenance_A_Achievable Economic RVT Potential | F3 | Industrial | Industrial - ID | New | Space Heating | Natural Gas | Gas Boiler - Maintenance | A | Original Unit Winter Peak Savings (kW) | Achievable Economic RVT Potential | 0 | 0 | 0 | 0 | 0 | 0 | 0 | 0 | 0 | 0 | 0 | 0 | 0 | 0 | 0 | 0 | 0 | 0 | 0 | 0 | 0 | 0 | 0 | 0 | 0 | 0 | 0
F4_Industrial_Industrial - ID_New_Space Heating_Natural Gas_Gas Boiler - Maintenance_A_Achievable Economic RVT Potential | F4 | Industrial | Industrial - ID | New | Space Heating | Natural Gas | Gas Boiler - Maintenance | A | Standalone Impact on Baseline Energy (%) | Achievable Economic RVT Potential | 0 | 0 | 8.1992e-05 | 7.1962e-05 | 8.0944e-05 | 8.3085e-05 | 7.4477e-05 | 6.7144e-05 | 6.0626e-05 | 5.3527e-05 | 4.7426e-05 | 4.265e-05 | 3.881e-05 | 3.5655e-05 | 3.3018e-05 | 3.0781e-05 | 2.886e-05 | 2.7192e-05 | 2.5731e-05 | 2.4441e-05 | 2.3294e-05 | 2.2267e-05 | 2.1343e-05 | 2.0506e-05 | 1.9746e-05 | 1.9051e-05 | 1.8415e-05
F5_Industrial_Industrial - ID_New_Space Heating_Natural Gas_Gas Boiler - Maintenance_A_Achievable Economic RVT Potential | F5 | Industrial | Industrial - ID | New | Space Heating | Natural Gas | Gas Boiler - Maintenance | A | Standalone Impact on Baseline Summer Peak (%) | Achievable Economic RVT Potential | 0 | 0 | 0 | 0 | 0 | 0 | 0 | 0 | 0 | 0 | 0 | 0 | 0 | 0 | 0 | 0 | 0 | 0 | 0 | 0 | 0 | 0 | 0 | 0 | 0 | 0 | 0
F6_Industrial_Industrial - ID_New_Space Heating_Natural Gas_Gas Boiler - Maintenance_A_Achievable Economic RVT Potential | F6 | Industrial | Industrial - ID | New | Space Heating | Natural Gas | Gas Boiler - Maintenance | A | Standalone Impact on Baseline Winter Peak (%) | Achievable Economic RVT Potential | 0 | 0 | 0 | 0 | 0 | 0 | 0 | 0 | 0 | 0 | 0 | 0 | 0 | 0 | 0 | 0 | 0 | 0 | 0 | 0 | 0 | 0 | 0 | 0 | 0 | 0 | 0
F7_Industrial_Industrial - ID_New_Space Heating_Natural Gas_Gas Boiler - Maintenance_A_Achievable Economic RVT Potential | F7 | Industrial | Industrial - ID | New | Space Heating | Natural Gas | Gas Boiler - Maintenance | A | Incremental Energy Savings (MWh or mTherms) | Achievable Economic RVT Potential | 0 | 0 | 0 | 0 | 0 | 0 | 0 | 0 | 0 | 0 | 0 | 0 | 0 | 0 | 0 | 0 | 0 | 0 | 0 | 0 | 0 | 0 | 0 | 0 | 0 | 0 | 0
F8_Industrial_Industrial - ID_New_Space Heating_Natural Gas_Gas Boiler - Maintenance_A_Achievable Economic RVT Potential | F8 | Industrial | Industrial - ID | New | Space Heating | Natural Gas | Gas Boiler - Maintenance | A | Incremental Summer Peak Savings (MW) | Achievable Economic RVT Potential | 0 | 0 | 0 | 0 | 0 | 0 | 0 | 0 | 0 | 0 | 0 | 0 | 0 | 0 | 0 | 0 | 0 | 0 | 0 | 0 | 0 | 0 | 0 | 0 | 0 | 0 | 0
F9_Industrial_Industrial - ID_New_Space Heating_Natural Gas_Gas Boiler - Maintenance_A_Achievable Economic RVT Potential | F9 | Industrial | Industrial - ID | New | Space Heating | Natural Gas | Gas Boiler - Maintenance | A | Incremental Winter Peak Savings (MW) | Achievable Economic RVT Potential | 0 | 0 | 0 | 0 | 0 | 0 | 0 | 0 | 0 | 0 | 0 | 0 | 0 | 0 | 0 | 0 | 0 | 0 | 0 | 0 | 0 | 0 | 0 | 0 | 0 | 0 | 0
F10_Industrial_Industrial - ID_New_Space Heating_Natural Gas_Gas Boiler - Maintenance_A_Achievable Economic RVT Potential | F10 | Industrial | Industrial - ID | New | Space Heating | Natural Gas | Gas Boiler - Maintenance | A | Cumulative Energy Savings (MWh or mTherms) | Achievable Economic RVT Potential | 0 | 0 | 0 | 0 | 0 | 0 | 0 | 0 | 0 | 0 | 0 | 0 | 0 | 0 | 0 | 0 | 0 | 0 | 0 | 0 | 0 | 0 | 0 | 0 | 0 | 0 | 0
F11_Industrial_Industrial - ID_New_Space Heating_Natural Gas_Gas Boiler - Maintenance_A_Achievable Economic RVT Potential | F11 | Industrial | Industrial - ID | New | Space Heating | Natural Gas | Gas Boiler - Maintenance | A | Cumulative Summer Peak Savings (MW) | Achievable Economic RVT Potential | 0 | 0 | 0 | 0 | 0 | 0 | 0 | 0 | 0 | 0 | 0 | 0 | 0 | 0 | 0 | 0 | 0 | 0 | 0 | 0 | 0 | 0 | 0 | 0 | 0 | 0 | 0
F12_Industrial_Industrial - ID_New_Space Heating_Natural Gas_Gas Boiler - Maintenance_A_Achievable Economic RVT Potential | F12 | Industrial | Industrial - ID | New | Space Heating | Natural Gas | Gas Boiler - Maintenance | A | Cumulative Winter Peak Savings (MW) | Achievable Economic RVT Potential | 0 | 0 | 0 | 0 | 0 | 0 | 0 | 0 | 0 | 0 | 0 | 0 | 0 | 0 | 0 | 0 | 0 | 0 | 0 | 0 | 0 | 0 | 0 | 0 | 0 | 0 | 0
F13_Industrial_Industrial - ID_New_Space Heating_Natural Gas_Gas Boiler - Maintenance_A_Achievable Economic RVT Potential | F13 | Industrial | Industrial - ID | New | Space Heating | Natural Gas | Gas Boiler - Maintenance | A | Purchases (Incremental) | Achievable Economic RVT Potential | 0 | 0 | 0 | 0 | 0 | 0 | 0 | 0 | 0 | 0 | 0 | 0 | 0 | 0 | 0 | 0 | 0 | 0 | 0 | 0 | 0 | 0 | 0 | 0 | 0 | 0 | 0
F14_Industrial_Industrial - ID_New_Space Heating_Natural Gas_Gas Boiler - Maintenance_A_Achievable Economic RVT Potential | F14 | Industrial | Industrial - ID | New | Space Heating | Natural Gas | Gas Boiler - Maintenance | A | Purchases (Cumulative) | Achievable Economic RVT Potential | 0 | 0 | 0 | 0 | 0 | 0 | 0 | 0 | 0 | 0 | 0 | 0 | 0 | 0 | 0 | 0 | 0 | 0 | 0 | 0 | 0 | 0 | 0 | 0 | 0 | 0 | 0
F1_Industrial_Industrial - ID_New_Space Heating_Natural Gas_Gas Furnace - Maintenance_A_Achievable Economic RVT Potential | F1 | Industrial | Industrial - ID | New | Space Heating | Natural Gas | Gas Furnace - Maintenance | A | Original Unit Energy Savings (kWh or therms) | Achievable Economic RVT Potential | 0 | 0 | 0.49094 | 0.44472 | 0.44099 | 0.43957 | 0.43883 | 0.43838 | 0.43807 | 0.43785 | 0.43768 | 0.43754 | 0.43744 | 0.43735 | 0.43728 | 0.43722 | 0.43716 | 0.43712 | 0.43708 | 0.43703 | 0.43695 | 0.43688 | 0.43682 | 0.43677 | 0.43672 | 0.43668 | 0.43665
F2_Industrial_Industrial - ID_New_Space Heating_Natural Gas_Gas Furnace - Maintenance_A_Achievable Economic RVT Potential | F2 | Industrial | Industrial - ID | New | Space Heating | Natural Gas | Gas Furnace - Maintenance | A | Original Unit Summer Peak Savings (kW) | Achievable Economic RVT Potential | 0 | 0 | 0 | 0 | 0 | 0 | 0 | 0 | 0 | 0 | 0 | 0 | 0 | 0 | 0 | 0 | 0 | 0 | 0 | 0 | 0 | 0 | 0 | 0 | 0 | 0 | 0
F3_Industrial_Industrial - ID_New_Space Heating_Natural Gas_Gas Furnace - Maintenance_A_Achievable Economic RVT Potential | F3 | Industrial | Industrial - ID | New | Space Heating | Natural Gas | Gas Furnace - Maintenance | A | Original Unit Winter Peak Savings (kW) | Achievable Economic RVT Potential | 0 | 0 | 0 | 0 | 0 | 0 | 0 | 0 | 0 | 0 | 0 | 0 | 0 | 0 | 0 | 0 | 0 | 0 | 0 | 0 | 0 | 0 | 0 | 0 | 0 | 0 | 0
F4_Industrial_Industrial - ID_New_Space Heating_Natural Gas_Gas Furnace - Maintenance_A_Achievable Economic RVT Potential | F4 | Industrial | Industrial - ID | New | Space Heating | Natural Gas | Gas Furnace - Maintenance | A | Standalone Impact on Baseline Energy (%) | Achievable Economic RVT Potential | 0 | 0 | 4.5122e-05 | 3.5874e-05 | 4.0014e-05 | 4.0939e-05 | 3.6636e-05 | 3.2995e-05 | 2.9771e-05 | 2.6271e-05 | 2.3268e-05 | 2.0919e-05 | 1.903e-05 | 1.748e-05 | 1.6184e-05 | 1.5086e-05 | 1.4142e-05 | 1.3324e-05 | 1.2607e-05 | 1.1973e-05 | 1.1409e-05 | 1.0905e-05 | 1.045e-05 | 1.004e-05 | 9.6664e-06 | 9.3257e-06 | 9.0136e-06
F5_Industrial_Industrial - ID_New_Space Heating_Natural Gas_Gas Furnace - Maintenance_A_Achievable Economic RVT Potential | F5 | Industrial | Industrial - ID | New | Space Heating | Natural Gas | Gas Furnace - Maintenance | A | Standalone Impact on Baseline Summer Peak (%) | Achievable Economic RVT Potential | 0 | 0 | 0 | 0 | 0 | 0 | 0 | 0 | 0 | 0 | 0 | 0 | 0 | 0 | 0 | 0 | 0 | 0 | 0 | 0 | 0 | 0 | 0 | 0 | 0 | 0 | 0
F6_Industrial_Industrial - ID_New_Space Heating_Natural Gas_Gas Furnace - Maintenance_A_Achievable Economic RVT Potential | F6 | Industrial | Industrial - ID | New | Space Heating | Natural Gas | Gas Furnace - Maintenance | A | Standalone Impact on Baseline Winter Peak (%) | Achievable Economic RVT Potential | 0 | 0 | 0 | 0 | 0 | 0 | 0 | 0 | 0 | 0 | 0 | 0 | 0 | 0 | 0 | 0 | 0 | 0 | 0 | 0 | 0 | 0 | 0 | 0 | 0 | 0 | 0
F7_Industrial_Industrial - ID_New_Space Heating_Natural Gas_Gas Furnace - Maintenance_A_Achievable Economic RVT Potential | F7 | Industrial | Industrial - ID | New | Space Heating | Natural Gas | Gas Furnace - Maintenance | A | Incremental Energy Savings (MWh or mTherms) | Achievable Economic RVT Potential | 0 | 0 | 0 | 0 | 0 | 0 | 0 | 0 | 0 | 0 | 0 | 0 | 0 | 0 | 0 | 0 | 0 | 0 | 0 | 0 | 0 | 0 | 0 | 0 | 0 | 0 | 0
F8_Industrial_Industrial - ID_New_Space Heating_Natural Gas_Gas Furnace - Maintenance_A_Achievable Economic RVT Potential | F8 | Industrial | Industrial - ID | New | Space Heating | Natural Gas | Gas Furnace - Maintenance | A | Incremental Summer Peak Savings (MW) | Achievable Economic RVT Potential | 0 | 0 | 0 | 0 | 0 | 0 | 0 | 0 | 0 | 0 | 0 | 0 | 0 | 0 | 0 | 0 | 0 | 0 | 0 | 0 | 0 | 0 | 0 | 0 | 0 | 0 | 0
F9_Industrial_Industrial - ID_New_Space Heating_Natural Gas_Gas Furnace - Maintenance_A_Achievable Economic RVT Potential | F9 | Industrial | Industrial - ID | New | Space Heating | Natural Gas | Gas Furnace - Maintenance | A | Incremental Winter Peak Savings (MW) | Achievable Economic RVT Potential | 0 | 0 | 0 | 0 | 0 | 0 | 0 | 0 | 0 | 0 | 0 | 0 | 0 | 0 | 0 | 0 | 0 | 0 | 0 | 0 | 0 | 0 | 0 | 0 | 0 | 0 | 0
F10_Industrial_Industrial - ID_New_Space Heating_Natural Gas_Gas Furnace - Maintenance_A_Achievable Economic RVT Potential | F10 | Industrial | Industrial - ID | New | Space Heating | Natural Gas | Gas Furnace - Maintenance | A | Cumulative Energy Savings (MWh or mTherms) | Achievable Economic RVT Potential | 0 | 0 | 0 | 0 | 0 | 0 | 0 | 0 | 0 | 0 | 0 | 0 | 0 | 0 | 0 | 0 | 0 | 0 | 0 | 0 | 0 | 0 | 0 | 0 | 0 | 0 | 0
F11_Industrial_Industrial - ID_New_Space Heating_Natural Gas_Gas Furnace - Maintenance_A_Achievable Economic RVT Potential | F11 | Industrial | Industrial - ID | New | Space Heating | Natural Gas | Gas Furnace - Maintenance | A | Cumulative Summer Peak Savings (MW) | Achievable Economic RVT Potential | 0 | 0 | 0 | 0 | 0 | 0 | 0 | 0 | 0 | 0 | 0 | 0 | 0 | 0 | 0 | 0 | 0 | 0 | 0 | 0 | 0 | 0 | 0 | 0 | 0 | 0 | 0
F12_Industrial_Industrial - ID_New_Space Heating_Natural Gas_Gas Furnace - Maintenance_A_Achievable Economic RVT Potential | F12 | Industrial | Industrial - ID | New | Space Heating | Natural Gas | Gas Furnace - Maintenance | A | Cumulative Winter Peak Savings (MW) | Achievable Economic RVT Potential | 0 | 0 | 0 | 0 | 0 | 0 | 0 | 0 | 0 | 0 | 0 | 0 | 0 | 0 | 0 | 0 | 0 | 0 | 0 | 0 | 0 | 0 | 0 | 0 | 0 | 0 | 0
F13_Industrial_Industrial - ID_New_Space Heating_Natural Gas_Gas Furnace - Maintenance_A_Achievable Economic RVT Potential | F13 | Industrial | Industrial - ID | New | Space Heating | Natural Gas | Gas Furnace - Maintenance | A | Purchases (Incremental) | Achievable Economic RVT Potential | 0 | 0 | 0 | 0 | 0 | 0 | 0 | 0 | 0 | 0 | 0 | 0 | 0 | 0 | 0 | 0 | 0 | 0 | 0 | 0 | 0 | 0 | 0 | 0 | 0 | 0 | 0
F14_Industrial_Industrial - ID_New_Space Heating_Natural Gas_Gas Furnace - Maintenance_A_Achievable Economic RVT Potential | F14 | Industrial | Industrial - ID | New | Space Heating | Natural Gas | Gas Furnace - Maintenance | A | Purchases (Cumulative) | Achievable Economic RVT Potential | 0 | 0 | 0 | 0 | 0 | 0 | 0 | 0 | 0 | 0 | 0 | 0 | 0 | 0 | 0 | 0 | 0 | 0 | 0 | 0 | 0 | 0 | 0 | 0 | 0 | 0 | 0
F1_Industrial_Industrial - ID_New_Space Heating_Natural Gas_Gas Furnace - Tube Inserts_A_Achievable Economic RVT Potential | F1 | Industrial | Industrial - ID | New | Space Heating | Natural Gas | Gas Furnace - Tube Inserts | A | Original Unit Energy Savings (kWh or therms) | Achievable Economic RVT Potential | 0 | 0 | 0 | 0 | 0 | 0 | 0 | 0 | 0 | 0 | 0 | 0 | 0 | 0 | 0 | 0 | 0 | 0 | 0 | 0 | 0 | 0 | 0 | 0 | 0 | 0 | 0
F2_Industrial_Industrial - ID_New_Space Heating_Natural Gas_Gas Furnace - Tube Inserts_A_Achievable Economic RVT Potential | F2 | Industrial | Industrial - ID | New | Space Heating | Natural Gas | Gas Furnace - Tube Inserts | A | Original Unit Summer Peak Savings (kW) | Achievable Economic RVT Potential | 0 | 0 | 0 | 0 | 0 | 0 | 0 | 0 | 0 | 0 | 0 | 0 | 0 | 0 | 0 | 0 | 0 | 0 | 0 | 0 | 0 | 0 | 0 | 0 | 0 | 0 | 0
F3_Industrial_Industrial - ID_New_Space Heating_Natural Gas_Gas Furnace - Tube Inserts_A_Achievable Economic RVT Potential | F3 | Industrial | Industrial - ID | New | Space Heating | Natural Gas | Gas Furnace - Tube Inserts | A | Original Unit Winter Peak Savings (kW) | Achievable Economic RVT Potential | 0 | 0 | 0 | 0 | 0 | 0 | 0 | 0 | 0 | 0 | 0 | 0 | 0 | 0 | 0 | 0 | 0 | 0 | 0 | 0 | 0 | 0 | 0 | 0 | 0 | 0 | 0
F4_Industrial_Industrial - ID_New_Space Heating_Natural Gas_Gas Furnace - Tube Inserts_A_Achievable Economic RVT Potential | F4 | Industrial | Industrial - ID | New | Space Heating | Natural Gas | Gas Furnace - Tube Inserts | A | Standalone Impact on Baseline Energy (%) | Achievable Economic RVT Potential | 0 | 0 | 0 | 0 | 0 | 0 | 0 | 0 | 0 | 0 | 0 | 0 | 0 | 0 | 0 | 0 | 0 | 0 | 0 | 0 | 0 | 0 | 0 | 0 | 0 | 0 | 0
F5_Industrial_Industrial - ID_New_Space Heating_Natural Gas_Gas Furnace - Tube Inserts_A_Achievable Economic RVT Potential | F5 | Industrial | Industrial - ID | New | Space Heating | Natural Gas | Gas Furnace - Tube Inserts | A | Standalone Impact on Baseline Summer Peak (%) | Achievable Economic RVT Potential | 0 | 0 | 0 | 0 | 0 | 0 | 0 | 0 | 0 | 0 | 0 | 0 | 0 | 0 | 0 | 0 | 0 | 0 | 0 | 0 | 0 | 0 | 0 | 0 | 0 | 0 | 0
F6_Industrial_Industrial - ID_New_Space Heating_Natural Gas_Gas Furnace - Tube Inserts_A_Achievable Economic RVT Potential | F6 | Industrial | Industrial - ID | New | Space Heating | Natural Gas | Gas Furnace - Tube Inserts | A | Standalone Impact on Baseline Winter Peak (%) | Achievable Economic RVT Potential | 0 | 0 | 0 | 0 | 0 | 0 | 0 | 0 | 0 | 0 | 0 | 0 | 0 | 0 | 0 | 0 | 0 | 0 | 0 | 0 | 0 | 0 | 0 | 0 | 0 | 0 | 0
F7_Industrial_Industrial - ID_New_Space Heating_Natural Gas_Gas Furnace - Tube Inserts_A_Achievable Economic RVT Potential | F7 | Industrial | Industrial - ID | New | Space Heating | Natural Gas | Gas Furnace - Tube Inserts | A | Incremental Energy Savings (MWh or mTherms) | Achievable Economic RVT Potential | 0 | 0 | 0 | 0 | 0 | 0 | 0 | 0 | 0 | 0 | 0 | 0 | 0 | 0 | 0 | 0 | 0 | 0 | 0 | 0 | 0 | 0 | 0 | 0 | 0 | 0 | 0
F8_Industrial_Industrial - ID_New_Space Heating_Natural Gas_Gas Furnace - Tube Inserts_A_Achievable Economic RVT Potential | F8 | Industrial | Industrial - ID | New | Space Heating | Natural Gas | Gas Furnace - Tube Inserts | A | Incremental Summer Peak Savings (MW) | Achievable Economic RVT Potential | 0 | 0 | 0 | 0 | 0 | 0 | 0 | 0 | 0 | 0 | 0 | 0 | 0 | 0 | 0 | 0 | 0 | 0 | 0 | 0 | 0 | 0 | 0 | 0 | 0 | 0 | 0
F9_Industrial_Industrial - ID_New_Space Heating_Natural Gas_Gas Furnace - Tube Inserts_A_Achievable Economic RVT Potential | F9 | Industrial | Industrial - ID | New | Space Heating | Natural Gas | Gas Furnace - Tube Inserts | A | Incremental Winter Peak Savings (MW) | Achievable Economic RVT Potential | 0 | 0 | 0 | 0 | 0 | 0 | 0 | 0 | 0 | 0 | 0 | 0 | 0 | 0 | 0 | 0 | 0 | 0 | 0 | 0 | 0 | 0 | 0 | 0 | 0 | 0 | 0
F10_Industrial_Industrial - ID_New_Space Heating_Natural Gas_Gas Furnace - Tube Inserts_A_Achievable Economic RVT Potential | F10 | Industrial | Industrial - ID | New | Space Heating | Natural Gas | Gas Furnace - Tube Inserts | A | Cumulative Energy Savings (MWh or mTherms) | Achievable Economic RVT Potential | 0 | 0 | 0 | 0 | 0 | 0 | 0 | 0 | 0 | 0 | 0 | 0 | 0 | 0 | 0 | 0 | 0 | 0 | 0 | 0 | 0 | 0 | 0 | 0 | 0 | 0 | 0
F11_Industrial_Industrial - ID_New_Space Heating_Natural Gas_Gas Furnace - Tube Inserts_A_Achievable Economic RVT Potential | F11 | Industrial | Industrial - ID | New | Space Heating | Natural Gas | Gas Furnace - Tube Inserts | A | Cumulative Summer Peak Savings (MW) | Achievable Economic RVT Potential | 0 | 0 | 0 | 0 | 0 | 0 | 0 | 0 | 0 | 0 | 0 | 0 | 0 | 0 | 0 | 0 | 0 | 0 | 0 | 0 | 0 | 0 | 0 | 0 | 0 | 0 | 0
F12_Industrial_Industrial - ID_New_Space Heating_Natural Gas_Gas Furnace - Tube Inserts_A_Achievable Economic RVT Potential | F12 | Industrial | Industrial - ID | New | Space Heating | Natural Gas | Gas Furnace - Tube Inserts | A | Cumulative Winter Peak Savings (MW) | Achievable Economic RVT Potential | 0 | 0 | 0 | 0 | 0 | 0 | 0 | 0 | 0 | 0 | 0 | 0 | 0 | 0 | 0 | 0 | 0 | 0 | 0 | 0 | 0 | 0 | 0 | 0 | 0 | 0 | 0
F13_Industrial_Industrial - ID_New_Space Heating_Natural Gas_Gas Furnace - Tube Inserts_A_Achievable Economic RVT Potential | F13 | Industrial | Industrial - ID | New | Space Heating | Natural Gas | Gas Furnace - Tube Inserts | A | Purchases (Incremental) | Achievable Economic RVT Potential | 0 | 0 | 0 | 0 | 0 | 0 | 0 | 0 | 0 | 0 | 0 | 0 | 0 | 0 | 0 | 0 | 0 | 0 | 0 | 0 | 0 | 0 | 0 | 0 | 0 | 0 | 0
F14_Industrial_Industrial - ID_New_Space Heating_Natural Gas_Gas Furnace - Tube Inserts_A_Achievable Economic RVT Potential | F14 | Industrial | Industrial - ID | New | Space Heating | Natural Gas | Gas Furnace - Tube Inserts | A | Purchases (Cumulative) | Achievable Economic RVT Potential | 0 | 0 | 0 | 0 | 0 | 0 | 0 | 0 | 0 | 0 | 0 | 0 | 0 | 0 | 0 | 0 | 0 | 0 | 0 | 0 | 0 | 0 | 0 | 0 | 0 | 0 | 0
F1_Industrial_Industrial - ID_New_Space Heating_Natural Gas_Gas Boiler - Burner Control Optimization_A_Achievable Economic RVT Potential | F1 | Industrial | Industrial - ID | New | Space Heating | Natural Gas | Gas Boiler - Burner Control Optimization | A | Original Unit Energy Savings (kWh or therms) | Achievable Economic RVT Potential | 0 | 0 | 0.27018 | 0.27018 | 0.27018 | 0.27018 | 0.27018 | 0.27018 | 0.27018 | 0.27018 | 0.27018 | 0.27018 | 0.27018 | 0.27018 | 0.27018 | 0.27018 | 0.27018 | 0.27018 | 0.27018 | 0.27018 | 0.27018 | 0.27018 | 0.27018 | 0.27018 | 0.27018 | 0.27018 | 0.27018
F2_Industrial_Industrial - ID_New_Space Heating_Natural Gas_Gas Boiler - Burner Control Optimization_A_Achievable Economic RVT Potential | F2 | Industrial | Industrial - ID | New | Space Heating | Natural Gas | Gas Boiler - Burner Control Optimization | A | Original Unit Summer Peak Savings (kW) | Achievable Economic RVT Potential | 0 | 0 | 0 | 0 | 0 | 0 | 0 | 0 | 0 | 0 | 0 | 0 | 0 | 0 | 0 | 0 | 0 | 0 | 0 | 0 | 0 | 0 | 0 | 0 | 0 | 0 | 0
F3_Industrial_Industrial - ID_New_Space Heating_Natural Gas_Gas Boiler - Burner Control Optimization_A_Achievable Economic RVT Potential | F3 | Industrial | Industrial - ID | New | Space Heating | Natural Gas | Gas Boiler - Burner Control Optimization | A | Original Unit Winter Peak Savings (kW) | Achievable Economic RVT Potential | 0 | 0 | 0 | 0 | 0 | 0 | 0 | 0 | 0 | 0 | 0 | 0 | 0 | 0 | 0 | 0 | 0 | 0 | 0 | 0 | 0 | 0 | 0 | 0 | 0 | 0 | 0
F4_Industrial_Industrial - ID_New_Space Heating_Natural Gas_Gas Boiler - Burner Control Optimization_A_Achievable Economic RVT Potential | F4 | Industrial | Industrial - ID | New | Space Heating | Natural Gas | Gas Boiler - Burner Control Optimization | A | Standalone Impact on Baseline Energy (%) | Achievable Economic RVT Potential | 0 | 0 | 1.5858e-05 | 2.8113e-05 | 6.6965e-05 | 0.00013636 | 0.00024499 | 0.00039587 | 0.00058471 | 0.00079932 | 0.0010218 | 0.0012325 | 0.0014142 | 0.0015554 | 0.0016513 | 0.0017035 | 0.0017181 | 0.0017034 | 0.0016683 | 0.0016206 | 0.0015662 | 0.0015101 | 0.0014474 | 0.0013907 | 0.0013391 | 0.001292 | 0.0012489
F5_Industrial_Industrial - ID_New_Space Heating_Natural Gas_Gas Boiler - Burner Control Optimization_A_Achievable Economic RVT Potential | F5 | Industrial | Industrial - ID | New | Space Heating | Natural Gas | Gas Boiler - Burner Control Optimization | A | Standalone Impact on Baseline Summer Peak (%) | Achievable Economic RVT Potential | 0 | 0 | 0 | 0 | 0 | 0 | 0 | 0 | 0 | 0 | 0 | 0 | 0 | 0 | 0 | 0 | 0 | 0 | 0 | 0 | 0 | 0 | 0 | 0 | 0 | 0 | 0
F6_Industrial_Industrial - ID_New_Space Heating_Natural Gas_Gas Boiler - Burner Control Optimization_A_Achievable Economic RVT Potential | F6 | Industrial | Industrial - ID | New | Space Heating | Natural Gas | Gas Boiler - Burner Control Optimization | A | Standalone Impact on Baseline Winter Peak (%) | Achievable Economic RVT Potential | 0 | 0 | 0 | 0 | 0 | 0 | 0 | 0 | 0 | 0 | 0 | 0 | 0 | 0 | 0 | 0 | 0 | 0 | 0 | 0 | 0 | 0 | 0 | 0 | 0 | 0 | 0
F7_Industrial_Industrial - ID_New_Space Heating_Natural Gas_Gas Boiler - Burner Control Optimization_A_Achievable Economic RVT Potential | F7 | Industrial | Industrial - ID | New | Space Heating | Natural Gas | Gas Boiler - Burner Control Optimization | A | Incremental Energy Savings (MWh or mTherms) | Achievable Economic RVT Potential | 0 | 0 | 0 | 0 | 0 | 0 | 0 | 0 | 0 | 0 | 0 | 0 | 0 | 0 | 0 | 0 | 0 | 0 | 0 | 0 | 0 | 0 | 0 | 0 | 0 | 0 | 0
F8_Industrial_Industrial - ID_New_Space Heating_Natural Gas_Gas Boiler - Burner Control Optimization_A_Achievable Economic RVT Potential | F8 | Industrial | Industrial - ID | New | Space Heating | Natural Gas | Gas Boiler - Burner Control Optimization | A | Incremental Summer Peak Savings (MW) | Achievable Economic RVT Potential | 0 | 0 | 0 | 0 | 0 | 0 | 0 | 0 | 0 | 0 | 0 | 0 | 0 | 0 | 0 | 0 | 0 | 0 | 0 | 0 | 0 | 0 | 0 | 0 | 0 | 0 | 0
F9_Industrial_Industrial - ID_New_Space Heating_Natural Gas_Gas Boiler - Burner Control Optimization_A_Achievable Economic RVT Potential | F9 | Industrial | Industrial - ID | New | Space Heating | Natural Gas | Gas Boiler - Burner Control Optimization | A | Incremental Winter Peak Savings (MW) | Achievable Economic RVT Potential | 0 | 0 | 0 | 0 | 0 | 0 | 0 | 0 | 0 | 0 | 0 | 0 | 0 | 0 | 0 | 0 | 0 | 0 | 0 | 0 | 0 | 0 | 0 | 0 | 0 | 0 | 0
F10_Industrial_Industrial - ID_New_Space Heating_Natural Gas_Gas Boiler - Burner Control Optimization_A_Achievable Economic RVT Potential | F10 | Industrial | Industrial - ID | New | Space Heating | Natural Gas | Gas Boiler - Burner Control Optimization | A | Cumulative Energy Savings (MWh or mTherms) | Achievable Economic RVT Potential | 0 | 0 | 0 | 0 | 0 | 0 | 0 | 0 | 0 | 0 | 0 | 0 | 0 | 0 | 0 | 0 | 0 | 0 | 0 | 0 | 0 | 0 | 0 | 0 | 0 | 0 | 0
F11_Industrial_Industrial - ID_New_Space Heating_Natural Gas_Gas Boiler - Burner Control Optimization_A_Achievable Economic RVT Potential | F11 | Industrial | Industrial - ID | New | Space Heating | Natural Gas | Gas Boiler - Burner Control Optimization | A | Cumulative Summer Peak Savings (MW) | Achievable Economic RVT Potential | 0 | 0 | 0 | 0 | 0 | 0 | 0 | 0 | 0 | 0 | 0 | 0 | 0 | 0 | 0 | 0 | 0 | 0 | 0 | 0 | 0 | 0 | 0 | 0 | 0 | 0 | 0
F12_Industrial_Industrial - ID_New_Space Heating_Natural Gas_Gas Boiler - Burner Control Optimization_A_Achievable Economic RVT Potential | F12 | Industrial | Industrial - ID | New | Space Heating | Natural Gas | Gas Boiler - Burner Control Optimization | A | Cumulative Winter Peak Savings (MW) | Achievable Economic RVT Potential | 0 | 0 | 0 | 0 | 0 | 0 | 0 | 0 | 0 | 0 | 0 | 0 | 0 | 0 | 0 | 0 | 0 | 0 | 0 | 0 | 0 | 0 | 0 | 0 | 0 | 0 | 0
F13_Industrial_Industrial - ID_New_Space Heating_Natural Gas_Gas Boiler - Burner Control Optimization_A_Achievable Economic RVT Potential | F13 | Industrial | Industrial - ID | New | Space Heating | Natural Gas | Gas Boiler - Burner Control Optimization | A | Purchases (Incremental) | Achievable Economic RVT Potential | 0 | 0 | 0 | 0 | 0 | 0 | 0 | 0 | 0 | 0 | 0 | 0 | 0 | 0 | 0 | 0 | 0 | 0 | 0 | 0 | 0 | 0 | 0 | 0 | 0 | 0 | 0
F14_Industrial_Industrial - ID_New_Space Heating_Natural Gas_Gas Boiler - Burner Control Optimization_A_Achievable Economic RVT Potential | F14 | Industrial | Industrial - ID | New | Space Heating | Natural Gas | Gas Boiler - Burner Control Optimization | A | Purchases (Cumulative) | Achievable Economic RVT Potential | 0 | 0 | 0 | 0 | 0 | 0 | 0 | 0 | 0 | 0 | 0 | 0 | 0 | 0 | 0 | 0 | 0 | 0 | 0 | 0 | 0 | 0 | 0 | 0 | 0 | 0 | 0
F1_Industrial_Industrial - ID_New_Space Heating_Natural Gas_Gas Boiler - High Turndown Burner_A_Achievable Economic RVT Potential | F1 | Industrial | Industrial - ID | New | Space Heating | Natural Gas | Gas Boiler - High Turndown Burner | A | Original Unit Energy Savings (kWh or therms) | Achievable Economic RVT Potential | 0 | 0 | 0.93166 | 0.93166 | 0.93166 | 0.93166 | 0.93166 | 0.93166 | 0.93166 | 0.93166 | 0.93166 | 0.93166 | 0.93166 | 0.93166 | 0.93166 | 0.93166 | 0.93166 | 0.93166 | 0.93166 | 0.93166 | 0.93166 | 0.93166 | 0.93166 | 0.93166 | 0.93166 | 0.93166 | 0.93166
F2_Industrial_Industrial - ID_New_Space Heating_Natural Gas_Gas Boiler - High Turndown Burner_A_Achievable Economic RVT Potential | F2 | Industrial | Industrial - ID | New | Space Heating | Natural Gas | Gas Boiler - High Turndown Burner | A | Original Unit Summer Peak Savings (kW) | Achievable Economic RVT Potential | 0 | 0 | 0 | 0 | 0 | 0 | 0 | 0 | 0 | 0 | 0 | 0 | 0 | 0 | 0 | 0 | 0 | 0 | 0 | 0 | 0 | 0 | 0 | 0 | 0 | 0 | 0
F3_Industrial_Industrial - ID_New_Space Heating_Natural Gas_Gas Boiler - High Turndown Burner_A_Achievable Economic RVT Potential | F3 | Industrial | Industrial - ID | New | Space Heating | Natural Gas | Gas Boiler - High Turndown Burner | A | Original Unit Winter Peak Savings (kW) | Achievable Economic RVT Potential | 0 | 0 | 0 | 0 | 0 | 0 | 0 | 0 | 0 | 0 | 0 | 0 | 0 | 0 | 0 | 0 | 0 | 0 | 0 | 0 | 0 | 0 | 0 | 0 | 0 | 0 | 0
F4_Industrial_Industrial - ID_New_Space Heating_Natural Gas_Gas Boiler - High Turndown Burner_A_Achievable Economic RVT Potential | F4 | Industrial | Industrial - ID | New | Space Heating | Natural Gas | Gas Boiler - High Turndown Burner | A | Standalone Impact on Baseline Energy (%) | Achievable Economic RVT Potential | 0 | 0 | 0 | 0 | 0 | 0 | 0 | 0 | 0 | 0 | 0 | 0 | 0 | 0 | 0 | 0 | 0 | 0 | 0 | 0 | 0 | 0 | 0 | 0 | 0 | 0 | 0
F5_Industrial_Industrial - ID_New_Space Heating_Natural Gas_Gas Boiler - High Turndown Burner_A_Achievable Economic RVT Potential | F5 | Industrial | Industrial - ID | New | Space Heating | Natural Gas | Gas Boiler - High Turndown Burner | A | Standalone Impact on Baseline Summer Peak (%) | Achievable Economic RVT Potential | 0 | 0 | 0 | 0 | 0 | 0 | 0 | 0 | 0 | 0 | 0 | 0 | 0 | 0 | 0 | 0 | 0 | 0 | 0 | 0 | 0 | 0 | 0 | 0 | 0 | 0 | 0
F6_Industrial_Industrial - ID_New_Space Heating_Natural Gas_Gas Boiler - High Turndown Burner_A_Achievable Economic RVT Potential | F6 | Industrial | Industrial - ID | New | Space Heating | Natural Gas | Gas Boiler - High Turndown Burner | A | Standalone Impact on Baseline Winter Peak (%) | Achievable Economic RVT Potential | 0 | 0 | 0 | 0 | 0 | 0 | 0 | 0 | 0 | 0 | 0 | 0 | 0 | 0 | 0 | 0 | 0 | 0 | 0 | 0 | 0 | 0 | 0 | 0 | 0 | 0 | 0
F7_Industrial_Industrial - ID_New_Space Heating_Natural Gas_Gas Boiler - High Turndown Burner_A_Achievable Economic RVT Potential | F7 | Industrial | Industrial - ID | New | Space Heating | Natural Gas | Gas Boiler - High Turndown Burner | A | Incremental Energy Savings (MWh or mTherms) | Achievable Economic RVT Potential | 0 | 0 | 0 | 0 | 0 | 0 | 0 | 0 | 0 | 0 | 0 | 0 | 0 | 0 | 0 | 0 | 0 | 0 | 0 | 0 | 0 | 0 | 0 | 0 | 0 | 0 | 0
F8_Industrial_Industrial - ID_New_Space Heating_Natural Gas_Gas Boiler - High Turndown Burner_A_Achievable Economic RVT Potential | F8 | Industrial | Industrial - ID | New | Space Heating | Natural Gas | Gas Boiler - High Turndown Burner | A | Incremental Summer Peak Savings (MW) | Achievable Economic RVT Potential | 0 | 0 | 0 | 0 | 0 | 0 | 0 | 0 | 0 | 0 | 0 | 0 | 0 | 0 | 0 | 0 | 0 | 0 | 0 | 0 | 0 | 0 | 0 | 0 | 0 | 0 | 0
F9_Industrial_Industrial - ID_New_Space Heating_Natural Gas_Gas Boiler - High Turndown Burner_A_Achievable Economic RVT Potential | F9 | Industrial | Industrial - ID | New | Space Heating | Natural Gas | Gas Boiler - High Turndown Burner | A | Incremental Winter Peak Savings (MW) | Achievable Economic RVT Potential | 0 | 0 | 0 | 0 | 0 | 0 | 0 | 0 | 0 | 0 | 0 | 0 | 0 | 0 | 0 | 0 | 0 | 0 | 0 | 0 | 0 | 0 | 0 | 0 | 0 | 0 | 0
F10_Industrial_Industrial - ID_New_Space Heating_Natural Gas_Gas Boiler - High Turndown Burner_A_Achievable Economic RVT Potential | F10 | Industrial | Industrial - ID | New | Space Heating | Natural Gas | Gas Boiler - High Turndown Burner | A | Cumulative Energy Savings (MWh or mTherms) | Achievable Economic RVT Potential | 0 | 0 | 0 | 0 | 0 | 0 | 0 | 0 | 0 | 0 | 0 | 0 | 0 | 0 | 0 | 0 | 0 | 0 | 0 | 0 | 0 | 0 | 0 | 0 | 0 | 0 | 0
F11_Industrial_Industrial - ID_New_Space Heating_Natural Gas_Gas Boiler - High Turndown Burner_A_Achievable Economic RVT Potential | F11 | Industrial | Industrial - ID | New | Space Heating | Natural Gas | Gas Boiler - High Turndown Burner | A | Cumulative Summer Peak Savings (MW) | Achievable Economic RVT Potential | 0 | 0 | 0 | 0 | 0 | 0 | 0 | 0 | 0 | 0 | 0 | 0 | 0 | 0 | 0 | 0 | 0 | 0 | 0 | 0 | 0 | 0 | 0 | 0 | 0 | 0 | 0
F12_Industrial_Industrial - ID_New_Space Heating_Natural Gas_Gas Boiler - High Turndown Burner_A_Achievable Economic RVT Potential | F12 | Industrial | Industrial - ID | New | Space Heating | Natural Gas | Gas Boiler - High Turndown Burner | A | Cumulative Winter Peak Savings (MW) | Achievable Economic RVT Potential | 0 | 0 | 0 | 0 | 0 | 0 | 0 | 0 | 0 | 0 | 0 | 0 | 0 | 0 | 0 | 0 | 0 | 0 | 0 | 0 | 0 | 0 | 0 | 0 | 0 | 0 | 0
F13_Industrial_Industrial - ID_New_Space Heating_Natural Gas_Gas Boiler - High Turndown Burner_A_Achievable Economic RVT Potential | F13 | Industrial | Industrial - ID | New | Space Heating | Natural Gas | Gas Boiler - High Turndown Burner | A | Purchases (Incremental) | Achievable Economic RVT Potential | 0 | 0 | 0 | 0 | 0 | 0 | 0 | 0 | 0 | 0 | 0 | 0 | 0 | 0 | 0 | 0 | 0 | 0 | 0 | 0 | 0 | 0 | 0 | 0 | 0 | 0 | 0
F14_Industrial_Industrial - ID_New_Space Heating_Natural Gas_Gas Boiler - High Turndown Burner_A_Achievable Economic RVT Potential | F14 | Industrial | Industrial - ID | New | Space Heating | Natural Gas | Gas Boiler - High Turndown Burner | A | Purchases (Cumulative) | Achievable Economic RVT Potential | 0 | 0 | 0 | 0 | 0 | 0 | 0 | 0 | 0 | 0 | 0 | 0 | 0 | 0 | 0 | 0 | 0 | 0 | 0 | 0 | 0 | 0 | 0 | 0 | 0 | 0 | 0
F1_Industrial_Industrial - ID_New_Space Heating_Natural Gas_Gas Boiler - Hot Water Reset_A_Achievable Economic RVT Potential | F1 | Industrial | Industrial - ID | New | Space Heating | Natural Gas | Gas Boiler - Hot Water Reset | A | Original Unit Energy Savings (kWh or therms) | Achievable Economic RVT Potential | 0 | 0 | 993.7749 | 993.7749 | 993.7749 | 993.7749 | 993.7749 | 993.7749 | 993.7749 | 993.7749 | 993.7749 | 993.7749 | 993.7749 | 993.7749 | 993.7749 | 993.7749 | 993.7749 | 993.7749 | 993.7749 | 993.7749 | 993.7749 | 993.7749 | 993.7749 | 993.7749 | 993.7749 | 993.7749 | 993.7749
F2_Industrial_Industrial - ID_New_Space Heating_Natural Gas_Gas Boiler - Hot Water Reset_A_Achievable Economic RVT Potential | F2 | Industrial | Industrial - ID | New | Space Heating | Natural Gas | Gas Boiler - Hot Water Reset | A | Original Unit Summer Peak Savings (kW) | Achievable Economic RVT Potential | 0 | 0 | 0 | 0 | 0 | 0 | 0 | 0 | 0 | 0 | 0 | 0 | 0 | 0 | 0 | 0 | 0 | 0 | 0 | 0 | 0 | 0 | 0 | 0 | 0 | 0 | 0
F3_Industrial_Industrial - ID_New_Space Heating_Natural Gas_Gas Boiler - Hot Water Reset_A_Achievable Economic RVT Potential | F3 | Industrial | Industrial - ID | New | Space Heating | Natural Gas | Gas Boiler - Hot Water Reset | A | Original Unit Winter Peak Savings (kW) | Achievable Economic RVT Potential | 0 | 0 | 0 | 0 | 0 | 0 | 0 | 0 | 0 | 0 | 0 | 0 | 0 | 0 | 0 | 0 | 0 | 0 | 0 | 0 | 0 | 0 | 0 | 0 | 0 | 0 | 0
F4_Industrial_Industrial - ID_New_Space Heating_Natural Gas_Gas Boiler - Hot Water Reset_A_Achievable Economic RVT Potential | F4 | Industrial | Industrial - ID | New | Space Heating | Natural Gas | Gas Boiler - Hot Water Reset | A | Standalone Impact on Baseline Energy (%) | Achievable Economic RVT Potential | 0 | 0 | 0 | 0 | 0 | 0 | 0 | 0 | 0 | 0 | 0 | 0 | 0 | 0 | 0 | 0 | 0 | 0 | 0 | 0 | 0 | 0 | 0 | 0 | 0 | 0 | 0
F5_Industrial_Industrial - ID_New_Space Heating_Natural Gas_Gas Boiler - Hot Water Reset_A_Achievable Economic RVT Potential | F5 | Industrial | Industrial - ID | New | Space Heating | Natural Gas | Gas Boiler - Hot Water Reset | A | Standalone Impact on Baseline Summer Peak (%) | Achievable Economic RVT Potential | 0 | 0 | 0 | 0 | 0 | 0 | 0 | 0 | 0 | 0 | 0 | 0 | 0 | 0 | 0 | 0 | 0 | 0 | 0 | 0 | 0 | 0 | 0 | 0 | 0 | 0 | 0
F6_Industrial_Industrial - ID_New_Space Heating_Natural Gas_Gas Boiler - Hot Water Reset_A_Achievable Economic RVT Potential | F6 | Industrial | Industrial - ID | New | Space Heating | Natural Gas | Gas Boiler - Hot Water Reset | A | Standalone Impact on Baseline Winter Peak (%) | Achievable Economic RVT Potential | 0 | 0 | 0 | 0 | 0 | 0 | 0 | 0 | 0 | 0 | 0 | 0 | 0 | 0 | 0 | 0 | 0 | 0 | 0 | 0 | 0 | 0 | 0 | 0 | 0 | 0 | 0
F7_Industrial_Industrial - ID_New_Space Heating_Natural Gas_Gas Boiler - Hot Water Reset_A_Achievable Economic RVT Potential | F7 | Industrial | Industrial - ID | New | Space Heating | Natural Gas | Gas Boiler - Hot Water Reset | A | Incremental Energy Savings (MWh or mTherms) | Achievable Economic RVT Potential | 0 | 0 | 0 | 0 | 0 | 0 | 0 | 0 | 0 | 0 | 0 | 0 | 0 | 0 | 0 | 0 | 0 | 0 | 0 | 0 | 0 | 0 | 0 | 0 | 0 | 0 | 0
F8_Industrial_Industrial - ID_New_Space Heating_Natural Gas_Gas Boiler - Hot Water Reset_A_Achievable Economic RVT Potential | F8 | Industrial | Industrial - ID | New | Space Heating | Natural Gas | Gas Boiler - Hot Water Reset | A | Incremental Summer Peak Savings (MW) | Achievable Economic RVT Potential | 0 | 0 | 0 | 0 | 0 | 0 | 0 | 0 | 0 | 0 | 0 | 0 | 0 | 0 | 0 | 0 | 0 | 0 | 0 | 0 | 0 | 0 | 0 | 0 | 0 | 0 | 0
F9_Industrial_Industrial - ID_New_Space Heating_Natural Gas_Gas Boiler - Hot Water Reset_A_Achievable Economic RVT Potential | F9 | Industrial | Industrial - ID | New | Space Heating | Natural Gas | Gas Boiler - Hot Water Reset | A | Incremental Winter Peak Savings (MW) | Achievable Economic RVT Potential | 0 | 0 | 0 | 0 | 0 | 0 | 0 | 0 | 0 | 0 | 0 | 0 | 0 | 0 | 0 | 0 | 0 | 0 | 0 | 0 | 0 | 0 | 0 | 0 | 0 | 0 | 0
F10_Industrial_Industrial - ID_New_Space Heating_Natural Gas_Gas Boiler - Hot Water Reset_A_Achievable Economic RVT Potential | F10 | Industrial | Industrial - ID | New | Space Heating | Natural Gas | Gas Boiler - Hot Water Reset | A | Cumulative Energy Savings (MWh or mTherms) | Achievable Economic RVT Potential | 0 | 0 | 0 | 0 | 0 | 0 | 0 | 0 | 0 | 0 | 0 | 0 | 0 | 0 | 0 | 0 | 0 | 0 | 0 | 0 | 0 | 0 | 0 | 0 | 0 | 0 | 0
F11_Industrial_Industrial - ID_New_Space Heating_Natural Gas_Gas Boiler - Hot Water Reset_A_Achievable Economic RVT Potential | F11 | Industrial | Industrial - ID | New | Space Heating | Natural Gas | Gas Boiler - Hot Water Reset | A | Cumulative Summer Peak Savings (MW) | Achievable Economic RVT Potential | 0 | 0 | 0 | 0 | 0 | 0 | 0 | 0 | 0 | 0 | 0 | 0 | 0 | 0 | 0 | 0 | 0 | 0 | 0 | 0 | 0 | 0 | 0 | 0 | 0 | 0 | 0
F12_Industrial_Industrial - ID_New_Space Heating_Natural Gas_Gas Boiler - Hot Water Reset_A_Achievable Economic RVT Potential | F12 | Industrial | Industrial - ID | New | Space Heating | Natural Gas | Gas Boiler - Hot Water Reset | A | Cumulative Winter Peak Savings (MW) | Achievable Economic RVT Potential | 0 | 0 | 0 | 0 | 0 | 0 | 0 | 0 | 0 | 0 | 0 | 0 | 0 | 0 | 0 | 0 | 0 | 0 | 0 | 0 | 0 | 0 | 0 | 0 | 0 | 0 | 0
F13_Industrial_Industrial - ID_New_Space Heating_Natural Gas_Gas Boiler - Hot Water Reset_A_Achievable Economic RVT Potential | F13 | Industrial | Industrial - ID | New | Space Heating | Natural Gas | Gas Boiler - Hot Water Reset | A | Purchases (Incremental) | Achievable Economic RVT Potential | 0 | 0 | 0 | 0 | 0 | 0 | 0 | 0 | 0 | 0 | 0 | 0 | 0 | 0 | 0 | 0 | 0 | 0 | 0 | 0 | 0 | 0 | 0 | 0 | 0 | 0 | 0
F14_Industrial_Industrial - ID_New_Space Heating_Natural Gas_Gas Boiler - Hot Water Reset_A_Achievable Economic RVT Potential | F14 | Industrial | Industrial - ID | New | Space Heating | Natural Gas | Gas Boiler - Hot Water Reset | A | Purchases (Cumulative) | Achievable Economic RVT Potential | 0 | 0 | 0 | 0 | 0 | 0 | 0 | 0 | 0 | 0 | 0 | 0 | 0 | 0 | 0 | 0 | 0 | 0 | 0 | 0 | 0 | 0 | 0 | 0 | 0 | 0 | 0
F1_Industrial_Industrial - ID_New_Space Heating_Natural Gas_Gas Boiler - Insulate Hot Water Lines_A_Achievable Economic RVT Potential | F1 | Industrial | Industrial - ID | New | Space Heating | Natural Gas | Gas Boiler - Insulate Hot Water Lines | A | Original Unit Energy Savings (kWh or therms) | Achievable Economic RVT Potential | 0 | 0 | 4.4284 | 4.4284 | 4.4284 | 4.4284 | 4.4284 | 4.4284 | 4.4284 | 4.4284 | 4.4284 | 4.4284 | 4.4284 | 4.4284 | 4.4284 | 4.4284 | 4.4284 | 4.4284 | 4.4284 | 4.4284 | 4.4284 | 4.4284 | 4.4284 | 4.4284 | 4.4284 | 4.4284 | 4.4284
F2_Industrial_Industrial - ID_New_Space Heating_Natural Gas_Gas Boiler - Insulate Hot Water Lines_A_Achievable Economic RVT Potential | F2 | Industrial | Industrial - ID | New | Space Heating | Natural Gas | Gas Boiler - Insulate Hot Water Lines | A | Original Unit Summer Peak Savings (kW) | Achievable Economic RVT Potential | 0 | 0 | 0 | 0 | 0 | 0 | 0 | 0 | 0 | 0 | 0 | 0 | 0 | 0 | 0 | 0 | 0 | 0 | 0 | 0 | 0 | 0 | 0 | 0 | 0 | 0 | 0
F3_Industrial_Industrial - ID_New_Space Heating_Natural Gas_Gas Boiler - Insulate Hot Water Lines_A_Achievable Economic RVT Potential | F3 | Industrial | Industrial - ID | New | Space Heating | Natural Gas | Gas Boiler - Insulate Hot Water Lines | A | Original Unit Winter Peak Savings (kW) | Achievable Economic RVT Potential | 0 | 0 | 0 | 0 | 0 | 0 | 0 | 0 | 0 | 0 | 0 | 0 | 0 | 0 | 0 | 0 | 0 | 0 | 0 | 0 | 0 | 0 | 0 | 0 | 0 | 0 | 0
F4_Industrial_Industrial - ID_New_Space Heating_Natural Gas_Gas Boiler - Insulate Hot Water Lines_A_Achievable Economic RVT Potential | F4 | Industrial | Industrial - ID | New | Space Heating | Natural Gas | Gas Boiler - Insulate Hot Water Lines | A | Standalone Impact on Baseline Energy (%) | Achievable Economic RVT Potential | 0 | 0 | 0 | 0 | 0 | 0 | 0 | 0 | 0 | 0 | 0 | 0 | 0 | 0 | 0 | 0 | 0 | 0 | 0 | 0 | 0 | 0 | 0 | 0 | 0 | 0 | 0
F5_Industrial_Industrial - ID_New_Space Heating_Natural Gas_Gas Boiler - Insulate Hot Water Lines_A_Achievable Economic RVT Potential | F5 | Industrial | Industrial - ID | New | Space Heating | Natural Gas | Gas Boiler - Insulate Hot Water Lines | A | Standalone Impact on Baseline Summer Peak (%) | Achievable Economic RVT Potential | 0 | 0 | 0 | 0 | 0 | 0 | 0 | 0 | 0 | 0 | 0 | 0 | 0 | 0 | 0 | 0 | 0 | 0 | 0 | 0 | 0 | 0 | 0 | 0 | 0 | 0 | 0
F6_Industrial_Industrial - ID_New_Space Heating_Natural Gas_Gas Boiler - Insulate Hot Water Lines_A_Achievable Economic RVT Potential | F6 | Industrial | Industrial - ID | New | Space Heating | Natural Gas | Gas Boiler - Insulate Hot Water Lines | A | Standalone Impact on Baseline Winter Peak (%) | Achievable Economic RVT Potential | 0 | 0 | 0 | 0 | 0 | 0 | 0 | 0 | 0 | 0 | 0 | 0 | 0 | 0 | 0 | 0 | 0 | 0 | 0 | 0 | 0 | 0 | 0 | 0 | 0 | 0 | 0
F7_Industrial_Industrial - ID_New_Space Heating_Natural Gas_Gas Boiler - Insulate Hot Water Lines_A_Achievable Economic RVT Potential | F7 | Industrial | Industrial - ID | New | Space Heating | Natural Gas | Gas Boiler - Insulate Hot Water Lines | A | Incremental Energy Savings (MWh or mTherms) | Achievable Economic RVT Potential | 0 | 0 | 0 | 0 | 0 | 0 | 0 | 0 | 0 | 0 | 0 | 0 | 0 | 0 | 0 | 0 | 0 | 0 | 0 | 0 | 0 | 0 | 0 | 0 | 0 | 0 | 0
F8_Industrial_Industrial - ID_New_Space Heating_Natural Gas_Gas Boiler - Insulate Hot Water Lines_A_Achievable Economic RVT Potential | F8 | Industrial | Industrial - ID | New | Space Heating | Natural Gas | Gas Boiler - Insulate Hot Water Lines | A | Incremental Summer Peak Savings (MW) | Achievable Economic RVT Potential | 0 | 0 | 0 | 0 | 0 | 0 | 0 | 0 | 0 | 0 | 0 | 0 | 0 | 0 | 0 | 0 | 0 | 0 | 0 | 0 | 0 | 0 | 0 | 0 | 0 | 0 | 0
F9_Industrial_Industrial - ID_New_Space Heating_Natural Gas_Gas Boiler - Insulate Hot Water Lines_A_Achievable Economic RVT Potential | F9 | Industrial | Industrial - ID | New | Space Heating | Natural Gas | Gas Boiler - Insulate Hot Water Lines | A | Incremental Winter Peak Savings (MW) | Achievable Economic RVT Potential | 0 | 0 | 0 | 0 | 0 | 0 | 0 | 0 | 0 | 0 | 0 | 0 | 0 | 0 | 0 | 0 | 0 | 0 | 0 | 0 | 0 | 0 | 0 | 0 | 0 | 0 | 0
F10_Industrial_Industrial - ID_New_Space Heating_Natural Gas_Gas Boiler - Insulate Hot Water Lines_A_Achievable Economic RVT Potential | F10 | Industrial | Industrial - ID | New | Space Heating | Natural Gas | Gas Boiler - Insulate Hot Water Lines | A | Cumulative Energy Savings (MWh or mTherms) | Achievable Economic RVT Potential | 0 | 0 | 0 | 0 | 0 | 0 | 0 | 0 | 0 | 0 | 0 | 0 | 0 | 0 | 0 | 0 | 0 | 0 | 0 | 0 | 0 | 0 | 0 | 0 | 0 | 0 | 0
F11_Industrial_Industrial - ID_New_Space Heating_Natural Gas_Gas Boiler - Insulate Hot Water Lines_A_Achievable Economic RVT Potential | F11 | Industrial | Industrial - ID | New | Space Heating | Natural Gas | Gas Boiler - Insulate Hot Water Lines | A | Cumulative Summer Peak Savings (MW) | Achievable Economic RVT Potential | 0 | 0 | 0 | 0 | 0 | 0 | 0 | 0 | 0 | 0 | 0 | 0 | 0 | 0 | 0 | 0 | 0 | 0 | 0 | 0 | 0 | 0 | 0 | 0 | 0 | 0 | 0
F12_Industrial_Industrial - ID_New_Space Heating_Natural Gas_Gas Boiler - Insulate Hot Water Lines_A_Achievable Economic RVT Potential | F12 | Industrial | Industrial - ID | New | Space Heating | Natural Gas | Gas Boiler - Insulate Hot Water Lines | A | Cumulative Winter Peak Savings (MW) | Achievable Economic RVT Potential | 0 | 0 | 0 | 0 | 0 | 0 | 0 | 0 | 0 | 0 | 0 | 0 | 0 | 0 | 0 | 0 | 0 | 0 | 0 | 0 | 0 | 0 | 0 | 0 | 0 | 0 | 0
F13_Industrial_Industrial - ID_New_Space Heating_Natural Gas_Gas Boiler - Insulate Hot Water Lines_A_Achievable Economic RVT Potential | F13 | Industrial | Industrial - ID | New | Space Heating | Natural Gas | Gas Boiler - Insulate Hot Water Lines | A | Purchases (Incremental) | Achievable Economic RVT Potential | 0 | 0 | 0 | 0 | 0 | 0 | 0 | 0 | 0 | 0 | 0 | 0 | 0 | 0 | 0 | 0 | 0 | 0 | 0 | 0 | 0 | 0 | 0 | 0 | 0 | 0 | 0
F14_Industrial_Industrial - ID_New_Space Heating_Natural Gas_Gas Boiler - Insulate Hot Water Lines_A_Achievable Economic RVT Potential | F14 | Industrial | Industrial - ID | New | Space Heating | Natural Gas | Gas Boiler - Insulate Hot Water Lines | A | Purchases (Cumulative) | Achievable Economic RVT Potential | 0 | 0 | 0 | 0 | 0 | 0 | 0 | 0 | 0 | 0 | 0 | 0 | 0 | 0 | 0 | 0 | 0 | 0 | 0 | 0 | 0 | 0 | 0 | 0 | 0 | 0 | 0
F1_Industrial_Industrial - ID_New_Space Heating_Natural Gas_Gas Boiler - Insulate Steam Lines/Condensate Tank_A_Achievable Economic RVT Potential | F1 | Industrial | Industrial - ID | New | Space Heating | Natural Gas | Gas Boiler - Insulate Steam Lines/Condensate Tank | A | Original Unit Energy Savings (kWh or therms) | Achievable Economic RVT Potential | 0 | 0 | 6.6149 | 6.6149 | 6.6149 | 6.6149 | 6.6149 | 6.6149 | 6.6149 | 6.6149 | 6.6149 | 6.6149 | 6.6149 | 6.6149 | 6.6149 | 6.6149 | 6.6149 | 6.6149 | 6.6149 | 6.6149 | 6.6149 | 6.6149 | 6.6149 | 6.6149 | 6.6149 | 6.6149 | 6.6149
F2_Industrial_Industrial - ID_New_Space Heating_Natural Gas_Gas Boiler - Insulate Steam Lines/Condensate Tank_A_Achievable Economic RVT Potential | F2 | Industrial | Industrial - ID | New | Space Heating | Natural Gas | Gas Boiler - Insulate Steam Lines/Condensate Tank | A | Original Unit Summer Peak Savings (kW) | Achievable Economic RVT Potential | 0 | 0 | 0 | 0 | 0 | 0 | 0 | 0 | 0 | 0 | 0 | 0 | 0 | 0 | 0 | 0 | 0 | 0 | 0 | 0 | 0 | 0 | 0 | 0 | 0 | 0 | 0
F3_Industrial_Industrial - ID_New_Space Heating_Natural Gas_Gas Boiler - Insulate Steam Lines/Condensate Tank_A_Achievable Economic RVT Potential | F3 | Industrial | Industrial - ID | New | Space Heating | Natural Gas | Gas Boiler - Insulate Steam Lines/Condensate Tank | A | Original Unit Winter Peak Savings (kW) | Achievable Economic RVT Potential | 0 | 0 | 0 | 0 | 0 | 0 | 0 | 0 | 0 | 0 | 0 | 0 | 0 | 0 | 0 | 0 | 0 | 0 | 0 | 0 | 0 | 0 | 0 | 0 | 0 | 0 | 0
F4_Industrial_Industrial - ID_New_Space Heating_Natural Gas_Gas Boiler - Insulate Steam Lines/Condensate Tank_A_Achievable Economic RVT Potential | F4 | Industrial | Industrial - ID | New | Space Heating | Natural Gas | Gas Boiler - Insulate Steam Lines/Condensate Tank | A | Standalone Impact on Baseline Energy (%) | Achievable Economic RVT Potential | 0 | 0 | 0 | 0 | 0 | 0 | 0 | 0 | 0 | 0 | 0 | 0 | 0 | 0 | 0 | 0 | 0 | 0 | 0 | 0 | 0 | 0 | 0 | 0 | 0 | 0 | 0
F5_Industrial_Industrial - ID_New_Space Heating_Natural Gas_Gas Boiler - Insulate Steam Lines/Condensate Tank_A_Achievable Economic RVT Potential | F5 | Industrial | Industrial - ID | New | Space Heating | Natural Gas | Gas Boiler - Insulate Steam Lines/Condensate Tank | A | Standalone Impact on Baseline Summer Peak (%) | Achievable Economic RVT Potential | 0 | 0 | 0 | 0 | 0 | 0 | 0 | 0 | 0 | 0 | 0 | 0 | 0 | 0 | 0 | 0 | 0 | 0 | 0 | 0 | 0 | 0 | 0 | 0 | 0 | 0 | 0
F6_Industrial_Industrial - ID_New_Space Heating_Natural Gas_Gas Boiler - Insulate Steam Lines/Condensate Tank_A_Achievable Economic RVT Potential | F6 | Industrial | Industrial - ID | New | Space Heating | Natural Gas | Gas Boiler - Insulate Steam Lines/Condensate Tank | A | Standalone Impact on Baseline Winter Peak (%) | Achievable Economic RVT Potential | 0 | 0 | 0 | 0 | 0 | 0 | 0 | 0 | 0 | 0 | 0 | 0 | 0 | 0 | 0 | 0 | 0 | 0 | 0 | 0 | 0 | 0 | 0 | 0 | 0 | 0 | 0
F7_Industrial_Industrial - ID_New_Space Heating_Natural Gas_Gas Boiler - Insulate Steam Lines/Condensate Tank_A_Achievable Economic RVT Potential | F7 | Industrial | Industrial - ID | New | Space Heating | Natural Gas | Gas Boiler - Insulate Steam Lines/Condensate Tank | A | Incremental Energy Savings (MWh or mTherms) | Achievable Economic RVT Potential | 0 | 0 | 0 | 0 | 0 | 0 | 0 | 0 | 0 | 0 | 0 | 0 | 0 | 0 | 0 | 0 | 0 | 0 | 0 | 0 | 0 | 0 | 0 | 0 | 0 | 0 | 0
F8_Industrial_Industrial - ID_New_Space Heating_Natural Gas_Gas Boiler - Insulate Steam Lines/Condensate Tank_A_Achievable Economic RVT Potential | F8 | Industrial | Industrial - ID | New | Space Heating | Natural Gas | Gas Boiler - Insulate Steam Lines/Condensate Tank | A | Incremental Summer Peak Savings (MW) | Achievable Economic RVT Potential | 0 | 0 | 0 | 0 | 0 | 0 | 0 | 0 | 0 | 0 | 0 | 0 | 0 | 0 | 0 | 0 | 0 | 0 | 0 | 0 | 0 | 0 | 0 | 0 | 0 | 0 | 0
F9_Industrial_Industrial - ID_New_Space Heating_Natural Gas_Gas Boiler - Insulate Steam Lines/Condensate Tank_A_Achievable Economic RVT Potential | F9 | Industrial | Industrial - ID | New | Space Heating | Natural Gas | Gas Boiler - Insulate Steam Lines/Condensate Tank | A | Incremental Winter Peak Savings (MW) | Achievable Economic RVT Potential | 0 | 0 | 0 | 0 | 0 | 0 | 0 | 0 | 0 | 0 | 0 | 0 | 0 | 0 | 0 | 0 | 0 | 0 | 0 | 0 | 0 | 0 | 0 | 0 | 0 | 0 | 0
F10_Industrial_Industrial - ID_New_Space Heating_Natural Gas_Gas Boiler - Insulate Steam Lines/Condensate Tank_A_Achievable Economic RVT Potential | F10 | Industrial | Industrial - ID | New | Space Heating | Natural Gas | Gas Boiler - Insulate Steam Lines/Condensate Tank | A | Cumulative Energy Savings (MWh or mTherms) | Achievable Economic RVT Potential | 0 | 0 | 0 | 0 | 0 | 0 | 0 | 0 | 0 | 0 | 0 | 0 | 0 | 0 | 0 | 0 | 0 | 0 | 0 | 0 | 0 | 0 | 0 | 0 | 0 | 0 | 0
F11_Industrial_Industrial - ID_New_Space Heating_Natural Gas_Gas Boiler - Insulate Steam Lines/Condensate Tank_A_Achievable Economic RVT Potential | F11 | Industrial | Industrial - ID | New | Space Heating | Natural Gas | Gas Boiler - Insulate Steam Lines/Condensate Tank | A | Cumulative Summer Peak Savings (MW) | Achievable Economic RVT Potential | 0 | 0 | 0 | 0 | 0 | 0 | 0 | 0 | 0 | 0 | 0 | 0 | 0 | 0 | 0 | 0 | 0 | 0 | 0 | 0 | 0 | 0 | 0 | 0 | 0 | 0 | 0
F12_Industrial_Industrial - ID_New_Space Heating_Natural Gas_Gas Boiler - Insulate Steam Lines/Condensate Tank_A_Achievable Economic RVT Potential | F12 | Industrial | Industrial - ID | New | Space Heating | Natural Gas | Gas Boiler - Insulate Steam Lines/Condensate Tank | A | Cumulative Winter Peak Savings (MW) | Achievable Economic RVT Potential | 0 | 0 | 0 | 0 | 0 | 0 | 0 | 0 | 0 | 0 | 0 | 0 | 0 | 0 | 0 | 0 | 0 | 0 | 0 | 0 | 0 | 0 | 0 | 0 | 0 | 0 | 0
F13_Industrial_Industrial - ID_New_Space Heating_Natural Gas_Gas Boiler - Insulate Steam Lines/Condensate Tank_A_Achievable Economic RVT Potential | F13 | Industrial | Industrial - ID | New | Space Heating | Natural Gas | Gas Boiler - Insulate Steam Lines/Condensate Tank | A | Purchases (Incremental) | Achievable Economic RVT Potential | 0 | 0 | 0 | 0 | 0 | 0 | 0 | 0 | 0 | 0 | 0 | 0 | 0 | 0 | 0 | 0 | 0 | 0 | 0 | 0 | 0 | 0 | 0 | 0 | 0 | 0 | 0
F14_Industrial_Industrial - ID_New_Space Heating_Natural Gas_Gas Boiler - Insulate Steam Lines/Condensate Tank_A_Achievable Economic RVT Potential | F14 | Industrial | Industrial - ID | New | Space Heating | Natural Gas | Gas Boiler - Insulate Steam Lines/Condensate Tank | A | Purchases (Cumulative) | Achievable Economic RVT Potential | 0 | 0 | 0 | 0 | 0 | 0 | 0 | 0 | 0 | 0 | 0 | 0 | 0 | 0 | 0 | 0 | 0 | 0 | 0 | 0 | 0 | 0 | 0 | 0 | 0 | 0 | 0
F1_Industrial_Industrial - ID_New_Space Heating_Natural Gas_Gas Boiler - Stack Economizer_A_Achievable Economic RVT Potential | F1 | Industrial | Industrial - ID | New | Space Heating | Natural Gas | Gas Boiler - Stack Economizer | A | Original Unit Energy Savings (kWh or therms) | Achievable Economic RVT Potential | 0 | 0 | 0.8944 | 0.8944 | 0.8944 | 0.8944 | 0.8944 | 0.8944 | 0.8944 | 0.8944 | 0.8944 | 0.8944 | 0.8944 | 0.8944 | 0.8944 | 0.8944 | 0.8944 | 0.8944 | 0.8944 | 0.8944 | 0.8944 | 0.8944 | 0.8944 | 0.8944 | 0.8944 | 0.8944 | 0.8944
F2_Industrial_Industrial - ID_New_Space Heating_Natural Gas_Gas Boiler - Stack Economizer_A_Achievable Economic RVT Potential | F2 | Industrial | Industrial - ID | New | Space Heating | Natural Gas | Gas Boiler - Stack Economizer | A | Original Unit Summer Peak Savings (kW) | Achievable Economic RVT Potential | 0 | 0 | 0 | 0 | 0 | 0 | 0 | 0 | 0 | 0 | 0 | 0 | 0 | 0 | 0 | 0 | 0 | 0 | 0 | 0 | 0 | 0 | 0 | 0 | 0 | 0 | 0
F3_Industrial_Industrial - ID_New_Space Heating_Natural Gas_Gas Boiler - Stack Economizer_A_Achievable Economic RVT Potential | F3 | Industrial | Industrial - ID | New | Space Heating | Natural Gas | Gas Boiler - Stack Economizer | A | Original Unit Winter Peak Savings (kW) | Achievable Economic RVT Potential | 0 | 0 | 0 | 0 | 0 | 0 | 0 | 0 | 0 | 0 | 0 | 0 | 0 | 0 | 0 | 0 | 0 | 0 | 0 | 0 | 0 | 0 | 0 | 0 | 0 | 0 | 0
F4_Industrial_Industrial - ID_New_Space Heating_Natural Gas_Gas Boiler - Stack Economizer_A_Achievable Economic RVT Potential | F4 | Industrial | Industrial - ID | New | Space Heating | Natural Gas | Gas Boiler - Stack Economizer | A | Standalone Impact on Baseline Energy (%) | Achievable Economic RVT Potential | 0 | 0 | 0.00051894 | 0.00061497 | 0.00087606 | 0.0011422 | 0.0014149 | 0.0016361 | 0.0017708 | 0.0018475 | 0.0018837 | 0.0018915 | 0.0018792 | 0.0018528 | 0.0018169 | 0.0017747 | 0.0017286 | 0.0016731 | 0.0015832 | 0.0015039 | 0.0014333 | 0.0013701 | 0.0013132 | 0.0012617 | 0.001215 | 0.0011722 | 0.0011331
F5_Industrial_Industrial - ID_New_Space Heating_Natural Gas_Gas Boiler - Stack Economizer_A_Achievable Economic RVT Potential | F5 | Industrial | Industrial - ID | New | Space Heating | Natural Gas | Gas Boiler - Stack Economizer | A | Standalone Impact on Baseline Summer Peak (%) | Achievable Economic RVT Potential | 0 | 0 | 0 | 0 | 0 | 0 | 0 | 0 | 0 | 0 | 0 | 0 | 0 | 0 | 0 | 0 | 0 | 0 | 0 | 0 | 0 | 0 | 0 | 0 | 0 | 0 | 0
F6_Industrial_Industrial - ID_New_Space Heating_Natural Gas_Gas Boiler - Stack Economizer_A_Achievable Economic RVT Potential | F6 | Industrial | Industrial - ID | New | Space Heating | Natural Gas | Gas Boiler - Stack Economizer | A | Standalone Impact on Baseline Winter Peak (%) | Achievable Economic RVT Potential | 0 | 0 | 0 | 0 | 0 | 0 | 0 | 0 | 0 | 0 | 0 | 0 | 0 | 0 | 0 | 0 | 0 | 0 | 0 | 0 | 0 | 0 | 0 | 0 | 0 | 0 | 0
F7_Industrial_Industrial - ID_New_Space Heating_Natural Gas_Gas Boiler - Stack Economizer_A_Achievable Economic RVT Potential | F7 | Industrial | Industrial - ID | New | Space Heating | Natural Gas | Gas Boiler - Stack Economizer | A | Incremental Energy Savings (MWh or mTherms) | Achievable Economic RVT Potential | 0 | 0 | 0 | 0 | 0 | 0 | 0 | 0 | 0 | 0 | 0 | 0 | 0 | 0 | 0 | 0 | 0 | 0 | 0 | 0 | 0 | 0 | 0 | 0 | 0 | 0 | 0
F8_Industrial_Industrial - ID_New_Space Heating_Natural Gas_Gas Boiler - Stack Economizer_A_Achievable Economic RVT Potential | F8 | Industrial | Industrial - ID | New | Space Heating | Natural Gas | Gas Boiler - Stack Economizer | A | Incremental Summer Peak Savings (MW) | Achievable Economic RVT Potential | 0 | 0 | 0 | 0 | 0 | 0 | 0 | 0 | 0 | 0 | 0 | 0 | 0 | 0 | 0 | 0 | 0 | 0 | 0 | 0 | 0 | 0 | 0 | 0 | 0 | 0 | 0
F9_Industrial_Industrial - ID_New_Space Heating_Natural Gas_Gas Boiler - Stack Economizer_A_Achievable Economic RVT Potential | F9 | Industrial | Industrial - ID | New | Space Heating | Natural Gas | Gas Boiler - Stack Economizer | A | Incremental Winter Peak Savings (MW) | Achievable Economic RVT Potential | 0 | 0 | 0 | 0 | 0 | 0 | 0 | 0 | 0 | 0 | 0 | 0 | 0 | 0 | 0 | 0 | 0 | 0 | 0 | 0 | 0 | 0 | 0 | 0 | 0 | 0 | 0
F10_Industrial_Industrial - ID_New_Space Heating_Natural Gas_Gas Boiler - Stack Economizer_A_Achievable Economic RVT Potential | F10 | Industrial | Industrial - ID | New | Space Heating | Natural Gas | Gas Boiler - Stack Economizer | A | Cumulative Energy Savings (MWh or mTherms) | Achievable Economic RVT Potential | 0 | 0 | 0 | 0 | 0 | 0 | 0 | 0 | 0 | 0 | 0 | 0 | 0 | 0 | 0 | 0 | 0 | 0 | 0 | 0 | 0 | 0 | 0 | 0 | 0 | 0 | 0
F11_Industrial_Industrial - ID_New_Space Heating_Natural Gas_Gas Boiler - Stack Economizer_A_Achievable Economic RVT Potential | F11 | Industrial | Industrial - ID | New | Space Heating | Natural Gas | Gas Boiler - Stack Economizer | A | Cumulative Summer Peak Savings (MW) | Achievable Economic RVT Potential | 0 | 0 | 0 | 0 | 0 | 0 | 0 | 0 | 0 | 0 | 0 | 0 | 0 | 0 | 0 | 0 | 0 | 0 | 0 | 0 | 0 | 0 | 0 | 0 | 0 | 0 | 0
F12_Industrial_Industrial - ID_New_Space Heating_Natural Gas_Gas Boiler - Stack Economizer_A_Achievable Economic RVT Potential | F12 | Industrial | Industrial - ID | New | Space Heating | Natural Gas | Gas Boiler - Stack Economizer | A | Cumulative Winter Peak Savings (MW) | Achievable Economic RVT Potential | 0 | 0 | 0 | 0 | 0 | 0 | 0 | 0 | 0 | 0 | 0 | 0 | 0 | 0 | 0 | 0 | 0 | 0 | 0 | 0 | 0 | 0 | 0 | 0 | 0 | 0 | 0
F13_Industrial_Industrial - ID_New_Space Heating_Natural Gas_Gas Boiler - Stack Economizer_A_Achievable Economic RVT Potential | F13 | Industrial | Industrial - ID | New | Space Heating | Natural Gas | Gas Boiler - Stack Economizer | A | Purchases (Incremental) | Achievable Economic RVT Potential | 0 | 0 | 0 | 0 | 0 | 0 | 0 | 0 | 0 | 0 | 0 | 0 | 0 | 0 | 0 | 0 | 0 | 0 | 0 | 0 | 0 | 0 | 0 | 0 | 0 | 0 | 0
F14_Industrial_Industrial - ID_New_Space Heating_Natural Gas_Gas Boiler - Stack Economizer_A_Achievable Economic RVT Potential | F14 | Industrial | Industrial - ID | New | Space Heating | Natural Gas | Gas Boiler - Stack Economizer | A | Purchases (Cumulative) | Achievable Economic RVT Potential | 0 | 0 | 0 | 0 | 0 | 0 | 0 | 0 | 0 | 0 | 0 | 0 | 0 | 0 | 0 | 0 | 0 | 0 | 0 | 0 | 0 | 0 | 0 | 0 | 0 | 0 | 0
F1_Industrial_Industrial - ID_New_Space Heating_Natural Gas_Gas Boiler - Steam Trap Replacement_A_Achievable Economic RVT Potential | F1 | Industrial | Industrial - ID | New | Space Heating | Natural Gas | Gas Boiler - Steam Trap Replacement | A | Original Unit Energy Savings (kWh or therms) | Achievable Economic RVT Potential | 0 | 0 | 40051.8778 | 40051.8778 | 40051.8778 | 40051.8778 | 40051.8778 | 40051.8778 | 40051.8778 | 40051.8778 | 40051.8778 | 40051.8778 | 40051.8778 | 40051.8778 | 40051.8778 | 40051.8778 | 40051.8778 | 40051.8778 | 40051.8778 | 40051.8778 | 40051.8778 | 40051.8778 | 40051.8778 | 40051.8778 | 40051.8778 | 40051.8778 | 40051.8778
F2_Industrial_Industrial - ID_New_Space Heating_Natural Gas_Gas Boiler - Steam Trap Replacement_A_Achievable Economic RVT Potential | F2 | Industrial | Industrial - ID | New | Space Heating | Natural Gas | Gas Boiler - Steam Trap Replacement | A | Original Unit Summer Peak Savings (kW) | Achievable Economic RVT Potential | 0 | 0 | 0 | 0 | 0 | 0 | 0 | 0 | 0 | 0 | 0 | 0 | 0 | 0 | 0 | 0 | 0 | 0 | 0 | 0 | 0 | 0 | 0 | 0 | 0 | 0 | 0
F3_Industrial_Industrial - ID_New_Space Heating_Natural Gas_Gas Boiler - Steam Trap Replacement_A_Achievable Economic RVT Potential | F3 | Industrial | Industrial - ID | New | Space Heating | Natural Gas | Gas Boiler - Steam Trap Replacement | A | Original Unit Winter Peak Savings (kW) | Achievable Economic RVT Potential | 0 | 0 | 0 | 0 | 0 | 0 | 0 | 0 | 0 | 0 | 0 | 0 | 0 | 0 | 0 | 0 | 0 | 0 | 0 | 0 | 0 | 0 | 0 | 0 | 0 | 0 | 0
F4_Industrial_Industrial - ID_New_Space Heating_Natural Gas_Gas Boiler - Steam Trap Replacement_A_Achievable Economic RVT Potential | F4 | Industrial | Industrial - ID | New | Space Heating | Natural Gas | Gas Boiler - Steam Trap Replacement | A | Standalone Impact on Baseline Energy (%) | Achievable Economic RVT Potential | 0 | 0 | 6.8873e-06 | 8.1618e-06 | 1.1627e-05 | 1.516e-05 | 1.8779e-05 | 2.2424e-05 | 2.5872e-05 | 2.8333e-05 | 3.0198e-05 | 3.1651e-05 | 3.2818e-05 | 3.3778e-05 | 3.458e-05 | 3.526e-05 | 3.5844e-05 | 3.6351e-05 | 3.6796e-05 | 3.7188e-05 | 3.7455e-05 | 3.7248e-05 | 3.5701e-05 | 3.4302e-05 | 3.303e-05 | 3.1869e-05 | 3.0804e-05
F5_Industrial_Industrial - ID_New_Space Heating_Natural Gas_Gas Boiler - Steam Trap Replacement_A_Achievable Economic RVT Potential | F5 | Industrial | Industrial - ID | New | Space Heating | Natural Gas | Gas Boiler - Steam Trap Replacement | A | Standalone Impact on Baseline Summer Peak (%) | Achievable Economic RVT Potential | 0 | 0 | 0 | 0 | 0 | 0 | 0 | 0 | 0 | 0 | 0 | 0 | 0 | 0 | 0 | 0 | 0 | 0 | 0 | 0 | 0 | 0 | 0 | 0 | 0 | 0 | 0
F6_Industrial_Industrial - ID_New_Space Heating_Natural Gas_Gas Boiler - Steam Trap Replacement_A_Achievable Economic RVT Potential | F6 | Industrial | Industrial - ID | New | Space Heating | Natural Gas | Gas Boiler - Steam Trap Replacement | A | Standalone Impact on Baseline Winter Peak (%) | Achievable Economic RVT Potential | 0 | 0 | 0 | 0 | 0 | 0 | 0 | 0 | 0 | 0 | 0 | 0 | 0 | 0 | 0 | 0 | 0 | 0 | 0 | 0 | 0 | 0 | 0 | 0 | 0 | 0 | 0
F7_Industrial_Industrial - ID_New_Space Heating_Natural Gas_Gas Boiler - Steam Trap Replacement_A_Achievable Economic RVT Potential | F7 | Industrial | Industrial - ID | New | Space Heating | Natural Gas | Gas Boiler - Steam Trap Replacement | A | Incremental Energy Savings (MWh or mTherms) | Achievable Economic RVT Potential | 0 | 0 | 0 | 0 | 0 | 0 | 0 | 0 | 0 | 0 | 0 | 0 | 0 | 0 | 0 | 0 | 0 | 0 | 0 | 0 | 0 | 0 | 0 | 0 | 0 | 0 | 0
F8_Industrial_Industrial - ID_New_Space Heating_Natural Gas_Gas Boiler - Steam Trap Replacement_A_Achievable Economic RVT Potential | F8 | Industrial | Industrial - ID | New | Space Heating | Natural Gas | Gas Boiler - Steam Trap Replacement | A | Incremental Summer Peak Savings (MW) | Achievable Economic RVT Potential | 0 | 0 | 0 | 0 | 0 | 0 | 0 | 0 | 0 | 0 | 0 | 0 | 0 | 0 | 0 | 0 | 0 | 0 | 0 | 0 | 0 | 0 | 0 | 0 | 0 | 0 | 0
F9_Industrial_Industrial - ID_New_Space Heating_Natural Gas_Gas Boiler - Steam Trap Replacement_A_Achievable Economic RVT Potential | F9 | Industrial | Industrial - ID | New | Space Heating | Natural Gas | Gas Boiler - Steam Trap Replacement | A | Incremental Winter Peak Savings (MW) | Achievable Economic RVT Potential | 0 | 0 | 0 | 0 | 0 | 0 | 0 | 0 | 0 | 0 | 0 | 0 | 0 | 0 | 0 | 0 | 0 | 0 | 0 | 0 | 0 | 0 | 0 | 0 | 0 | 0 | 0
F10_Industrial_Industrial - ID_New_Space Heating_Natural Gas_Gas Boiler - Steam Trap Replacement_A_Achievable Economic RVT Potential | F10 | Industrial | Industrial - ID | New | Space Heating | Natural Gas | Gas Boiler - Steam Trap Replacement | A | Cumulative Energy Savings (MWh or mTherms) | Achievable Economic RVT Potential | 0 | 0 | 0 | 0 | 0 | 0 | 0 | 0 | 0 | 0 | 0 | 0 | 0 | 0 | 0 | 0 | 0 | 0 | 0 | 0 | 0 | 0 | 0 | 0 | 0 | 0 | 0
F11_Industrial_Industrial - ID_New_Space Heating_Natural Gas_Gas Boiler - Steam Trap Replacement_A_Achievable Economic RVT Potential | F11 | Industrial | Industrial - ID | New | Space Heating | Natural Gas | Gas Boiler - Steam Trap Replacement | A | Cumulative Summer Peak Savings (MW) | Achievable Economic RVT Potential | 0 | 0 | 0 | 0 | 0 | 0 | 0 | 0 | 0 | 0 | 0 | 0 | 0 | 0 | 0 | 0 | 0 | 0 | 0 | 0 | 0 | 0 | 0 | 0 | 0 | 0 | 0
F12_Industrial_Industrial - ID_New_Space Heating_Natural Gas_Gas Boiler - Steam Trap Replacement_A_Achievable Economic RVT Potential | F12 | Industrial | Industrial - ID | New | Space Heating | Natural Gas | Gas Boiler - Steam Trap Replacement | A | Cumulative Winter Peak Savings (MW) | Achievable Economic RVT Potential | 0 | 0 | 0 | 0 | 0 | 0 | 0 | 0 | 0 | 0 | 0 | 0 | 0 | 0 | 0 | 0 | 0 | 0 | 0 | 0 | 0 | 0 | 0 | 0 | 0 | 0 | 0
F13_Industrial_Industrial - ID_New_Space Heating_Natural Gas_Gas Boiler - Steam Trap Replacement_A_Achievable Economic RVT Potential | F13 | Industrial | Industrial - ID | New | Space Heating | Natural Gas | Gas Boiler - Steam Trap Replacement | A | Purchases (Incremental) | Achievable Economic RVT Potential | 0 | 0 | 0 | 0 | 0 | 0 | 0 | 0 | 0 | 0 | 0 | 0 | 0 | 0 | 0 | 0 | 0 | 0 | 0 | 0 | 0 | 0 | 0 | 0 | 0 | 0 | 0
F14_Industrial_Industrial - ID_New_Space Heating_Natural Gas_Gas Boiler - Steam Trap Replacement_A_Achievable Economic RVT Potential | F14 | Industrial | Industrial - ID | New | Space Heating | Natural Gas | Gas Boiler - Steam Trap Replacement | A | Purchases (Cumulative) | Achievable Economic RVT Potential | 0 | 0 | 0 | 0 | 0 | 0 | 0 | 0 | 0 | 0 | 0 | 0 | 0 | 0 | 0 | 0 | 0 | 0 | 0 | 0 | 0 | 0 | 0 | 0 | 0 | 0 | 0
F1_Industrial_Industrial - ID_New_Process_Natural Gas_Process Boiler - Hot Water Reset_A_Achievable Economic RVT Potential | F1 | Industrial | Industrial - ID | New | Process | Natural Gas | Process Boiler - Hot Water Reset | A | Original Unit Energy Savings (kWh or therms) | Achievable Economic RVT Potential | 0 | 0 | 8529.0556 | 8529.0556 | 8529.0556 | 8529.0556 | 8529.0556 | 8529.0556 | 8529.0556 | 8529.0556 | 8529.0556 | 8529.0556 | 8529.0556 | 8529.0556 | 8529.0556 | 8529.0556 | 8529.0556 | 8529.0556 | 8529.0556 | 8529.0556 | 8529.0556 | 8529.0556 | 8529.0556 | 8529.0556 | 8529.0556 | 8529.0556 | 8529.0556
F2_Industrial_Industrial - ID_New_Process_Natural Gas_Process Boiler - Hot Water Reset_A_Achievable Economic RVT Potential | F2 | Industrial | Industrial - ID | New | Process | Natural Gas | Process Boiler - Hot Water Reset | A | Original Unit Summer Peak Savings (kW) | Achievable Economic RVT Potential | 0 | 0 | 0 | 0 | 0 | 0 | 0 | 0 | 0 | 0 | 0 | 0 | 0 | 0 | 0 | 0 | 0 | 0 | 0 | 0 | 0 | 0 | 0 | 0 | 0 | 0 | 0
F3_Industrial_Industrial - ID_New_Process_Natural Gas_Process Boiler - Hot Water Reset_A_Achievable Economic RVT Potential | F3 | Industrial | Industrial - ID | New | Process | Natural Gas | Process Boiler - Hot Water Reset | A | Original Unit Winter Peak Savings (kW) | Achievable Economic RVT Potential | 0 | 0 | 0 | 0 | 0 | 0 | 0 | 0 | 0 | 0 | 0 | 0 | 0 | 0 | 0 | 0 | 0 | 0 | 0 | 0 | 0 | 0 | 0 | 0 | 0 | 0 | 0
F4_Industrial_Industrial - ID_New_Process_Natural Gas_Process Boiler - Hot Water Reset_A_Achievable Economic RVT Potential | F4 | Industrial | Industrial - ID | New | Process | Natural Gas | Process Boiler - Hot Water Reset | A | Standalone Impact on Baseline Energy (%) | Achievable Economic RVT Potential | 0 | 0 | 0 | 0 | 0 | 0 | 0 | 0 | 0 | 0 | 0 | 0 | 0 | 0 | 0 | 0 | 0 | 0 | 0 | 0 | 0 | 0 | 0 | 0 | 0 | 0 | 0
F5_Industrial_Industrial - ID_New_Process_Natural Gas_Process Boiler - Hot Water Reset_A_Achievable Economic RVT Potential | F5 | Industrial | Industrial - ID | New | Process | Natural Gas | Process Boiler - Hot Water Reset | A | Standalone Impact on Baseline Summer Peak (%) | Achievable Economic RVT Potential | 0 | 0 | 0 | 0 | 0 | 0 | 0 | 0 | 0 | 0 | 0 | 0 | 0 | 0 | 0 | 0 | 0 | 0 | 0 | 0 | 0 | 0 | 0 | 0 | 0 | 0 | 0
F6_Industrial_Industrial - ID_New_Process_Natural Gas_Process Boiler - Hot Water Reset_A_Achievable Economic RVT Potential | F6 | Industrial | Industrial - ID | New | Process | Natural Gas | Process Boiler - Hot Water Reset | A | Standalone Impact on Baseline Winter Peak (%) | Achievable Economic RVT Potential | 0 | 0 | 0 | 0 | 0 | 0 | 0 | 0 | 0 | 0 | 0 | 0 | 0 | 0 | 0 | 0 | 0 | 0 | 0 | 0 | 0 | 0 | 0 | 0 | 0 | 0 | 0
F7_Industrial_Industrial - ID_New_Process_Natural Gas_Process Boiler - Hot Water Reset_A_Achievable Economic RVT Potential | F7 | Industrial | Industrial - ID | New | Process | Natural Gas | Process Boiler - Hot Water Reset | A | Incremental Energy Savings (MWh or mTherms) | Achievable Economic RVT Potential | 0 | 0 | 0 | 0 | 0 | 0 | 0 | 0 | 0 | 0 | 0 | 0 | 0 | 0 | 0 | 0 | 0 | 0 | 0 | 0 | 0 | 0 | 0 | 0 | 0 | 0 | 0
F8_Industrial_Industrial - ID_New_Process_Natural Gas_Process Boiler - Hot Water Reset_A_Achievable Economic RVT Potential | F8 | Industrial | Industrial - ID | New | Process | Natural Gas | Process Boiler - Hot Water Reset | A | Incremental Summer Peak Savings (MW) | Achievable Economic RVT Potential | 0 | 0 | 0 | 0 | 0 | 0 | 0 | 0 | 0 | 0 | 0 | 0 | 0 | 0 | 0 | 0 | 0 | 0 | 0 | 0 | 0 | 0 | 0 | 0 | 0 | 0 | 0
F9_Industrial_Industrial - ID_New_Process_Natural Gas_Process Boiler - Hot Water Reset_A_Achievable Economic RVT Potential | F9 | Industrial | Industrial - ID | New | Process | Natural Gas | Process Boiler - Hot Water Reset | A | Incremental Winter Peak Savings (MW) | Achievable Economic RVT Potential | 0 | 0 | 0 | 0 | 0 | 0 | 0 | 0 | 0 | 0 | 0 | 0 | 0 | 0 | 0 | 0 | 0 | 0 | 0 | 0 | 0 | 0 | 0 | 0 | 0 | 0 | 0
F10_Industrial_Industrial - ID_New_Process_Natural Gas_Process Boiler - Hot Water Reset_A_Achievable Economic RVT Potential | F10 | Industrial | Industrial - ID | New | Process | Natural Gas | Process Boiler - Hot Water Reset | A | Cumulative Energy Savings (MWh or mTherms) | Achievable Economic RVT Potential | 0 | 0 | 0 | 0 | 0 | 0 | 0 | 0 | 0 | 0 | 0 | 0 | 0 | 0 | 0 | 0 | 0 | 0 | 0 | 0 | 0 | 0 | 0 | 0 | 0 | 0 | 0
F11_Industrial_Industrial - ID_New_Process_Natural Gas_Process Boiler - Hot Water Reset_A_Achievable Economic RVT Potential | F11 | Industrial | Industrial - ID | New | Process | Natural Gas | Process Boiler - Hot Water Reset | A | Cumulative Summer Peak Savings (MW) | Achievable Economic RVT Potential | 0 | 0 | 0 | 0 | 0 | 0 | 0 | 0 | 0 | 0 | 0 | 0 | 0 | 0 | 0 | 0 | 0 | 0 | 0 | 0 | 0 | 0 | 0 | 0 | 0 | 0 | 0
F12_Industrial_Industrial - ID_New_Process_Natural Gas_Process Boiler - Hot Water Reset_A_Achievable Economic RVT Potential | F12 | Industrial | Industrial - ID | New | Process | Natural Gas | Process Boiler - Hot Water Reset | A | Cumulative Winter Peak Savings (MW) | Achievable Economic RVT Potential | 0 | 0 | 0 | 0 | 0 | 0 | 0 | 0 | 0 | 0 | 0 | 0 | 0 | 0 | 0 | 0 | 0 | 0 | 0 | 0 | 0 | 0 | 0 | 0 | 0 | 0 | 0
F13_Industrial_Industrial - ID_New_Process_Natural Gas_Process Boiler - Hot Water Reset_A_Achievable Economic RVT Potential | F13 | Industrial | Industrial - ID | New | Process | Natural Gas | Process Boiler - Hot Water Reset | A | Purchases (Incremental) | Achievable Economic RVT Potential | 0 | 0 | 0 | 0 | 0 | 0 | 0 | 0 | 0 | 0 | 0 | 0 | 0 | 0 | 0 | 0 | 0 | 0 | 0 | 0 | 0 | 0 | 0 | 0 | 0 | 0 | 0
F14_Industrial_Industrial - ID_New_Process_Natural Gas_Process Boiler - Hot Water Reset_A_Achievable Economic RVT Potential | F14 | Industrial | Industrial - ID | New | Process | Natural Gas | Process Boiler - Hot Water Reset | A | Purchases (Cumulative) | Achievable Economic RVT Potential | 0 | 0 | 0 | 0 | 0 | 0 | 0 | 0 | 0 | 0 | 0 | 0 | 0 | 0 | 0 | 0 | 0 | 0 | 0 | 0 | 0 | 0 | 0 | 0 | 0 | 0 | 0
F1_Industrial_Industrial - ID_New_Process_Natural Gas_Process Boiler - Burner Control Optimization_A_Achievable Economic RVT Potential | F1 | Industrial | Industrial - ID | New | Process | Natural Gas | Process Boiler - Burner Control Optimization | A | Original Unit Energy Savings (kWh or therms) | Achievable Economic RVT Potential | 0 | 0 | 2.3188 | 2.3188 | 2.3188 | 2.3188 | 2.3188 | 2.3188 | 2.3188 | 2.3188 | 2.3188 | 2.3188 | 2.3188 | 2.3188 | 2.3188 | 2.3188 | 2.3188 | 2.3188 | 2.3188 | 2.3188 | 2.3188 | 2.3188 | 2.3188 | 2.3188 | 2.3188 | 2.3188 | 2.3188
F2_Industrial_Industrial - ID_New_Process_Natural Gas_Process Boiler - Burner Control Optimization_A_Achievable Economic RVT Potential | F2 | Industrial | Industrial - ID | New | Process | Natural Gas | Process Boiler - Burner Control Optimization | A | Original Unit Summer Peak Savings (kW) | Achievable Economic RVT Potential | 0 | 0 | 0 | 0 | 0 | 0 | 0 | 0 | 0 | 0 | 0 | 0 | 0 | 0 | 0 | 0 | 0 | 0 | 0 | 0 | 0 | 0 | 0 | 0 | 0 | 0 | 0
F3_Industrial_Industrial - ID_New_Process_Natural Gas_Process Boiler - Burner Control Optimization_A_Achievable Economic RVT Potential | F3 | Industrial | Industrial - ID | New | Process | Natural Gas | Process Boiler - Burner Control Optimization | A | Original Unit Winter Peak Savings (kW) | Achievable Economic RVT Potential | 0 | 0 | 0 | 0 | 0 | 0 | 0 | 0 | 0 | 0 | 0 | 0 | 0 | 0 | 0 | 0 | 0 | 0 | 0 | 0 | 0 | 0 | 0 | 0 | 0 | 0 | 0
F4_Industrial_Industrial - ID_New_Process_Natural Gas_Process Boiler - Burner Control Optimization_A_Achievable Economic RVT Potential | F4 | Industrial | Industrial - ID | New | Process | Natural Gas | Process Boiler - Burner Control Optimization | A | Standalone Impact on Baseline Energy (%) | Achievable Economic RVT Potential | 0 | 0 | 1.6229e-05 | 2.7994e-05 | 6.6532e-05 | 0.00013536 | 0.00024309 | 0.0003927 | 0.00057991 | 0.00079265 | 0.0010132 | 0.001222 | 0.0014021 | 0.001542 | 0.001637 | 0.0016887 | 0.0017031 | 0.0016885 | 0.0016537 | 0.0016063 | 0.0015523 | 0.0014966 | 0.0014344 | 0.0013782 | 0.001327 | 0.0012803 | 0.0012376
F5_Industrial_Industrial - ID_New_Process_Natural Gas_Process Boiler - Burner Control Optimization_A_Achievable Economic RVT Potential | F5 | Industrial | Industrial - ID | New | Process | Natural Gas | Process Boiler - Burner Control Optimization | A | Standalone Impact on Baseline Summer Peak (%) | Achievable Economic RVT Potential | 0 | 0 | 0 | 0 | 0 | 0 | 0 | 0 | 0 | 0 | 0 | 0 | 0 | 0 | 0 | 0 | 0 | 0 | 0 | 0 | 0 | 0 | 0 | 0 | 0 | 0 | 0
F6_Industrial_Industrial - ID_New_Process_Natural Gas_Process Boiler - Burner Control Optimization_A_Achievable Economic RVT Potential | F6 | Industrial | Industrial - ID | New | Process | Natural Gas | Process Boiler - Burner Control Optimization | A | Standalone Impact on Baseline Winter Peak (%) | Achievable Economic RVT Potential | 0 | 0 | 0 | 0 | 0 | 0 | 0 | 0 | 0 | 0 | 0 | 0 | 0 | 0 | 0 | 0 | 0 | 0 | 0 | 0 | 0 | 0 | 0 | 0 | 0 | 0 | 0
F7_Industrial_Industrial - ID_New_Process_Natural Gas_Process Boiler - Burner Control Optimization_A_Achievable Economic RVT Potential | F7 | Industrial | Industrial - ID | New | Process | Natural Gas | Process Boiler - Burner Control Optimization | A | Incremental Energy Savings (MWh or mTherms) | Achievable Economic RVT Potential | 0 | 0 | 0 | 0 | 0 | 0 | 0 | 0 | 0 | 0 | 0 | 0 | 0 | 0 | 0 | 0 | 0 | 0 | 0 | 0 | 0 | 0 | 0 | 0 | 0 | 0 | 0
F8_Industrial_Industrial - ID_New_Process_Natural Gas_Process Boiler - Burner Control Optimization_A_Achievable Economic RVT Potential | F8 | Industrial | Industrial - ID | New | Process | Natural Gas | Process Boiler - Burner Control Optimization | A | Incremental Summer Peak Savings (MW) | Achievable Economic RVT Potential | 0 | 0 | 0 | 0 | 0 | 0 | 0 | 0 | 0 | 0 | 0 | 0 | 0 | 0 | 0 | 0 | 0 | 0 | 0 | 0 | 0 | 0 | 0 | 0 | 0 | 0 | 0
F9_Industrial_Industrial - ID_New_Process_Natural Gas_Process Boiler - Burner Control Optimization_A_Achievable Economic RVT Potential | F9 | Industrial | Industrial - ID | New | Process | Natural Gas | Process Boiler - Burner Control Optimization | A | Incremental Winter Peak Savings (MW) | Achievable Economic RVT Potential | 0 | 0 | 0 | 0 | 0 | 0 | 0 | 0 | 0 | 0 | 0 | 0 | 0 | 0 | 0 | 0 | 0 | 0 | 0 | 0 | 0 | 0 | 0 | 0 | 0 | 0 | 0
F10_Industrial_Industrial - ID_New_Process_Natural Gas_Process Boiler - Burner Control Optimization_A_Achievable Economic RVT Potential | F10 | Industrial | Industrial - ID | New | Process | Natural Gas | Process Boiler - Burner Control Optimization | A | Cumulative Energy Savings (MWh or mTherms) | Achievable Economic RVT Potential | 0 | 0 | 0 | 0 | 0 | 0 | 0 | 0 | 0 | 0 | 0 | 0 | 0 | 0 | 0 | 0 | 0 | 0 | 0 | 0 | 0 | 0 | 0 | 0 | 0 | 0 | 0
F11_Industrial_Industrial - ID_New_Process_Natural Gas_Process Boiler - Burner Control Optimization_A_Achievable Economic RVT Potential | F11 | Industrial | Industrial - ID | New | Process | Natural Gas | Process Boiler - Burner Control Optimization | A | Cumulative Summer Peak Savings (MW) | Achievable Economic RVT Potential | 0 | 0 | 0 | 0 | 0 | 0 | 0 | 0 | 0 | 0 | 0 | 0 | 0 | 0 | 0 | 0 | 0 | 0 | 0 | 0 | 0 | 0 | 0 | 0 | 0 | 0 | 0
F12_Industrial_Industrial - ID_New_Process_Natural Gas_Process Boiler - Burner Control Optimization_A_Achievable Economic RVT Potential | F12 | Industrial | Industrial - ID | New | Process | Natural Gas | Process Boiler - Burner Control Optimization | A | Cumulative Winter Peak Savings (MW) | Achievable Economic RVT Potential | 0 | 0 | 0 | 0 | 0 | 0 | 0 | 0 | 0 | 0 | 0 | 0 | 0 | 0 | 0 | 0 | 0 | 0 | 0 | 0 | 0 | 0 | 0 | 0 | 0 | 0 | 0
F13_Industrial_Industrial - ID_New_Process_Natural Gas_Process Boiler - Burner Control Optimization_A_Achievable Economic RVT Potential | F13 | Industrial | Industrial - ID | New | Process | Natural Gas | Process Boiler - Burner Control Optimization | A | Purchases (Incremental) | Achievable Economic RVT Potential | 0 | 0 | 0 | 0 | 0 | 0 | 0 | 0 | 0 | 0 | 0 | 0 | 0 | 0 | 0 | 0 | 0 | 0 | 0 | 0 | 0 | 0 | 0 | 0 | 0 | 0 | 0
F14_Industrial_Industrial - ID_New_Process_Natural Gas_Process Boiler - Burner Control Optimization_A_Achievable Economic RVT Potential | F14 | Industrial | Industrial - ID | New | Process | Natural Gas | Process Boiler - Burner Control Optimization | A | Purchases (Cumulative) | Achievable Economic RVT Potential | 0 | 0 | 0 | 0 | 0 | 0 | 0 | 0 | 0 | 0 | 0 | 0 | 0 | 0 | 0 | 0 | 0 | 0 | 0 | 0 | 0 | 0 | 0 | 0 | 0 | 0 | 0
F1_Industrial_Industrial - ID_New_Process_Natural Gas_Process Boiler - Insulate Hot Water Lines_A_Achievable Economic RVT Potential | F1 | Industrial | Industrial - ID | New | Process | Natural Gas | Process Boiler - Insulate Hot Water Lines | A | Original Unit Energy Savings (kWh or therms) | Achievable Economic RVT Potential | 0 | 0 | 38.0063 | 38.0063 | 38.0063 | 38.0063 | 38.0063 | 38.0063 | 38.0063 | 38.0063 | 38.0063 | 38.0063 | 38.0063 | 38.0063 | 38.0063 | 38.0063 | 38.0063 | 38.0063 | 38.0063 | 38.0063 | 38.0063 | 38.0063 | 38.0063 | 38.0063 | 38.0063 | 38.0063 | 38.0063
F2_Industrial_Industrial - ID_New_Process_Natural Gas_Process Boiler - Insulate Hot Water Lines_A_Achievable Economic RVT Potential | F2 | Industrial | Industrial - ID | New | Process | Natural Gas | Process Boiler - Insulate Hot Water Lines | A | Original Unit Summer Peak Savings (kW) | Achievable Economic RVT Potential | 0 | 0 | 0 | 0 | 0 | 0 | 0 | 0 | 0 | 0 | 0 | 0 | 0 | 0 | 0 | 0 | 0 | 0 | 0 | 0 | 0 | 0 | 0 | 0 | 0 | 0 | 0
F3_Industrial_Industrial - ID_New_Process_Natural Gas_Process Boiler - Insulate Hot Water Lines_A_Achievable Economic RVT Potential | F3 | Industrial | Industrial - ID | New | Process | Natural Gas | Process Boiler - Insulate Hot Water Lines | A | Original Unit Winter Peak Savings (kW) | Achievable Economic RVT Potential | 0 | 0 | 0 | 0 | 0 | 0 | 0 | 0 | 0 | 0 | 0 | 0 | 0 | 0 | 0 | 0 | 0 | 0 | 0 | 0 | 0 | 0 | 0 | 0 | 0 | 0 | 0
F4_Industrial_Industrial - ID_New_Process_Natural Gas_Process Boiler - Insulate Hot Water Lines_A_Achievable Economic RVT Potential | F4 | Industrial | Industrial - ID | New | Process | Natural Gas | Process Boiler - Insulate Hot Water Lines | A | Standalone Impact on Baseline Energy (%) | Achievable Economic RVT Potential | 0 | 0 | 0 | 0 | 0 | 0 | 0 | 0 | 0 | 0 | 0 | 0 | 0 | 0 | 0 | 0 | 0 | 0 | 0 | 0 | 0 | 0 | 0 | 0 | 0 | 0 | 0
F5_Industrial_Industrial - ID_New_Process_Natural Gas_Process Boiler - Insulate Hot Water Lines_A_Achievable Economic RVT Potential | F5 | Industrial | Industrial - ID | New | Process | Natural Gas | Process Boiler - Insulate Hot Water Lines | A | Standalone Impact on Baseline Summer Peak (%) | Achievable Economic RVT Potential | 0 | 0 | 0 | 0 | 0 | 0 | 0 | 0 | 0 | 0 | 0 | 0 | 0 | 0 | 0 | 0 | 0 | 0 | 0 | 0 | 0 | 0 | 0 | 0 | 0 | 0 | 0
F6_Industrial_Industrial - ID_New_Process_Natural Gas_Process Boiler - Insulate Hot Water Lines_A_Achievable Economic RVT Potential | F6 | Industrial | Industrial - ID | New | Process | Natural Gas | Process Boiler - Insulate Hot Water Lines | A | Standalone Impact on Baseline Winter Peak (%) | Achievable Economic RVT Potential | 0 | 0 | 0 | 0 | 0 | 0 | 0 | 0 | 0 | 0 | 0 | 0 | 0 | 0 | 0 | 0 | 0 | 0 | 0 | 0 | 0 | 0 | 0 | 0 | 0 | 0 | 0
F7_Industrial_Industrial - ID_New_Process_Natural Gas_Process Boiler - Insulate Hot Water Lines_A_Achievable Economic RVT Potential | F7 | Industrial | Industrial - ID | New | Process | Natural Gas | Process Boiler - Insulate Hot Water Lines | A | Incremental Energy Savings (MWh or mTherms) | Achievable Economic RVT Potential | 0 | 0 | 0 | 0 | 0 | 0 | 0 | 0 | 0 | 0 | 0 | 0 | 0 | 0 | 0 | 0 | 0 | 0 | 0 | 0 | 0 | 0 | 0 | 0 | 0 | 0 | 0
F8_Industrial_Industrial - ID_New_Process_Natural Gas_Process Boiler - Insulate Hot Water Lines_A_Achievable Economic RVT Potential | F8 | Industrial | Industrial - ID | New | Process | Natural Gas | Process Boiler - Insulate Hot Water Lines | A | Incremental Summer Peak Savings (MW) | Achievable Economic RVT Potential | 0 | 0 | 0 | 0 | 0 | 0 | 0 | 0 | 0 | 0 | 0 | 0 | 0 | 0 | 0 | 0 | 0 | 0 | 0 | 0 | 0 | 0 | 0 | 0 | 0 | 0 | 0
F9_Industrial_Industrial - ID_New_Process_Natural Gas_Process Boiler - Insulate Hot Water Lines_A_Achievable Economic RVT Potential | F9 | Industrial | Industrial - ID | New | Process | Natural Gas | Process Boiler - Insulate Hot Water Lines | A | Incremental Winter Peak Savings (MW) | Achievable Economic RVT Potential | 0 | 0 | 0 | 0 | 0 | 0 | 0 | 0 | 0 | 0 | 0 | 0 | 0 | 0 | 0 | 0 | 0 | 0 | 0 | 0 | 0 | 0 | 0 | 0 | 0 | 0 | 0
F10_Industrial_Industrial - ID_New_Process_Natural Gas_Process Boiler - Insulate Hot Water Lines_A_Achievable Economic RVT Potential | F10 | Industrial | Industrial - ID | New | Process | Natural Gas | Process Boiler - Insulate Hot Water Lines | A | Cumulative Energy Savings (MWh or mTherms) | Achievable Economic RVT Potential | 0 | 0 | 0 | 0 | 0 | 0 | 0 | 0 | 0 | 0 | 0 | 0 | 0 | 0 | 0 | 0 | 0 | 0 | 0 | 0 | 0 | 0 | 0 | 0 | 0 | 0 | 0
F11_Industrial_Industrial - ID_New_Process_Natural Gas_Process Boiler - Insulate Hot Water Lines_A_Achievable Economic RVT Potential | F11 | Industrial | Industrial - ID | New | Process | Natural Gas | Process Boiler - Insulate Hot Water Lines | A | Cumulative Summer Peak Savings (MW) | Achievable Economic RVT Potential | 0 | 0 | 0 | 0 | 0 | 0 | 0 | 0 | 0 | 0 | 0 | 0 | 0 | 0 | 0 | 0 | 0 | 0 | 0 | 0 | 0 | 0 | 0 | 0 | 0 | 0 | 0
F12_Industrial_Industrial - ID_New_Process_Natural Gas_Process Boiler - Insulate Hot Water Lines_A_Achievable Economic RVT Potential | F12 | Industrial | Industrial - ID | New | Process | Natural Gas | Process Boiler - Insulate Hot Water Lines | A | Cumulative Winter Peak Savings (MW) | Achievable Economic RVT Potential | 0 | 0 | 0 | 0 | 0 | 0 | 0 | 0 | 0 | 0 | 0 | 0 | 0 | 0 | 0 | 0 | 0 | 0 | 0 | 0 | 0 | 0 | 0 | 0 | 0 | 0 | 0
F13_Industrial_Industrial - ID_New_Process_Natural Gas_Process Boiler - Insulate Hot Water Lines_A_Achievable Economic RVT Potential | F13 | Industrial | Industrial - ID | New | Process | Natural Gas | Process Boiler - Insulate Hot Water Lines | A | Purchases (Incremental) | Achievable Economic RVT Potential | 0 | 0 | 0 | 0 | 0 | 0 | 0 | 0 | 0 | 0 | 0 | 0 | 0 | 0 | 0 | 0 | 0 | 0 | 0 | 0 | 0 | 0 | 0 | 0 | 0 | 0 | 0
F14_Industrial_Industrial - ID_New_Process_Natural Gas_Process Boiler - Insulate Hot Water Lines_A_Achievable Economic RVT Potential | F14 | Industrial | Industrial - ID | New | Process | Natural Gas | Process Boiler - Insulate Hot Water Lines | A | Purchases (Cumulative) | Achievable Economic RVT Potential | 0 | 0 | 0 | 0 | 0 | 0 | 0 | 0 | 0 | 0 | 0 | 0 | 0 | 0 | 0 | 0 | 0 | 0 | 0 | 0 | 0 | 0 | 0 | 0 | 0 | 0 | 0
F1_Industrial_Industrial - ID_New_Process_Natural Gas_Process Boiler - Insulate Steam Lines/Condensate Tank_A_Achievable Economic RVT Potential | F1 | Industrial | Industrial - ID | New | Process | Natural Gas | Process Boiler - Insulate Steam Lines/Condensate Tank | A | Original Unit Energy Savings (kWh or therms) | Achievable Economic RVT Potential | 0 | 0 | 56.7725 | 56.7725 | 56.7725 | 56.7725 | 56.7725 | 56.7725 | 56.7725 | 56.7725 | 56.7725 | 56.7725 | 56.7725 | 56.7725 | 56.7725 | 56.7725 | 56.7725 | 56.7725 | 56.7725 | 56.7725 | 56.7725 | 56.7725 | 56.7725 | 56.7725 | 56.7725 | 56.7725 | 56.7725
F2_Industrial_Industrial - ID_New_Process_Natural Gas_Process Boiler - Insulate Steam Lines/Condensate Tank_A_Achievable Economic RVT Potential | F2 | Industrial | Industrial - ID | New | Process | Natural Gas | Process Boiler - Insulate Steam Lines/Condensate Tank | A | Original Unit Summer Peak Savings (kW) | Achievable Economic RVT Potential | 0 | 0 | 0 | 0 | 0 | 0 | 0 | 0 | 0 | 0 | 0 | 0 | 0 | 0 | 0 | 0 | 0 | 0 | 0 | 0 | 0 | 0 | 0 | 0 | 0 | 0 | 0
F3_Industrial_Industrial - ID_New_Process_Natural Gas_Process Boiler - Insulate Steam Lines/Condensate Tank_A_Achievable Economic RVT Potential | F3 | Industrial | Industrial - ID | New | Process | Natural Gas | Process Boiler - Insulate Steam Lines/Condensate Tank | A | Original Unit Winter Peak Savings (kW) | Achievable Economic RVT Potential | 0 | 0 | 0 | 0 | 0 | 0 | 0 | 0 | 0 | 0 | 0 | 0 | 0 | 0 | 0 | 0 | 0 | 0 | 0 | 0 | 0 | 0 | 0 | 0 | 0 | 0 | 0
F4_Industrial_Industrial - ID_New_Process_Natural Gas_Process Boiler - Insulate Steam Lines/Condensate Tank_A_Achievable Economic RVT Potential | F4 | Industrial | Industrial - ID | New | Process | Natural Gas | Process Boiler - Insulate Steam Lines/Condensate Tank | A | Standalone Impact on Baseline Energy (%) | Achievable Economic RVT Potential | 0 | 0 | 0 | 0 | 0 | 0 | 0 | 0 | 0 | 0 | 0 | 0 | 0 | 0 | 0 | 0 | 0 | 0 | 0 | 0 | 0 | 0 | 0 | 0 | 0 | 0 | 0
F5_Industrial_Industrial - ID_New_Process_Natural Gas_Process Boiler - Insulate Steam Lines/Condensate Tank_A_Achievable Economic RVT Potential | F5 | Industrial | Industrial - ID | New | Process | Natural Gas | Process Boiler - Insulate Steam Lines/Condensate Tank | A | Standalone Impact on Baseline Summer Peak (%) | Achievable Economic RVT Potential | 0 | 0 | 0 | 0 | 0 | 0 | 0 | 0 | 0 | 0 | 0 | 0 | 0 | 0 | 0 | 0 | 0 | 0 | 0 | 0 | 0 | 0 | 0 | 0 | 0 | 0 | 0
F6_Industrial_Industrial - ID_New_Process_Natural Gas_Process Boiler - Insulate Steam Lines/Condensate Tank_A_Achievable Economic RVT Potential | F6 | Industrial | Industrial - ID | New | Process | Natural Gas | Process Boiler - Insulate Steam Lines/Condensate Tank | A | Standalone Impact on Baseline Winter Peak (%) | Achievable Economic RVT Potential | 0 | 0 | 0 | 0 | 0 | 0 | 0 | 0 | 0 | 0 | 0 | 0 | 0 | 0 | 0 | 0 | 0 | 0 | 0 | 0 | 0 | 0 | 0 | 0 | 0 | 0 | 0
F7_Industrial_Industrial - ID_New_Process_Natural Gas_Process Boiler - Insulate Steam Lines/Condensate Tank_A_Achievable Economic RVT Potential | F7 | Industrial | Industrial - ID | New | Process | Natural Gas | Process Boiler - Insulate Steam Lines/Condensate Tank | A | Incremental Energy Savings (MWh or mTherms) | Achievable Economic RVT Potential | 0 | 0 | 0 | 0 | 0 | 0 | 0 | 0 | 0 | 0 | 0 | 0 | 0 | 0 | 0 | 0 | 0 | 0 | 0 | 0 | 0 | 0 | 0 | 0 | 0 | 0 | 0
F8_Industrial_Industrial - ID_New_Process_Natural Gas_Process Boiler - Insulate Steam Lines/Condensate Tank_A_Achievable Economic RVT Potential | F8 | Industrial | Industrial - ID | New | Process | Natural Gas | Process Boiler - Insulate Steam Lines/Condensate Tank | A | Incremental Summer Peak Savings (MW) | Achievable Economic RVT Potential | 0 | 0 | 0 | 0 | 0 | 0 | 0 | 0 | 0 | 0 | 0 | 0 | 0 | 0 | 0 | 0 | 0 | 0 | 0 | 0 | 0 | 0 | 0 | 0 | 0 | 0 | 0
F9_Industrial_Industrial - ID_New_Process_Natural Gas_Process Boiler - Insulate Steam Lines/Condensate Tank_A_Achievable Economic RVT Potential | F9 | Industrial | Industrial - ID | New | Process | Natural Gas | Process Boiler - Insulate Steam Lines/Condensate Tank | A | Incremental Winter Peak Savings (MW) | Achievable Economic RVT Potential | 0 | 0 | 0 | 0 | 0 | 0 | 0 | 0 | 0 | 0 | 0 | 0 | 0 | 0 | 0 | 0 | 0 | 0 | 0 | 0 | 0 | 0 | 0 | 0 | 0 | 0 | 0
F10_Industrial_Industrial - ID_New_Process_Natural Gas_Process Boiler - Insulate Steam Lines/Condensate Tank_A_Achievable Economic RVT Potential | F10 | Industrial | Industrial - ID | New | Process | Natural Gas | Process Boiler - Insulate Steam Lines/Condensate Tank | A | Cumulative Energy Savings (MWh or mTherms) | Achievable Economic RVT Potential | 0 | 0 | 0 | 0 | 0 | 0 | 0 | 0 | 0 | 0 | 0 | 0 | 0 | 0 | 0 | 0 | 0 | 0 | 0 | 0 | 0 | 0 | 0 | 0 | 0 | 0 | 0
F11_Industrial_Industrial - ID_New_Process_Natural Gas_Process Boiler - Insulate Steam Lines/Condensate Tank_A_Achievable Economic RVT Potential | F11 | Industrial | Industrial - ID | New | Process | Natural Gas | Process Boiler - Insulate Steam Lines/Condensate Tank | A | Cumulative Summer Peak Savings (MW) | Achievable Economic RVT Potential | 0 | 0 | 0 | 0 | 0 | 0 | 0 | 0 | 0 | 0 | 0 | 0 | 0 | 0 | 0 | 0 | 0 | 0 | 0 | 0 | 0 | 0 | 0 | 0 | 0 | 0 | 0
F12_Industrial_Industrial - ID_New_Process_Natural Gas_Process Boiler - Insulate Steam Lines/Condensate Tank_A_Achievable Economic RVT Potential | F12 | Industrial | Industrial - ID | New | Process | Natural Gas | Process Boiler - Insulate Steam Lines/Condensate Tank | A | Cumulative Winter Peak Savings (MW) | Achievable Economic RVT Potential | 0 | 0 | 0 | 0 | 0 | 0 | 0 | 0 | 0 | 0 | 0 | 0 | 0 | 0 | 0 | 0 | 0 | 0 | 0 | 0 | 0 | 0 | 0 | 0 | 0 | 0 | 0
F13_Industrial_Industrial - ID_New_Process_Natural Gas_Process Boiler - Insulate Steam Lines/Condensate Tank_A_Achievable Economic RVT Potential | F13 | Industrial | Industrial - ID | New | Process | Natural Gas | Process Boiler - Insulate Steam Lines/Condensate Tank | A | Purchases (Incremental) | Achievable Economic RVT Potential | 0 | 0 | 0 | 0 | 0 | 0 | 0 | 0 | 0 | 0 | 0 | 0 | 0 | 0 | 0 | 0 | 0 | 0 | 0 | 0 | 0 | 0 | 0 | 0 | 0 | 0 | 0
F14_Industrial_Industrial - ID_New_Process_Natural Gas_Process Boiler - Insulate Steam Lines/Condensate Tank_A_Achievable Economic RVT Potential | F14 | Industrial | Industrial - ID | New | Process | Natural Gas | Process Boiler - Insulate Steam Lines/Condensate Tank | A | Purchases (Cumulative) | Achievable Economic RVT Potential | 0 | 0 | 0 | 0 | 0 | 0 | 0 | 0 | 0 | 0 | 0 | 0 | 0 | 0 | 0 | 0 | 0 | 0 | 0 | 0 | 0 | 0 | 0 | 0 | 0 | 0 | 0
F1_Industrial_Industrial - ID_New_Process_Natural Gas_Process Boiler - Stack Economizer_A_Achievable Economic RVT Potential | F1 | Industrial | Industrial - ID | New | Process | Natural Gas | Process Boiler - Stack Economizer | A | Original Unit Energy Savings (kWh or therms) | Achievable Economic RVT Potential | 0 | 0 | 7.6762 | 7.6762 | 7.6762 | 7.6762 | 7.6762 | 7.6762 | 7.6762 | 7.6762 | 7.6762 | 7.6762 | 7.6762 | 7.6762 | 7.6762 | 7.6762 | 7.6762 | 7.6762 | 7.6762 | 7.6762 | 7.6762 | 7.6762 | 7.6762 | 7.6762 | 7.6762 | 7.6762 | 7.6762
F2_Industrial_Industrial - ID_New_Process_Natural Gas_Process Boiler - Stack Economizer_A_Achievable Economic RVT Potential | F2 | Industrial | Industrial - ID | New | Process | Natural Gas | Process Boiler - Stack Economizer | A | Original Unit Summer Peak Savings (kW) | Achievable Economic RVT Potential | 0 | 0 | 0 | 0 | 0 | 0 | 0 | 0 | 0 | 0 | 0 | 0 | 0 | 0 | 0 | 0 | 0 | 0 | 0 | 0 | 0 | 0 | 0 | 0 | 0 | 0 | 0
F3_Industrial_Industrial - ID_New_Process_Natural Gas_Process Boiler - Stack Economizer_A_Achievable Economic RVT Potential | F3 | Industrial | Industrial - ID | New | Process | Natural Gas | Process Boiler - Stack Economizer | A | Original Unit Winter Peak Savings (kW) | Achievable Economic RVT Potential | 0 | 0 | 0 | 0 | 0 | 0 | 0 | 0 | 0 | 0 | 0 | 0 | 0 | 0 | 0 | 0 | 0 | 0 | 0 | 0 | 0 | 0 | 0 | 0 | 0 | 0 | 0
F4_Industrial_Industrial - ID_New_Process_Natural Gas_Process Boiler - Stack Economizer_A_Achievable Economic RVT Potential | F4 | Industrial | Industrial - ID | New | Process | Natural Gas | Process Boiler - Stack Economizer | A | Standalone Impact on Baseline Energy (%) | Achievable Economic RVT Potential | 0 | 0 | 0.00053108 | 0.00061237 | 0.0008704 | 0.0011339 | 0.001404 | 0.0016229 | 0.0017563 | 0.0018321 | 0.0018678 | 0.0018754 | 0.001863 | 0.0018368 | 0.0018011 | 0.0017592 | 0.0017135 | 0.0016584 | 0.0015693 | 0.0014906 | 0.0014206 | 0.0013579 | 0.0013015 | 0.0012504 | 0.001204 | 0.0011616 | 0.0011228
F5_Industrial_Industrial - ID_New_Process_Natural Gas_Process Boiler - Stack Economizer_A_Achievable Economic RVT Potential | F5 | Industrial | Industrial - ID | New | Process | Natural Gas | Process Boiler - Stack Economizer | A | Standalone Impact on Baseline Summer Peak (%) | Achievable Economic RVT Potential | 0 | 0 | 0 | 0 | 0 | 0 | 0 | 0 | 0 | 0 | 0 | 0 | 0 | 0 | 0 | 0 | 0 | 0 | 0 | 0 | 0 | 0 | 0 | 0 | 0 | 0 | 0
F6_Industrial_Industrial - ID_New_Process_Natural Gas_Process Boiler - Stack Economizer_A_Achievable Economic RVT Potential | F6 | Industrial | Industrial - ID | New | Process | Natural Gas | Process Boiler - Stack Economizer | A | Standalone Impact on Baseline Winter Peak (%) | Achievable Economic RVT Potential | 0 | 0 | 0 | 0 | 0 | 0 | 0 | 0 | 0 | 0 | 0 | 0 | 0 | 0 | 0 | 0 | 0 | 0 | 0 | 0 | 0 | 0 | 0 | 0 | 0 | 0 | 0
F7_Industrial_Industrial - ID_New_Process_Natural Gas_Process Boiler - Stack Economizer_A_Achievable Economic RVT Potential | F7 | Industrial | Industrial - ID | New | Process | Natural Gas | Process Boiler - Stack Economizer | A | Incremental Energy Savings (MWh or mTherms) | Achievable Economic RVT Potential | 0 | 0 | 0 | 0 | 0 | 0 | 0 | 0 | 0 | 0 | 0 | 0 | 0 | 0 | 0 | 0 | 0 | 0 | 0 | 0 | 0 | 0 | 0 | 0 | 0 | 0 | 0
F8_Industrial_Industrial - ID_New_Process_Natural Gas_Process Boiler - Stack Economizer_A_Achievable Economic RVT Potential | F8 | Industrial | Industrial - ID | New | Process | Natural Gas | Process Boiler - Stack Economizer | A | Incremental Summer Peak Savings (MW) | Achievable Economic RVT Potential | 0 | 0 | 0 | 0 | 0 | 0 | 0 | 0 | 0 | 0 | 0 | 0 | 0 | 0 | 0 | 0 | 0 | 0 | 0 | 0 | 0 | 0 | 0 | 0 | 0 | 0 | 0
F9_Industrial_Industrial - ID_New_Process_Natural Gas_Process Boiler - Stack Economizer_A_Achievable Economic RVT Potential | F9 | Industrial | Industrial - ID | New | Process | Natural Gas | Process Boiler - Stack Economizer | A | Incremental Winter Peak Savings (MW) | Achievable Economic RVT Potential | 0 | 0 | 0 | 0 | 0 | 0 | 0 | 0 | 0 | 0 | 0 | 0 | 0 | 0 | 0 | 0 | 0 | 0 | 0 | 0 | 0 | 0 | 0 | 0 | 0 | 0 | 0
F10_Industrial_Industrial - ID_New_Process_Natural Gas_Process Boiler - Stack Economizer_A_Achievable Economic RVT Potential | F10 | Industrial | Industrial - ID | New | Process | Natural Gas | Process Boiler - Stack Economizer | A | Cumulative Energy Savings (MWh or mTherms) | Achievable Economic RVT Potential | 0 | 0 | 0 | 0 | 0 | 0 | 0 | 0 | 0 | 0 | 0 | 0 | 0 | 0 | 0 | 0 | 0 | 0 | 0 | 0 | 0 | 0 | 0 | 0 | 0 | 0 | 0
F11_Industrial_Industrial - ID_New_Process_Natural Gas_Process Boiler - Stack Economizer_A_Achievable Economic RVT Potential | F11 | Industrial | Industrial - ID | New | Process | Natural Gas | Process Boiler - Stack Economizer | A | Cumulative Summer Peak Savings (MW) | Achievable Economic RVT Potential | 0 | 0 | 0 | 0 | 0 | 0 | 0 | 0 | 0 | 0 | 0 | 0 | 0 | 0 | 0 | 0 | 0 | 0 | 0 | 0 | 0 | 0 | 0 | 0 | 0 | 0 | 0
F12_Industrial_Industrial - ID_New_Process_Natural Gas_Process Boiler - Stack Economizer_A_Achievable Economic RVT Potential | F12 | Industrial | Industrial - ID | New | Process | Natural Gas | Process Boiler - Stack Economizer | A | Cumulative Winter Peak Savings (MW) | Achievable Economic RVT Potential | 0 | 0 | 0 | 0 | 0 | 0 | 0 | 0 | 0 | 0 | 0 | 0 | 0 | 0 | 0 | 0 | 0 | 0 | 0 | 0 | 0 | 0 | 0 | 0 | 0 | 0 | 0
F13_Industrial_Industrial - ID_New_Process_Natural Gas_Process Boiler - Stack Economizer_A_Achievable Economic RVT Potential | F13 | Industrial | Industrial - ID | New | Process | Natural Gas | Process Boiler - Stack Economizer | A | Purchases (Incremental) | Achievable Economic RVT Potential | 0 | 0 | 0 | 0 | 0 | 0 | 0 | 0 | 0 | 0 | 0 | 0 | 0 | 0 | 0 | 0 | 0 | 0 | 0 | 0 | 0 | 0 | 0 | 0 | 0 | 0 | 0
F14_Industrial_Industrial - ID_New_Process_Natural Gas_Process Boiler - Stack Economizer_A_Achievable Economic RVT Potential | F14 | Industrial | Industrial - ID | New | Process | Natural Gas | Process Boiler - Stack Economizer | A | Purchases (Cumulative) | Achievable Economic RVT Potential | 0 | 0 | 0 | 0 | 0 | 0 | 0 | 0 | 0 | 0 | 0 | 0 | 0 | 0 | 0 | 0 | 0 | 0 | 0 | 0 | 0 | 0 | 0 | 0 | 0 | 0 | 0
F1_Industrial_Industrial - ID_New_Process_Natural Gas_Process Boiler - Steam Trap Replacement_A_Achievable Economic RVT Potential | F1 | Industrial | Industrial - ID | New | Process | Natural Gas | Process Boiler - Steam Trap Replacement | A | Original Unit Energy Savings (kWh or therms) | Achievable Economic RVT Potential | 0 | 0 | 343744.5378 | 343744.5378 | 343744.5378 | 343744.5378 | 343744.5378 | 343744.5378 | 343744.5378 | 343744.5378 | 343744.5378 | 343744.5378 | 343744.5378 | 343744.5378 | 343744.5378 | 343744.5378 | 343744.5378 | 343744.5378 | 343744.5378 | 343744.5378 | 343744.5378 | 343744.5378 | 343744.5378 | 343744.5378 | 343744.5378 | 343744.5378 | 343744.5378
F2_Industrial_Industrial - ID_New_Process_Natural Gas_Process Boiler - Steam Trap Replacement_A_Achievable Economic RVT Potential | F2 | Industrial | Industrial - ID | New | Process | Natural Gas | Process Boiler - Steam Trap Replacement | A | Original Unit Summer Peak Savings (kW) | Achievable Economic RVT Potential | 0 | 0 | 0 | 0 | 0 | 0 | 0 | 0 | 0 | 0 | 0 | 0 | 0 | 0 | 0 | 0 | 0 | 0 | 0 | 0 | 0 | 0 | 0 | 0 | 0 | 0 | 0
F3_Industrial_Industrial - ID_New_Process_Natural Gas_Process Boiler - Steam Trap Replacement_A_Achievable Economic RVT Potential | F3 | Industrial | Industrial - ID | New | Process | Natural Gas | Process Boiler - Steam Trap Replacement | A | Original Unit Winter Peak Savings (kW) | Achievable Economic RVT Potential | 0 | 0 | 0 | 0 | 0 | 0 | 0 | 0 | 0 | 0 | 0 | 0 | 0 | 0 | 0 | 0 | 0 | 0 | 0 | 0 | 0 | 0 | 0 | 0 | 0 | 0 | 0
F4_Industrial_Industrial - ID_New_Process_Natural Gas_Process Boiler - Steam Trap Replacement_A_Achievable Economic RVT Potential | F4 | Industrial | Industrial - ID | New | Process | Natural Gas | Process Boiler - Steam Trap Replacement | A | Standalone Impact on Baseline Energy (%) | Achievable Economic RVT Potential | 0 | 0 | 7.0485e-06 | 8.1273e-06 | 1.1552e-05 | 1.5049e-05 | 1.8633e-05 | 2.2244e-05 | 2.566e-05 | 2.8097e-05 | 2.9943e-05 | 3.1381e-05 | 3.2537e-05 | 3.3486e-05 | 3.4279e-05 | 3.4952e-05 | 3.5531e-05 | 3.6032e-05 | 3.6472e-05 | 3.686e-05 | 3.7122e-05 | 3.6916e-05 | 3.5382e-05 | 3.3994e-05 | 3.2732e-05 | 3.1581e-05 | 3.0526e-05
F5_Industrial_Industrial - ID_New_Process_Natural Gas_Process Boiler - Steam Trap Replacement_A_Achievable Economic RVT Potential | F5 | Industrial | Industrial - ID | New | Process | Natural Gas | Process Boiler - Steam Trap Replacement | A | Standalone Impact on Baseline Summer Peak (%) | Achievable Economic RVT Potential | 0 | 0 | 0 | 0 | 0 | 0 | 0 | 0 | 0 | 0 | 0 | 0 | 0 | 0 | 0 | 0 | 0 | 0 | 0 | 0 | 0 | 0 | 0 | 0 | 0 | 0 | 0
F6_Industrial_Industrial - ID_New_Process_Natural Gas_Process Boiler - Steam Trap Replacement_A_Achievable Economic RVT Potential | F6 | Industrial | Industrial - ID | New | Process | Natural Gas | Process Boiler - Steam Trap Replacement | A | Standalone Impact on Baseline Winter Peak (%) | Achievable Economic RVT Potential | 0 | 0 | 0 | 0 | 0 | 0 | 0 | 0 | 0 | 0 | 0 | 0 | 0 | 0 | 0 | 0 | 0 | 0 | 0 | 0 | 0 | 0 | 0 | 0 | 0 | 0 | 0
F7_Industrial_Industrial - ID_New_Process_Natural Gas_Process Boiler - Steam Trap Replacement_A_Achievable Economic RVT Potential | F7 | Industrial | Industrial - ID | New | Process | Natural Gas | Process Boiler - Steam Trap Replacement | A | Incremental Energy Savings (MWh or mTherms) | Achievable Economic RVT Potential | 0 | 0 | 0 | 0 | 0 | 0 | 0 | 0 | 0 | 0 | 0 | 0 | 0 | 0 | 0 | 0 | 0 | 0 | 0 | 0 | 0 | 0 | 0 | 0 | 0 | 0 | 0
F8_Industrial_Industrial - ID_New_Process_Natural Gas_Process Boiler - Steam Trap Replacement_A_Achievable Economic RVT Potential | F8 | Industrial | Industrial - ID | New | Process | Natural Gas | Process Boiler - Steam Trap Replacement | A | Incremental Summer Peak Savings (MW) | Achievable Economic RVT Potential | 0 | 0 | 0 | 0 | 0 | 0 | 0 | 0 | 0 | 0 | 0 | 0 | 0 | 0 | 0 | 0 | 0 | 0 | 0 | 0 | 0 | 0 | 0 | 0 | 0 | 0 | 0
F9_Industrial_Industrial - ID_New_Process_Natural Gas_Process Boiler - Steam Trap Replacement_A_Achievable Economic RVT Potential | F9 | Industrial | Industrial - ID | New | Process | Natural Gas | Process Boiler - Steam Trap Replacement | A | Incremental Winter Peak Savings (MW) | Achievable Economic RVT Potential | 0 | 0 | 0 | 0 | 0 | 0 | 0 | 0 | 0 | 0 | 0 | 0 | 0 | 0 | 0 | 0 | 0 | 0 | 0 | 0 | 0 | 0 | 0 | 0 | 0 | 0 | 0
F10_Industrial_Industrial - ID_New_Process_Natural Gas_Process Boiler - Steam Trap Replacement_A_Achievable Economic RVT Potential | F10 | Industrial | Industrial - ID | New | Process | Natural Gas | Process Boiler - Steam Trap Replacement | A | Cumulative Energy Savings (MWh or mTherms) | Achievable Economic RVT Potential | 0 | 0 | 0 | 0 | 0 | 0 | 0 | 0 | 0 | 0 | 0 | 0 | 0 | 0 | 0 | 0 | 0 | 0 | 0 | 0 | 0 | 0 | 0 | 0 | 0 | 0 | 0
F11_Industrial_Industrial - ID_New_Process_Natural Gas_Process Boiler - Steam Trap Replacement_A_Achievable Economic RVT Potential | F11 | Industrial | Industrial - ID | New | Process | Natural Gas | Process Boiler - Steam Trap Replacement | A | Cumulative Summer Peak Savings (MW) | Achievable Economic RVT Potential | 0 | 0 | 0 | 0 | 0 | 0 | 0 | 0 | 0 | 0 | 0 | 0 | 0 | 0 | 0 | 0 | 0 | 0 | 0 | 0 | 0 | 0 | 0 | 0 | 0 | 0 | 0
F12_Industrial_Industrial - ID_New_Process_Natural Gas_Process Boiler - Steam Trap Replacement_A_Achievable Economic RVT Potential | F12 | Industrial | Industrial - ID | New | Process | Natural Gas | Process Boiler - Steam Trap Replacement | A | Cumulative Winter Peak Savings (MW) | Achievable Economic RVT Potential | 0 | 0 | 0 | 0 | 0 | 0 | 0 | 0 | 0 | 0 | 0 | 0 | 0 | 0 | 0 | 0 | 0 | 0 | 0 | 0 | 0 | 0 | 0 | 0 | 0 | 0 | 0
F13_Industrial_Industrial - ID_New_Process_Natural Gas_Process Boiler - Steam Trap Replacement_A_Achievable Economic RVT Potential | F13 | Industrial | Industrial - ID | New | Process | Natural Gas | Process Boiler - Steam Trap Replacement | A | Purchases (Incremental) | Achievable Economic RVT Potential | 0 | 0 | 0 | 0 | 0 | 0 | 0 | 0 | 0 | 0 | 0 | 0 | 0 | 0 | 0 | 0 | 0 | 0 | 0 | 0 | 0 | 0 | 0 | 0 | 0 | 0 | 0
F14_Industrial_Industrial - ID_New_Process_Natural Gas_Process Boiler - Steam Trap Replacement_A_Achievable Economic RVT Potential | F14 | Industrial | Industrial - ID | New | Process | Natural Gas | Process Boiler - Steam Trap Replacement | A | Purchases (Cumulative) | Achievable Economic RVT Potential | 0 | 0 | 0 | 0 | 0 | 0 | 0 | 0 | 0 | 0 | 0 | 0 | 0 | 0 | 0 | 0 | 0 | 0 | 0 | 0 | 0 | 0 | 0 | 0 | 0 | 0 | 0
F1_Industrial_Industrial - ID_New_Process_Natural Gas_Process Boiler - Maintenance_A_Achievable Economic RVT Potential | F1 | Industrial | Industrial - ID | New | Process | Natural Gas | Process Boiler - Maintenance | A | Original Unit Energy Savings (kWh or therms) | Achievable Economic RVT Potential | 0 | 0 | 4.7976 | 4.7976 | 4.7976 | 4.7976 | 4.7976 | 4.7976 | 4.7976 | 4.7976 | 4.7976 | 4.7976 | 4.7976 | 4.7976 | 4.7976 | 4.7976 | 4.7976 | 4.7976 | 4.7976 | 4.7976 | 4.7976 | 4.7976 | 4.7976 | 4.7976 | 4.7976 | 4.7976 | 4.7976
F2_Industrial_Industrial - ID_New_Process_Natural Gas_Process Boiler - Maintenance_A_Achievable Economic RVT Potential | F2 | Industrial | Industrial - ID | New | Process | Natural Gas | Process Boiler - Maintenance | A | Original Unit Summer Peak Savings (kW) | Achievable Economic RVT Potential | 0 | 0 | 0 | 0 | 0 | 0 | 0 | 0 | 0 | 0 | 0 | 0 | 0 | 0 | 0 | 0 | 0 | 0 | 0 | 0 | 0 | 0 | 0 | 0 | 0 | 0 | 0
F3_Industrial_Industrial - ID_New_Process_Natural Gas_Process Boiler - Maintenance_A_Achievable Economic RVT Potential | F3 | Industrial | Industrial - ID | New | Process | Natural Gas | Process Boiler - Maintenance | A | Original Unit Winter Peak Savings (kW) | Achievable Economic RVT Potential | 0 | 0 | 0 | 0 | 0 | 0 | 0 | 0 | 0 | 0 | 0 | 0 | 0 | 0 | 0 | 0 | 0 | 0 | 0 | 0 | 0 | 0 | 0 | 0 | 0 | 0 | 0
F4_Industrial_Industrial - ID_New_Process_Natural Gas_Process Boiler - Maintenance_A_Achievable Economic RVT Potential | F4 | Industrial | Industrial - ID | New | Process | Natural Gas | Process Boiler - Maintenance | A | Standalone Impact on Baseline Energy (%) | Achievable Economic RVT Potential | 0 | 0 | 8.3911e-05 | 7.1658e-05 | 8.0422e-05 | 8.2478e-05 | 7.39e-05 | 6.6606e-05 | 6.0128e-05 | 5.308e-05 | 4.7026e-05 | 4.2287e-05 | 3.8477e-05 | 3.5347e-05 | 3.2731e-05 | 3.0513e-05 | 2.8607e-05 | 2.6953e-05 | 2.5504e-05 | 2.4225e-05 | 2.3087e-05 | 2.2068e-05 | 2.1151e-05 | 2.0322e-05 | 1.9568e-05 | 1.8879e-05 | 1.8248e-05
F5_Industrial_Industrial - ID_New_Process_Natural Gas_Process Boiler - Maintenance_A_Achievable Economic RVT Potential | F5 | Industrial | Industrial - ID | New | Process | Natural Gas | Process Boiler - Maintenance | A | Standalone Impact on Baseline Summer Peak (%) | Achievable Economic RVT Potential | 0 | 0 | 0 | 0 | 0 | 0 | 0 | 0 | 0 | 0 | 0 | 0 | 0 | 0 | 0 | 0 | 0 | 0 | 0 | 0 | 0 | 0 | 0 | 0 | 0 | 0 | 0
F6_Industrial_Industrial - ID_New_Process_Natural Gas_Process Boiler - Maintenance_A_Achievable Economic RVT Potential | F6 | Industrial | Industrial - ID | New | Process | Natural Gas | Process Boiler - Maintenance | A | Standalone Impact on Baseline Winter Peak (%) | Achievable Economic RVT Potential | 0 | 0 | 0 | 0 | 0 | 0 | 0 | 0 | 0 | 0 | 0 | 0 | 0 | 0 | 0 | 0 | 0 | 0 | 0 | 0 | 0 | 0 | 0 | 0 | 0 | 0 | 0
F7_Industrial_Industrial - ID_New_Process_Natural Gas_Process Boiler - Maintenance_A_Achievable Economic RVT Potential | F7 | Industrial | Industrial - ID | New | Process | Natural Gas | Process Boiler - Maintenance | A | Incremental Energy Savings (MWh or mTherms) | Achievable Economic RVT Potential | 0 | 0 | 0 | 0 | 0 | 0 | 0 | 0 | 0 | 0 | 0 | 0 | 0 | 0 | 0 | 0 | 0 | 0 | 0 | 0 | 0 | 0 | 0 | 0 | 0 | 0 | 0
F8_Industrial_Industrial - ID_New_Process_Natural Gas_Process Boiler - Maintenance_A_Achievable Economic RVT Potential | F8 | Industrial | Industrial - ID | New | Process | Natural Gas | Process Boiler - Maintenance | A | Incremental Summer Peak Savings (MW) | Achievable Economic RVT Potential | 0 | 0 | 0 | 0 | 0 | 0 | 0 | 0 | 0 | 0 | 0 | 0 | 0 | 0 | 0 | 0 | 0 | 0 | 0 | 0 | 0 | 0 | 0 | 0 | 0 | 0 | 0
F9_Industrial_Industrial - ID_New_Process_Natural Gas_Process Boiler - Maintenance_A_Achievable Economic RVT Potential | F9 | Industrial | Industrial - ID | New | Process | Natural Gas | Process Boiler - Maintenance | A | Incremental Winter Peak Savings (MW) | Achievable Economic RVT Potential | 0 | 0 | 0 | 0 | 0 | 0 | 0 | 0 | 0 | 0 | 0 | 0 | 0 | 0 | 0 | 0 | 0 | 0 | 0 | 0 | 0 | 0 | 0 | 0 | 0 | 0 | 0
F10_Industrial_Industrial - ID_New_Process_Natural Gas_Process Boiler - Maintenance_A_Achievable Economic RVT Potential | F10 | Industrial | Industrial - ID | New | Process | Natural Gas | Process Boiler - Maintenance | A | Cumulative Energy Savings (MWh or mTherms) | Achievable Economic RVT Potential | 0 | 0 | 0 | 0 | 0 | 0 | 0 | 0 | 0 | 0 | 0 | 0 | 0 | 0 | 0 | 0 | 0 | 0 | 0 | 0 | 0 | 0 | 0 | 0 | 0 | 0 | 0
F11_Industrial_Industrial - ID_New_Process_Natural Gas_Process Boiler - Maintenance_A_Achievable Economic RVT Potential | F11 | Industrial | Industrial - ID | New | Process | Natural Gas | Process Boiler - Maintenance | A | Cumulative Summer Peak Savings (MW) | Achievable Economic RVT Potential | 0 | 0 | 0 | 0 | 0 | 0 | 0 | 0 | 0 | 0 | 0 | 0 | 0 | 0 | 0 | 0 | 0 | 0 | 0 | 0 | 0 | 0 | 0 | 0 | 0 | 0 | 0
F12_Industrial_Industrial - ID_New_Process_Natural Gas_Process Boiler - Maintenance_A_Achievable Economic RVT Potential | F12 | Industrial | Industrial - ID | New | Process | Natural Gas | Process Boiler - Maintenance | A | Cumulative Winter Peak Savings (MW) | Achievable Economic RVT Potential | 0 | 0 | 0 | 0 | 0 | 0 | 0 | 0 | 0 | 0 | 0 | 0 | 0 | 0 | 0 | 0 | 0 | 0 | 0 | 0 | 0 | 0 | 0 | 0 | 0 | 0 | 0
F13_Industrial_Industrial - ID_New_Process_Natural Gas_Process Boiler - Maintenance_A_Achievable Economic RVT Potential | F13 | Industrial | Industrial - ID | New | Process | Natural Gas | Process Boiler - Maintenance | A | Purchases (Incremental) | Achievable Economic RVT Potential | 0 | 0 | 0 | 0 | 0 | 0 | 0 | 0 | 0 | 0 | 0 | 0 | 0 | 0 | 0 | 0 | 0 | 0 | 0 | 0 | 0 | 0 | 0 | 0 | 0 | 0 | 0
F14_Industrial_Industrial - ID_New_Process_Natural Gas_Process Boiler - Maintenance_A_Achievable Economic RVT Potential | F14 | Industrial | Industrial - ID | New | Process | Natural Gas | Process Boiler - Maintenance | A | Purchases (Cumulative) | Achievable Economic RVT Potential | 0 | 0 | 0 | 0 | 0 | 0 | 0 | 0 | 0 | 0 | 0 | 0 | 0 | 0 | 0 | 0 | 0 | 0 | 0 | 0 | 0 | 0 | 0 | 0 | 0 | 0 | 0
F1_Industrial_Industrial - ID_New_Process_Natural Gas_Process - Heat Recovery_A_Achievable Economic RVT Potential | F1 | Industrial | Industrial - ID | New | Process | Natural Gas | Process - Heat Recovery | A | Original Unit Energy Savings (kWh or therms) | Achievable Economic RVT Potential | 0 | 0 | 0.71666 | 0.71666 | 0.71666 | 0.71666 | 0.71666 | 0.71666 | 0.71666 | 0.71666 | 0.71666 | 0.71666 | 0.71666 | 0.71666 | 0.71666 | 0.71666 | 0.71666 | 0.71666 | 0.71666 | 0.71666 | 0.71666 | 0.71666 | 0.71666 | 0.71666 | 0.71666 | 0.71666 | 0.71666
F2_Industrial_Industrial - ID_New_Process_Natural Gas_Process - Heat Recovery_A_Achievable Economic RVT Potential | F2 | Industrial | Industrial - ID | New | Process | Natural Gas | Process - Heat Recovery | A | Original Unit Summer Peak Savings (kW) | Achievable Economic RVT Potential | 0 | 0 | 0 | 0 | 0 | 0 | 0 | 0 | 0 | 0 | 0 | 0 | 0 | 0 | 0 | 0 | 0 | 0 | 0 | 0 | 0 | 0 | 0 | 0 | 0 | 0 | 0
F3_Industrial_Industrial - ID_New_Process_Natural Gas_Process - Heat Recovery_A_Achievable Economic RVT Potential | F3 | Industrial | Industrial - ID | New | Process | Natural Gas | Process - Heat Recovery | A | Original Unit Winter Peak Savings (kW) | Achievable Economic RVT Potential | 0 | 0 | 0 | 0 | 0 | 0 | 0 | 0 | 0 | 0 | 0 | 0 | 0 | 0 | 0 | 0 | 0 | 0 | 0 | 0 | 0 | 0 | 0 | 0 | 0 | 0 | 0
F4_Industrial_Industrial - ID_New_Process_Natural Gas_Process - Heat Recovery_A_Achievable Economic RVT Potential | F4 | Industrial | Industrial - ID | New | Process | Natural Gas | Process - Heat Recovery | A | Standalone Impact on Baseline Energy (%) | Achievable Economic RVT Potential | 0 | 0 | 0.0057375 | 0.0066156 | 0.0094032 | 0.01225 | 0.015167 | 0.018107 | 0.021066 | 0.024043 | 0.027039 | 0.030051 | 0.033081 | 0.036128 | 0.039192 | 0.042273 | 0.04537 | 0.048485 | 0.051616 | 0.054764 | 0.057929 | 0.061111 | 0.058572 | 0.056274 | 0.054186 | 0.052279 | 0.050533
F5_Industrial_Industrial - ID_New_Process_Natural Gas_Process - Heat Recovery_A_Achievable Economic RVT Potential | F5 | Industrial | Industrial - ID | New | Process | Natural Gas | Process - Heat Recovery | A | Standalone Impact on Baseline Summer Peak (%) | Achievable Economic RVT Potential | 0 | 0 | 0 | 0 | 0 | 0 | 0 | 0 | 0 | 0 | 0 | 0 | 0 | 0 | 0 | 0 | 0 | 0 | 0 | 0 | 0 | 0 | 0 | 0 | 0 | 0 | 0
F6_Industrial_Industrial - ID_New_Process_Natural Gas_Process - Heat Recovery_A_Achievable Economic RVT Potential | F6 | Industrial | Industrial - ID | New | Process | Natural Gas | Process - Heat Recovery | A | Standalone Impact on Baseline Winter Peak (%) | Achievable Economic RVT Potential | 0 | 0 | 0 | 0 | 0 | 0 | 0 | 0 | 0 | 0 | 0 | 0 | 0 | 0 | 0 | 0 | 0 | 0 | 0 | 0 | 0 | 0 | 0 | 0 | 0 | 0 | 0
F7_Industrial_Industrial - ID_New_Process_Natural Gas_Process - Heat Recovery_A_Achievable Economic RVT Potential | F7 | Industrial | Industrial - ID | New | Process | Natural Gas | Process - Heat Recovery | A | Incremental Energy Savings (MWh or mTherms) | Achievable Economic RVT Potential | 0 | 0 | 0 | 0 | 0 | 0 | 0 | 0 | 0 | 0 | 0 | 0 | 0 | 0 | 0 | 0 | 0 | 0 | 0 | 0 | 0 | 0 | 0 | 0 | 0 | 0 | 0
F8_Industrial_Industrial - ID_New_Process_Natural Gas_Process - Heat Recovery_A_Achievable Economic RVT Potential | F8 | Industrial | Industrial - ID | New | Process | Natural Gas | Process - Heat Recovery | A | Incremental Summer Peak Savings (MW) | Achievable Economic RVT Potential | 0 | 0 | 0 | 0 | 0 | 0 | 0 | 0 | 0 | 0 | 0 | 0 | 0 | 0 | 0 | 0 | 0 | 0 | 0 | 0 | 0 | 0 | 0 | 0 | 0 | 0 | 0
F9_Industrial_Industrial - ID_New_Process_Natural Gas_Process - Heat Recovery_A_Achievable Economic RVT Potential | F9 | Industrial | Industrial - ID | New | Process | Natural Gas | Process - Heat Recovery | A | Incremental Winter Peak Savings (MW) | Achievable Economic RVT Potential | 0 | 0 | 0 | 0 | 0 | 0 | 0 | 0 | 0 | 0 | 0 | 0 | 0 | 0 | 0 | 0 | 0 | 0 | 0 | 0 | 0 | 0 | 0 | 0 | 0 | 0 | 0
F10_Industrial_Industrial - ID_New_Process_Natural Gas_Process - Heat Recovery_A_Achievable Economic RVT Potential | F10 | Industrial | Industrial - ID | New | Process | Natural Gas | Process - Heat Recovery | A | Cumulative Energy Savings (MWh or mTherms) | Achievable Economic RVT Potential | 0 | 0 | 0 | 0 | 0 | 0 | 0 | 0 | 0 | 0 | 0 | 0 | 0 | 0 | 0 | 0 | 0 | 0 | 0 | 0 | 0 | 0 | 0 | 0 | 0 | 0 | 0
F11_Industrial_Industrial - ID_New_Process_Natural Gas_Process - Heat Recovery_A_Achievable Economic RVT Potential | F11 | Industrial | Industrial - ID | New | Process | Natural Gas | Process - Heat Recovery | A | Cumulative Summer Peak Savings (MW) | Achievable Economic RVT Potential | 0 | 0 | 0 | 0 | 0 | 0 | 0 | 0 | 0 | 0 | 0 | 0 | 0 | 0 | 0 | 0 | 0 | 0 | 0 | 0 | 0 | 0 | 0 | 0 | 0 | 0 | 0
F12_Industrial_Industrial - ID_New_Process_Natural Gas_Process - Heat Recovery_A_Achievable Economic RVT Potential | F12 | Industrial | Industrial - ID | New | Process | Natural Gas | Process - Heat Recovery | A | Cumulative Winter Peak Savings (MW) | Achievable Economic RVT Potential | 0 | 0 | 0 | 0 | 0 | 0 | 0 | 0 | 0 | 0 | 0 | 0 | 0 | 0 | 0 | 0 | 0 | 0 | 0 | 0 | 0 | 0 | 0 | 0 | 0 | 0 | 0
F13_Industrial_Industrial - ID_New_Process_Natural Gas_Process - Heat Recovery_A_Achievable Economic RVT Potential | F13 | Industrial | Industrial - ID | New | Process | Natural Gas | Process - Heat Recovery | A | Purchases (Incremental) | Achievable Economic RVT Potential | 0 | 0 | 0 | 0 | 0 | 0 | 0 | 0 | 0 | 0 | 0 | 0 | 0 | 0 | 0 | 0 | 0 | 0 | 0 | 0 | 0 | 0 | 0 | 0 | 0 | 0 | 0
F14_Industrial_Industrial - ID_New_Process_Natural Gas_Process - Heat Recovery_A_Achievable Economic RVT Potential | F14 | Industrial | Industrial - ID | New | Process | Natural Gas | Process - Heat Recovery | A | Purchases (Cumulative) | Achievable Economic RVT Potential | 0 | 0 | 0 | 0 | 0 | 0 | 0 | 0 | 0 | 0 | 0 | 0 | 0 | 0 | 0 | 0 | 0 | 0 | 0 | 0 | 0 | 0 | 0 | 0 | 0 | 0 | 0
F1_Industrial_Industrial - ID_New_Space Heating_Natural Gas_Strategic Energy Management_A_Achievable Economic RVT Potential | F1 | Industrial | Industrial - ID | New | Space Heating | Natural Gas | Strategic Energy Management | A | Original Unit Energy Savings (kWh or therms) | Achievable Economic RVT Potential | 0 | 0 | 0.028701 | 0.027926 | 0.027863 | 0.027839 | 0.027827 | 0.027819 | 0.027814 | 0.02781 | 0.027807 | 0.027805 | 0.027803 | 0.027802 | 0.027801 | 0.0278 | 0.027799 | 0.027798 | 0.027797 | 0.027797 | 0.027795 | 0.027794 | 0.027793 | 0.027792 | 0.027791 | 0.027791 | 0.02779
F2_Industrial_Industrial - ID_New_Space Heating_Natural Gas_Strategic Energy Management_A_Achievable Economic RVT Potential | F2 | Industrial | Industrial - ID | New | Space Heating | Natural Gas | Strategic Energy Management | A | Original Unit Summer Peak Savings (kW) | Achievable Economic RVT Potential | 0 | 0 | 0 | 0 | 0 | 0 | 0 | 0 | 0 | 0 | 0 | 0 | 0 | 0 | 0 | 0 | 0 | 0 | 0 | 0 | 0 | 0 | 0 | 0 | 0 | 0 | 0
F3_Industrial_Industrial - ID_New_Space Heating_Natural Gas_Strategic Energy Management_A_Achievable Economic RVT Potential | F3 | Industrial | Industrial - ID | New | Space Heating | Natural Gas | Strategic Energy Management | A | Original Unit Winter Peak Savings (kW) | Achievable Economic RVT Potential | 0 | 0 | 0 | 0 | 0 | 0 | 0 | 0 | 0 | 0 | 0 | 0 | 0 | 0 | 0 | 0 | 0 | 0 | 0 | 0 | 0 | 0 | 0 | 0 | 0 | 0 | 0
F4_Industrial_Industrial - ID_New_Space Heating_Natural Gas_Strategic Energy Management_A_Achievable Economic RVT Potential | F4 | Industrial | Industrial - ID | New | Space Heating | Natural Gas | Strategic Energy Management | A | Standalone Impact on Baseline Energy (%) | Achievable Economic RVT Potential | 0 | 0 | 0 | 0 | 0 | 0 | 0 | 0 | 0 | 0 | 0 | 0 | 0 | 0 | 0 | 0 | 0 | 0 | 0 | 0 | 0 | 0 | 0 | 0 | 0 | 0 | 0
F5_Industrial_Industrial - ID_New_Space Heating_Natural Gas_Strategic Energy Management_A_Achievable Economic RVT Potential | F5 | Industrial | Industrial - ID | New | Space Heating | Natural Gas | Strategic Energy Management | A | Standalone Impact on Baseline Summer Peak (%) | Achievable Economic RVT Potential | 0 | 0 | 0 | 0 | 0 | 0 | 0 | 0 | 0 | 0 | 0 | 0 | 0 | 0 | 0 | 0 | 0 | 0 | 0 | 0 | 0 | 0 | 0 | 0 | 0 | 0 | 0
F6_Industrial_Industrial - ID_New_Space Heating_Natural Gas_Strategic Energy Management_A_Achievable Economic RVT Potential | F6 | Industrial | Industrial - ID | New | Space Heating | Natural Gas | Strategic Energy Management | A | Standalone Impact on Baseline Winter Peak (%) | Achievable Economic RVT Potential | 0 | 0 | 0 | 0 | 0 | 0 | 0 | 0 | 0 | 0 | 0 | 0 | 0 | 0 | 0 | 0 | 0 | 0 | 0 | 0 | 0 | 0 | 0 | 0 | 0 | 0 | 0
F7_Industrial_Industrial - ID_New_Space Heating_Natural Gas_Strategic Energy Management_A_Achievable Economic RVT Potential | F7 | Industrial | Industrial - ID | New | Space Heating | Natural Gas | Strategic Energy Management | A | Incremental Energy Savings (MWh or mTherms) | Achievable Economic RVT Potential | 0 | 0 | 0 | 0 | 0 | 0 | 0 | 0 | 0 | 0 | 0 | 0 | 0 | 0 | 0 | 0 | 0 | 0 | 0 | 0 | 0 | 0 | 0 | 0 | 0 | 0 | 0
F8_Industrial_Industrial - ID_New_Space Heating_Natural Gas_Strategic Energy Management_A_Achievable Economic RVT Potential | F8 | Industrial | Industrial - ID | New | Space Heating | Natural Gas | Strategic Energy Management | A | Incremental Summer Peak Savings (MW) | Achievable Economic RVT Potential | 0 | 0 | 0 | 0 | 0 | 0 | 0 | 0 | 0 | 0 | 0 | 0 | 0 | 0 | 0 | 0 | 0 | 0 | 0 | 0 | 0 | 0 | 0 | 0 | 0 | 0 | 0
F9_Industrial_Industrial - ID_New_Space Heating_Natural Gas_Strategic Energy Management_A_Achievable Economic RVT Potential | F9 | Industrial | Industrial - ID | New | Space Heating | Natural Gas | Strategic Energy Management | A | Incremental Winter Peak Savings (MW) | Achievable Economic RVT Potential | 0 | 0 | 0 | 0 | 0 | 0 | 0 | 0 | 0 | 0 | 0 | 0 | 0 | 0 | 0 | 0 | 0 | 0 | 0 | 0 | 0 | 0 | 0 | 0 | 0 | 0 | 0
F10_Industrial_Industrial - ID_New_Space Heating_Natural Gas_Strategic Energy Management_A_Achievable Economic RVT Potential | F10 | Industrial | Industrial - ID | New | Space Heating | Natural Gas | Strategic Energy Management | A | Cumulative Energy Savings (MWh or mTherms) | Achievable Economic RVT Potential | 0 | 0 | 0 | 0 | 0 | 0 | 0 | 0 | 0 | 0 | 0 | 0 | 0 | 0 | 0 | 0 | 0 | 0 | 0 | 0 | 0 | 0 | 0 | 0 | 0 | 0 | 0
F11_Industrial_Industrial - ID_New_Space Heating_Natural Gas_Strategic Energy Management_A_Achievable Economic RVT Potential | F11 | Industrial | Industrial - ID | New | Space Heating | Natural Gas | Strategic Energy Management | A | Cumulative Summer Peak Savings (MW) | Achievable Economic RVT Potential | 0 | 0 | 0 | 0 | 0 | 0 | 0 | 0 | 0 | 0 | 0 | 0 | 0 | 0 | 0 | 0 | 0 | 0 | 0 | 0 | 0 | 0 | 0 | 0 | 0 | 0 | 0
F12_Industrial_Industrial - ID_New_Space Heating_Natural Gas_Strategic Energy Management_A_Achievable Economic RVT Potential | F12 | Industrial | Industrial - ID | New | Space Heating | Natural Gas | Strategic Energy Management | A | Cumulative Winter Peak Savings (MW) | Achievable Economic RVT Potential | 0 | 0 | 0 | 0 | 0 | 0 | 0 | 0 | 0 | 0 | 0 | 0 | 0 | 0 | 0 | 0 | 0 | 0 | 0 | 0 | 0 | 0 | 0 | 0 | 0 | 0 | 0
F13_Industrial_Industrial - ID_New_Space Heating_Natural Gas_Strategic Energy Management_A_Achievable Economic RVT Potential | F13 | Industrial | Industrial - ID | New | Space Heating | Natural Gas | Strategic Energy Management | A | Purchases (Incremental) | Achievable Economic RVT Potential | 0 | 0 | 0 | 0 | 0 | 0 | 0 | 0 | 0 | 0 | 0 | 0 | 0 | 0 | 0 | 0 | 0 | 0 | 0 | 0 | 0 | 0 | 0 | 0 | 0 | 0 | 0
F14_Industrial_Industrial - ID_New_Space Heating_Natural Gas_Strategic Energy Management_A_Achievable Economic RVT Potential | F14 | Industrial | Industrial - ID | New | Space Heating | Natural Gas | Strategic Energy Management | A | Purchases (Cumulative) | Achievable Economic RVT Potential | 0 | 0 | 0 | 0 | 0 | 0 | 0 | 0 | 0 | 0 | 0 | 0 | 0 | 0 | 0 | 0 | 0 | 0 | 0 | 0 | 0 | 0 | 0 | 0 | 0 | 0 | 0
F1_Industrial_Industrial - ID_New_Process_Natural Gas_Strategic Energy Management_A_Achievable Economic RVT Potential | F1 | Industrial | Industrial - ID | New | Process | Natural Gas | Strategic Energy Management | A | Original Unit Energy Savings (kWh or therms) | Achievable Economic RVT Potential | 0 | 0 | 0.11673 | 0.11673 | 0.11673 | 0.11673 | 0.11673 | 0.11673 | 0.11673 | 0.11673 | 0.11673 | 0.11673 | 0.11673 | 0.11673 | 0.11673 | 0.11673 | 0.11673 | 0.11673 | 0.11673 | 0.11673 | 0.11673 | 0.11673 | 0.11673 | 0.11673 | 0.11673 | 0.11673 | 0.11673
F2_Industrial_Industrial - ID_New_Process_Natural Gas_Strategic Energy Management_A_Achievable Economic RVT Potential | F2 | Industrial | Industrial - ID | New | Process | Natural Gas | Strategic Energy Management | A | Original Unit Summer Peak Savings (kW) | Achievable Economic RVT Potential | 0 | 0 | 0 | 0 | 0 | 0 | 0 | 0 | 0 | 0 | 0 | 0 | 0 | 0 | 0 | 0 | 0 | 0 | 0 | 0 | 0 | 0 | 0 | 0 | 0 | 0 | 0
F3_Industrial_Industrial - ID_New_Process_Natural Gas_Strategic Energy Management_A_Achievable Economic RVT Potential | F3 | Industrial | Industrial - ID | New | Process | Natural Gas | Strategic Energy Management | A | Original Unit Winter Peak Savings (kW) | Achievable Economic RVT Potential | 0 | 0 | 0 | 0 | 0 | 0 | 0 | 0 | 0 | 0 | 0 | 0 | 0 | 0 | 0 | 0 | 0 | 0 | 0 | 0 | 0 | 0 | 0 | 0 | 0 | 0 | 0
F4_Industrial_Industrial - ID_New_Process_Natural Gas_Strategic Energy Management_A_Achievable Economic RVT Potential | F4 | Industrial | Industrial - ID | New | Process | Natural Gas | Strategic Energy Management | A | Standalone Impact on Baseline Energy (%) | Achievable Economic RVT Potential | 0 | 0 | 0 | 0 | 0 | 0 | 0 | 0 | 0 | 0 | 0 | 0 | 0 | 0 | 0 | 0 | 0 | 0 | 0 | 0 | 0 | 0 | 0 | 0 | 0 | 0 | 0
F5_Industrial_Industrial - ID_New_Process_Natural Gas_Strategic Energy Management_A_Achievable Economic RVT Potential | F5 | Industrial | Industrial - ID | New | Process | Natural Gas | Strategic Energy Management | A | Standalone Impact on Baseline Summer Peak (%) | Achievable Economic RVT Potential | 0 | 0 | 0 | 0 | 0 | 0 | 0 | 0 | 0 | 0 | 0 | 0 | 0 | 0 | 0 | 0 | 0 | 0 | 0 | 0 | 0 | 0 | 0 | 0 | 0 | 0 | 0
F6_Industrial_Industrial - ID_New_Process_Natural Gas_Strategic Energy Management_A_Achievable Economic RVT Potential | F6 | Industrial | Industrial - ID | New | Process | Natural Gas | Strategic Energy Management | A | Standalone Impact on Baseline Winter Peak (%) | Achievable Economic RVT Potential | 0 | 0 | 0 | 0 | 0 | 0 | 0 | 0 | 0 | 0 | 0 | 0 | 0 | 0 | 0 | 0 | 0 | 0 | 0 | 0 | 0 | 0 | 0 | 0 | 0 | 0 | 0
F7_Industrial_Industrial - ID_New_Process_Natural Gas_Strategic Energy Management_A_Achievable Economic RVT Potential | F7 | Industrial | Industrial - ID | New | Process | Natural Gas | Strategic Energy Management | A | Incremental Energy Savings (MWh or mTherms) | Achievable Economic RVT Potential | 0 | 0 | 0 | 0 | 0 | 0 | 0 | 0 | 0 | 0 | 0 | 0 | 0 | 0 | 0 | 0 | 0 | 0 | 0 | 0 | 0 | 0 | 0 | 0 | 0 | 0 | 0
F8_Industrial_Industrial - ID_New_Process_Natural Gas_Strategic Energy Management_A_Achievable Economic RVT Potential | F8 | Industrial | Industrial - ID | New | Process | Natural Gas | Strategic Energy Management | A | Incremental Summer Peak Savings (MW) | Achievable Economic RVT Potential | 0 | 0 | 0 | 0 | 0 | 0 | 0 | 0 | 0 | 0 | 0 | 0 | 0 | 0 | 0 | 0 | 0 | 0 | 0 | 0 | 0 | 0 | 0 | 0 | 0 | 0 | 0
F9_Industrial_Industrial - ID_New_Process_Natural Gas_Strategic Energy Management_A_Achievable Economic RVT Potential | F9 | Industrial | Industrial - ID | New | Process | Natural Gas | Strategic Energy Management | A | Incremental Winter Peak Savings (MW) | Achievable Economic RVT Potential | 0 | 0 | 0 | 0 | 0 | 0 | 0 | 0 | 0 | 0 | 0 | 0 | 0 | 0 | 0 | 0 | 0 | 0 | 0 | 0 | 0 | 0 | 0 | 0 | 0 | 0 | 0
F10_Industrial_Industrial - ID_New_Process_Natural Gas_Strategic Energy Management_A_Achievable Economic RVT Potential | F10 | Industrial | Industrial - ID | New | Process | Natural Gas | Strategic Energy Management | A | Cumulative Energy Savings (MWh or mTherms) | Achievable Economic RVT Potential | 0 | 0 | 0 | 0 | 0 | 0 | 0 | 0 | 0 | 0 | 0 | 0 | 0 | 0 | 0 | 0 | 0 | 0 | 0 | 0 | 0 | 0 | 0 | 0 | 0 | 0 | 0
F11_Industrial_Industrial - ID_New_Process_Natural Gas_Strategic Energy Management_A_Achievable Economic RVT Potential | F11 | Industrial | Industrial - ID | New | Process | Natural Gas | Strategic Energy Management | A | Cumulative Summer Peak Savings (MW) | Achievable Economic RVT Potential | 0 | 0 | 0 | 0 | 0 | 0 | 0 | 0 | 0 | 0 | 0 | 0 | 0 | 0 | 0 | 0 | 0 | 0 | 0 | 0 | 0 | 0 | 0 | 0 | 0 | 0 | 0
F12_Industrial_Industrial - ID_New_Process_Natural Gas_Strategic Energy Management_A_Achievable Economic RVT Potential | F12 | Industrial | Industrial - ID | New | Process | Natural Gas | Strategic Energy Management | A | Cumulative Winter Peak Savings (MW) | Achievable Economic RVT Potential | 0 | 0 | 0 | 0 | 0 | 0 | 0 | 0 | 0 | 0 | 0 | 0 | 0 | 0 | 0 | 0 | 0 | 0 | 0 | 0 | 0 | 0 | 0 | 0 | 0 | 0 | 0
F13_Industrial_Industrial - ID_New_Process_Natural Gas_Strategic Energy Management_A_Achievable Economic RVT Potential | F13 | Industrial | Industrial - ID | New | Process | Natural Gas | Strategic Energy Management | A | Purchases (Incremental) | Achievable Economic RVT Potential | 0 | 0 | 0 | 0 | 0 | 0 | 0 | 0 | 0 | 0 | 0 | 0 | 0 | 0 | 0 | 0 | 0 | 0 | 0 | 0 | 0 | 0 | 0 | 0 | 0 | 0 | 0
F14_Industrial_Industrial - ID_New_Process_Natural Gas_Strategic Energy Management_A_Achievable Economic RVT Potential | F14 | Industrial | Industrial - ID | New | Process | Natural Gas | Strategic Energy Management | A | Purchases (Cumulative) | Achievable Economic RVT Potential | 0 | 0 | 0 | 0 | 0 | 0 | 0 | 0 | 0 | 0 | 0 | 0 | 0 | 0 | 0 | 0 | 0 | 0 | 0 | 0 | 0 | 0 | 0 | 0 | 0 | 0 | 0
F1_Industrial_Industrial - ID_New_Miscellaneous_Natural Gas_Strategic Energy Management_A_Achievable Economic RVT Potential | F1 | Industrial | Industrial - ID | New | Miscellaneous | Natural Gas | Strategic Energy Management | A | Original Unit Energy Savings (kWh or therms) | Achievable Economic RVT Potential | 0 | 0 | 0.025488 | 0.025488 | 0.025488 | 0.025488 | 0.025488 | 0.025488 | 0.025488 | 0.025488 | 0.025488 | 0.025488 | 0.025488 | 0.025488 | 0.025488 | 0.025488 | 0.025488 | 0.025488 | 0.025488 | 0.025488 | 0.025488 | 0.025488 | 0.025488 | 0.025488 | 0.025488 | 0.025488 | 0.025488
F2_Industrial_Industrial - ID_New_Miscellaneous_Natural Gas_Strategic Energy Management_A_Achievable Economic RVT Potential | F2 | Industrial | Industrial - ID | New | Miscellaneous | Natural Gas | Strategic Energy Management | A | Original Unit Summer Peak Savings (kW) | Achievable Economic RVT Potential | 0 | 0 | 0 | 0 | 0 | 0 | 0 | 0 | 0 | 0 | 0 | 0 | 0 | 0 | 0 | 0 | 0 | 0 | 0 | 0 | 0 | 0 | 0 | 0 | 0 | 0 | 0
F3_Industrial_Industrial - ID_New_Miscellaneous_Natural Gas_Strategic Energy Management_A_Achievable Economic RVT Potential | F3 | Industrial | Industrial - ID | New | Miscellaneous | Natural Gas | Strategic Energy Management | A | Original Unit Winter Peak Savings (kW) | Achievable Economic RVT Potential | 0 | 0 | 0 | 0 | 0 | 0 | 0 | 0 | 0 | 0 | 0 | 0 | 0 | 0 | 0 | 0 | 0 | 0 | 0 | 0 | 0 | 0 | 0 | 0 | 0 | 0 | 0
F4_Industrial_Industrial - ID_New_Miscellaneous_Natural Gas_Strategic Energy Management_A_Achievable Economic RVT Potential | F4 | Industrial | Industrial - ID | New | Miscellaneous | Natural Gas | Strategic Energy Management | A | Standalone Impact on Baseline Energy (%) | Achievable Economic RVT Potential | 0 | 0 | 0 | 0 | 0 | 0 | 0 | 0 | 0 | 0 | 0 | 0 | 0 | 0 | 0 | 0 | 0 | 0 | 0 | 0 | 0 | 0 | 0 | 0 | 0 | 0 | 0
F5_Industrial_Industrial - ID_New_Miscellaneous_Natural Gas_Strategic Energy Management_A_Achievable Economic RVT Potential | F5 | Industrial | Industrial - ID | New | Miscellaneous | Natural Gas | Strategic Energy Management | A | Standalone Impact on Baseline Summer Peak (%) | Achievable Economic RVT Potential | 0 | 0 | 0 | 0 | 0 | 0 | 0 | 0 | 0 | 0 | 0 | 0 | 0 | 0 | 0 | 0 | 0 | 0 | 0 | 0 | 0 | 0 | 0 | 0 | 0 | 0 | 0
F6_Industrial_Industrial - ID_New_Miscellaneous_Natural Gas_Strategic Energy Management_A_Achievable Economic RVT Potential | F6 | Industrial | Industrial - ID | New | Miscellaneous | Natural Gas | Strategic Energy Management | A | Standalone Impact on Baseline Winter Peak (%) | Achievable Economic RVT Potential | 0 | 0 | 0 | 0 | 0 | 0 | 0 | 0 | 0 | 0 | 0 | 0 | 0 | 0 | 0 | 0 | 0 | 0 | 0 | 0 | 0 | 0 | 0 | 0 | 0 | 0 | 0
F7_Industrial_Industrial - ID_New_Miscellaneous_Natural Gas_Strategic Energy Management_A_Achievable Economic RVT Potential | F7 | Industrial | Industrial - ID | New | Miscellaneous | Natural Gas | Strategic Energy Management | A | Incremental Energy Savings (MWh or mTherms) | Achievable Economic RVT Potential | 0 | 0 | 0 | 0 | 0 | 0 | 0 | 0 | 0 | 0 | 0 | 0 | 0 | 0 | 0 | 0 | 0 | 0 | 0 | 0 | 0 | 0 | 0 | 0 | 0 | 0 | 0
F8_Industrial_Industrial - ID_New_Miscellaneous_Natural Gas_Strategic Energy Management_A_Achievable Economic RVT Potential | F8 | Industrial | Industrial - ID | New | Miscellaneous | Natural Gas | Strategic Energy Management | A | Incremental Summer Peak Savings (MW) | Achievable Economic RVT Potential | 0 | 0 | 0 | 0 | 0 | 0 | 0 | 0 | 0 | 0 | 0 | 0 | 0 | 0 | 0 | 0 | 0 | 0 | 0 | 0 | 0 | 0 | 0 | 0 | 0 | 0 | 0
F9_Industrial_Industrial - ID_New_Miscellaneous_Natural Gas_Strategic Energy Management_A_Achievable Economic RVT Potential | F9 | Industrial | Industrial - ID | New | Miscellaneous | Natural Gas | Strategic Energy Management | A | Incremental Winter Peak Savings (MW) | Achievable Economic RVT Potential | 0 | 0 | 0 | 0 | 0 | 0 | 0 | 0 | 0 | 0 | 0 | 0 | 0 | 0 | 0 | 0 | 0 | 0 | 0 | 0 | 0 | 0 | 0 | 0 | 0 | 0 | 0
F10_Industrial_Industrial - ID_New_Miscellaneous_Natural Gas_Strategic Energy Management_A_Achievable Economic RVT Potential | F10 | Industrial | Industrial - ID | New | Miscellaneous | Natural Gas | Strategic Energy Management | A | Cumulative Energy Savings (MWh or mTherms) | Achievable Economic RVT Potential | 0 | 0 | 0 | 0 | 0 | 0 | 0 | 0 | 0 | 0 | 0 | 0 | 0 | 0 | 0 | 0 | 0 | 0 | 0 | 0 | 0 | 0 | 0 | 0 | 0 | 0 | 0
F11_Industrial_Industrial - ID_New_Miscellaneous_Natural Gas_Strategic Energy Management_A_Achievable Economic RVT Potential | F11 | Industrial | Industrial - ID | New | Miscellaneous | Natural Gas | Strategic Energy Management | A | Cumulative Summer Peak Savings (MW) | Achievable Economic RVT Potential | 0 | 0 | 0 | 0 | 0 | 0 | 0 | 0 | 0 | 0 | 0 | 0 | 0 | 0 | 0 | 0 | 0 | 0 | 0 | 0 | 0 | 0 | 0 | 0 | 0 | 0 | 0
F12_Industrial_Industrial - ID_New_Miscellaneous_Natural Gas_Strategic Energy Management_A_Achievable Economic RVT Potential | F12 | Industrial | Industrial - ID | New | Miscellaneous | Natural Gas | Strategic Energy Management | A | Cumulative Winter Peak Savings (MW) | Achievable Economic RVT Potential | 0 | 0 | 0 | 0 | 0 | 0 | 0 | 0 | 0 | 0 | 0 | 0 | 0 | 0 | 0 | 0 | 0 | 0 | 0 | 0 | 0 | 0 | 0 | 0 | 0 | 0 | 0
F13_Industrial_Industrial - ID_New_Miscellaneous_Natural Gas_Strategic Energy Management_A_Achievable Economic RVT Potential | F13 | Industrial | Industrial - ID | New | Miscellaneous | Natural Gas | Strategic Energy Management | A | Purchases (Incremental) | Achievable Economic RVT Potential | 0 | 0 | 0 | 0 | 0 | 0 | 0 | 0 | 0 | 0 | 0 | 0 | 0 | 0 | 0 | 0 | 0 | 0 | 0 | 0 | 0 | 0 | 0 | 0 | 0 | 0 | 0
F14_Industrial_Industrial - ID_New_Miscellaneous_Natural Gas_Strategic Energy Management_A_Achievable Economic RVT Potential | F14 | Industrial | Industrial - ID | New | Miscellaneous | Natural Gas | Strategic Energy Management | A | Purchases (Cumulative) | Achievable Economic RVT Potential | 0 | 0 | 0 | 0 | 0 | 0 | 0 | 0 | 0 | 0 | 0 | 0 | 0 | 0 | 0 | 0 | 0 | 0 | 0 | 0 | 0 | 0 | 0 | 0 | 0 | 0 | 0
F1_Industrial_Industrial - ID_New_Space Heating_Natural Gas_Retrocommissioning_A_Achievable Economic RVT Potential | F1 | Industrial | Industrial - ID | New | Space Heating | Natural Gas | Retrocommissioning | A | Original Unit Energy Savings (kWh or therms) | Achievable Economic RVT Potential | 0 | 0 | 0.035242 | 0.03429 | 0.034213 | 0.034184 | 0.034169 | 0.034159 | 0.034153 | 0.034148 | 0.034145 | 0.034142 | 0.03414 | 0.034138 | 0.034137 | 0.034136 | 0.034134 | 0.034133 | 0.034133 | 0.034132 | 0.03413 | 0.034129 | 0.034127 | 0.034126 | 0.034125 | 0.034125 | 0.034124
F2_Industrial_Industrial - ID_New_Space Heating_Natural Gas_Retrocommissioning_A_Achievable Economic RVT Potential | F2 | Industrial | Industrial - ID | New | Space Heating | Natural Gas | Retrocommissioning | A | Original Unit Summer Peak Savings (kW) | Achievable Economic RVT Potential | 0 | 0 | 0 | 0 | 0 | 0 | 0 | 0 | 0 | 0 | 0 | 0 | 0 | 0 | 0 | 0 | 0 | 0 | 0 | 0 | 0 | 0 | 0 | 0 | 0 | 0 | 0
F3_Industrial_Industrial - ID_New_Space Heating_Natural Gas_Retrocommissioning_A_Achievable Economic RVT Potential | F3 | Industrial | Industrial - ID | New | Space Heating | Natural Gas | Retrocommissioning | A | Original Unit Winter Peak Savings (kW) | Achievable Economic RVT Potential | 0 | 0 | 0 | 0 | 0 | 0 | 0 | 0 | 0 | 0 | 0 | 0 | 0 | 0 | 0 | 0 | 0 | 0 | 0 | 0 | 0 | 0 | 0 | 0 | 0 | 0 | 0
F4_Industrial_Industrial - ID_New_Space Heating_Natural Gas_Retrocommissioning_A_Achievable Economic RVT Potential | F4 | Industrial | Industrial - ID | New | Space Heating | Natural Gas | Retrocommissioning | A | Standalone Impact on Baseline Energy (%) | Achievable Economic RVT Potential | 0 | 0 | 0 | 0 | 0 | 0 | 0 | 0 | 0 | 0 | 0 | 0 | 0 | 0 | 0 | 0 | 0 | 0 | 0 | 0 | 0 | 0 | 0 | 0 | 0 | 0 | 0
F5_Industrial_Industrial - ID_New_Space Heating_Natural Gas_Retrocommissioning_A_Achievable Economic RVT Potential | F5 | Industrial | Industrial - ID | New | Space Heating | Natural Gas | Retrocommissioning | A | Standalone Impact on Baseline Summer Peak (%) | Achievable Economic RVT Potential | 0 | 0 | 0 | 0 | 0 | 0 | 0 | 0 | 0 | 0 | 0 | 0 | 0 | 0 | 0 | 0 | 0 | 0 | 0 | 0 | 0 | 0 | 0 | 0 | 0 | 0 | 0
F6_Industrial_Industrial - ID_New_Space Heating_Natural Gas_Retrocommissioning_A_Achievable Economic RVT Potential | F6 | Industrial | Industrial - ID | New | Space Heating | Natural Gas | Retrocommissioning | A | Standalone Impact on Baseline Winter Peak (%) | Achievable Economic RVT Potential | 0 | 0 | 0 | 0 | 0 | 0 | 0 | 0 | 0 | 0 | 0 | 0 | 0 | 0 | 0 | 0 | 0 | 0 | 0 | 0 | 0 | 0 | 0 | 0 | 0 | 0 | 0
F7_Industrial_Industrial - ID_New_Space Heating_Natural Gas_Retrocommissioning_A_Achievable Economic RVT Potential | F7 | Industrial | Industrial - ID | New | Space Heating | Natural Gas | Retrocommissioning | A | Incremental Energy Savings (MWh or mTherms) | Achievable Economic RVT Potential | 0 | 0 | 0 | 0 | 0 | 0 | 0 | 0 | 0 | 0 | 0 | 0 | 0 | 0 | 0 | 0 | 0 | 0 | 0 | 0 | 0 | 0 | 0 | 0 | 0 | 0 | 0
F8_Industrial_Industrial - ID_New_Space Heating_Natural Gas_Retrocommissioning_A_Achievable Economic RVT Potential | F8 | Industrial | Industrial - ID | New | Space Heating | Natural Gas | Retrocommissioning | A | Incremental Summer Peak Savings (MW) | Achievable Economic RVT Potential | 0 | 0 | 0 | 0 | 0 | 0 | 0 | 0 | 0 | 0 | 0 | 0 | 0 | 0 | 0 | 0 | 0 | 0 | 0 | 0 | 0 | 0 | 0 | 0 | 0 | 0 | 0
F9_Industrial_Industrial - ID_New_Space Heating_Natural Gas_Retrocommissioning_A_Achievable Economic RVT Potential | F9 | Industrial | Industrial - ID | New | Space Heating | Natural Gas | Retrocommissioning | A | Incremental Winter Peak Savings (MW) | Achievable Economic RVT Potential | 0 | 0 | 0 | 0 | 0 | 0 | 0 | 0 | 0 | 0 | 0 | 0 | 0 | 0 | 0 | 0 | 0 | 0 | 0 | 0 | 0 | 0 | 0 | 0 | 0 | 0 | 0
F10_Industrial_Industrial - ID_New_Space Heating_Natural Gas_Retrocommissioning_A_Achievable Economic RVT Potential | F10 | Industrial | Industrial - ID | New | Space Heating | Natural Gas | Retrocommissioning | A | Cumulative Energy Savings (MWh or mTherms) | Achievable Economic RVT Potential | 0 | 0 | 0 | 0 | 0 | 0 | 0 | 0 | 0 | 0 | 0 | 0 | 0 | 0 | 0 | 0 | 0 | 0 | 0 | 0 | 0 | 0 | 0 | 0 | 0 | 0 | 0
F11_Industrial_Industrial - ID_New_Space Heating_Natural Gas_Retrocommissioning_A_Achievable Economic RVT Potential | F11 | Industrial | Industrial - ID | New | Space Heating | Natural Gas | Retrocommissioning | A | Cumulative Summer Peak Savings (MW) | Achievable Economic RVT Potential | 0 | 0 | 0 | 0 | 0 | 0 | 0 | 0 | 0 | 0 | 0 | 0 | 0 | 0 | 0 | 0 | 0 | 0 | 0 | 0 | 0 | 0 | 0 | 0 | 0 | 0 | 0
F12_Industrial_Industrial - ID_New_Space Heating_Natural Gas_Retrocommissioning_A_Achievable Economic RVT Potential | F12 | Industrial | Industrial - ID | New | Space Heating | Natural Gas | Retrocommissioning | A | Cumulative Winter Peak Savings (MW) | Achievable Economic RVT Potential | 0 | 0 | 0 | 0 | 0 | 0 | 0 | 0 | 0 | 0 | 0 | 0 | 0 | 0 | 0 | 0 | 0 | 0 | 0 | 0 | 0 | 0 | 0 | 0 | 0 | 0 | 0
F13_Industrial_Industrial - ID_New_Space Heating_Natural Gas_Retrocommissioning_A_Achievable Economic RVT Potential | F13 | Industrial | Industrial - ID | New | Space Heating | Natural Gas | Retrocommissioning | A | Purchases (Incremental) | Achievable Economic RVT Potential | 0 | 0 | 0 | 0 | 0 | 0 | 0 | 0 | 0 | 0 | 0 | 0 | 0 | 0 | 0 | 0 | 0 | 0 | 0 | 0 | 0 | 0 | 0 | 0 | 0 | 0 | 0
F14_Industrial_Industrial - ID_New_Space Heating_Natural Gas_Retrocommissioning_A_Achievable Economic RVT Potential | F14 | Industrial | Industrial - ID | New | Space Heating | Natural Gas | Retrocommissioning | A | Purchases (Cumulative) | Achievable Economic RVT Potential | 0 | 0 | 0 | 0 | 0 | 0 | 0 | 0 | 0 | 0 | 0 | 0 | 0 | 0 | 0 | 0 | 0 | 0 | 0 | 0 | 0 | 0 | 0 | 0 | 0 | 0 | 0
F1_Industrial_Industrial - ID_New_Process_Natural Gas_Retrocommissioning_A_Achievable Economic RVT Potential | F1 | Industrial | Industrial - ID | New | Process | Natural Gas | Retrocommissioning | A | Original Unit Energy Savings (kWh or therms) | Achievable Economic RVT Potential | 0 | 0 | 0 | 0 | 0 | 0 | 0 | 0 | 0 | 0 | 0 | 0 | 0 | 0 | 0 | 0 | 0 | 0 | 0 | 0 | 0 | 0 | 0 | 0 | 0 | 0 | 0
F2_Industrial_Industrial - ID_New_Process_Natural Gas_Retrocommissioning_A_Achievable Economic RVT Potential | F2 | Industrial | Industrial - ID | New | Process | Natural Gas | Retrocommissioning | A | Original Unit Summer Peak Savings (kW) | Achievable Economic RVT Potential | 0 | 0 | 0 | 0 | 0 | 0 | 0 | 0 | 0 | 0 | 0 | 0 | 0 | 0 | 0 | 0 | 0 | 0 | 0 | 0 | 0 | 0 | 0 | 0 | 0 | 0 | 0
F3_Industrial_Industrial - ID_New_Process_Natural Gas_Retrocommissioning_A_Achievable Economic RVT Potential | F3 | Industrial | Industrial - ID | New | Process | Natural Gas | Retrocommissioning | A | Original Unit Winter Peak Savings (kW) | Achievable Economic RVT Potential | 0 | 0 | 0 | 0 | 0 | 0 | 0 | 0 | 0 | 0 | 0 | 0 | 0 | 0 | 0 | 0 | 0 | 0 | 0 | 0 | 0 | 0 | 0 | 0 | 0 | 0 | 0
F4_Industrial_Industrial - ID_New_Process_Natural Gas_Retrocommissioning_A_Achievable Economic RVT Potential | F4 | Industrial | Industrial - ID | New | Process | Natural Gas | Retrocommissioning | A | Standalone Impact on Baseline Energy (%) | Achievable Economic RVT Potential | 0 | 0 | 0 | 0 | 0 | 0 | 0 | 0 | 0 | 0 | 0 | 0 | 0 | 0 | 0 | 0 | 0 | 0 | 0 | 0 | 0 | 0 | 0 | 0 | 0 | 0 | 0
F5_Industrial_Industrial - ID_New_Process_Natural Gas_Retrocommissioning_A_Achievable Economic RVT Potential | F5 | Industrial | Industrial - ID | New | Process | Natural Gas | Retrocommissioning | A | Standalone Impact on Baseline Summer Peak (%) | Achievable Economic RVT Potential | 0 | 0 | 0 | 0 | 0 | 0 | 0 | 0 | 0 | 0 | 0 | 0 | 0 | 0 | 0 | 0 | 0 | 0 | 0 | 0 | 0 | 0 | 0 | 0 | 0 | 0 | 0
F6_Industrial_Industrial - ID_New_Process_Natural Gas_Retrocommissioning_A_Achievable Economic RVT Potential | F6 | Industrial | Industrial - ID | New | Process | Natural Gas | Retrocommissioning | A | Standalone Impact on Baseline Winter Peak (%) | Achievable Economic RVT Potential | 0 | 0 | 0 | 0 | 0 | 0 | 0 | 0 | 0 | 0 | 0 | 0 | 0 | 0 | 0 | 0 | 0 | 0 | 0 | 0 | 0 | 0 | 0 | 0 | 0 | 0 | 0
F7_Industrial_Industrial - ID_New_Process_Natural Gas_Retrocommissioning_A_Achievable Economic RVT Potential | F7 | Industrial | Industrial - ID | New | Process | Natural Gas | Retrocommissioning | A | Incremental Energy Savings (MWh or mTherms) | Achievable Economic RVT Potential | 0 | 0 | 0 | 0 | 0 | 0 | 0 | 0 | 0 | 0 | 0 | 0 | 0 | 0 | 0 | 0 | 0 | 0 | 0 | 0 | 0 | 0 | 0 | 0 | 0 | 0 | 0
F8_Industrial_Industrial - ID_New_Process_Natural Gas_Retrocommissioning_A_Achievable Economic RVT Potential | F8 | Industrial | Industrial - ID | New | Process | Natural Gas | Retrocommissioning | A | Incremental Summer Peak Savings (MW) | Achievable Economic RVT Potential | 0 | 0 | 0 | 0 | 0 | 0 | 0 | 0 | 0 | 0 | 0 | 0 | 0 | 0 | 0 | 0 | 0 | 0 | 0 | 0 | 0 | 0 | 0 | 0 | 0 | 0 | 0
F9_Industrial_Industrial - ID_New_Process_Natural Gas_Retrocommissioning_A_Achievable Economic RVT Potential | F9 | Industrial | Industrial - ID | New | Process | Natural Gas | Retrocommissioning | A | Incremental Winter Peak Savings (MW) | Achievable Economic RVT Potential | 0 | 0 | 0 | 0 | 0 | 0 | 0 | 0 | 0 | 0 | 0 | 0 | 0 | 0 | 0 | 0 | 0 | 0 | 0 | 0 | 0 | 0 | 0 | 0 | 0 | 0 | 0
F10_Industrial_Industrial - ID_New_Process_Natural Gas_Retrocommissioning_A_Achievable Economic RVT Potential | F10 | Industrial | Industrial - ID | New | Process | Natural Gas | Retrocommissioning | A | Cumulative Energy Savings (MWh or mTherms) | Achievable Economic RVT Potential | 0 | 0 | 0 | 0 | 0 | 0 | 0 | 0 | 0 | 0 | 0 | 0 | 0 | 0 | 0 | 0 | 0 | 0 | 0 | 0 | 0 | 0 | 0 | 0 | 0 | 0 | 0
F11_Industrial_Industrial - ID_New_Process_Natural Gas_Retrocommissioning_A_Achievable Economic RVT Potential | F11 | Industrial | Industrial - ID | New | Process | Natural Gas | Retrocommissioning | A | Cumulative Summer Peak Savings (MW) | Achievable Economic RVT Potential | 0 | 0 | 0 | 0 | 0 | 0 | 0 | 0 | 0 | 0 | 0 | 0 | 0 | 0 | 0 | 0 | 0 | 0 | 0 | 0 | 0 | 0 | 0 | 0 | 0 | 0 | 0
F12_Industrial_Industrial - ID_New_Process_Natural Gas_Retrocommissioning_A_Achievable Economic RVT Potential | F12 | Industrial | Industrial - ID | New | Process | Natural Gas | Retrocommissioning | A | Cumulative Winter Peak Savings (MW) | Achievable Economic RVT Potential | 0 | 0 | 0 | 0 | 0 | 0 | 0 | 0 | 0 | 0 | 0 | 0 | 0 | 0 | 0 | 0 | 0 | 0 | 0 | 0 | 0 | 0 | 0 | 0 | 0 | 0 | 0
F13_Industrial_Industrial - ID_New_Process_Natural Gas_Retrocommissioning_A_Achievable Economic RVT Potential | F13 | Industrial | Industrial - ID | New | Process | Natural Gas | Retrocommissioning | A | Purchases (Incremental) | Achievable Economic RVT Potential | 0 | 0 | 0 | 0 | 0 | 0 | 0 | 0 | 0 | 0 | 0 | 0 | 0 | 0 | 0 | 0 | 0 | 0 | 0 | 0 | 0 | 0 | 0 | 0 | 0 | 0 | 0
F14_Industrial_Industrial - ID_New_Process_Natural Gas_Retrocommissioning_A_Achievable Economic RVT Potential | F14 | Industrial | Industrial - ID | New | Process | Natural Gas | Retrocommissioning | A | Purchases (Cumulative) | Achievable Economic RVT Potential | 0 | 0 | 0 | 0 | 0 | 0 | 0 | 0 | 0 | 0 | 0 | 0 | 0 | 0 | 0 | 0 | 0 | 0 | 0 | 0 | 0 | 0 | 0 | 0 | 0 | 0 | 0

## Measure Savings
Key | Field | Sector | Segment | Vintage | End Use | Fuel | Measure | Option | Label | 2021 | 2022 | 2023 | 2024 | 2025 | 2026 | 2027 | 2028 | 2029 | 2030 | 2031 | 2032 | 2033 | 2034 | 2035 | 2036 | 2037 | 2038 | 2039 | 2040 | 2041 | 2042 | 2043 | 2044 | 2045 | 2046 | 2047
F1_Industrial_Industrial - WA_Existing_Space Heating_Natural Gas_Furnace_A | F1 | Industrial | Industrial - WA | Existing | Space Heating | Natural Gas | Furnace | A | Tech. Market Savings per Unit | 0 | 71.5441 | 71.2666 | 23.7555 | 23.7555 | 23.7555 | 23.7555 | 23.7555 | 23.7555 | 23.7555 | 23.7555 | 23.7555 | 23.7555 | 23.7555 | 23.7555 | 23.7555 | 23.7555 | 23.7555 | 23.7555 | 23.7555 | 23.7555 | 23.7555 | 23.7555 | 23.7555 | 23.7555 | 23.7555 | 23.7555
F2_Industrial_Industrial - WA_Existing_Space Heating_Natural Gas_Furnace_A | F2 | Industrial | Industrial - WA | Existing | Space Heating | Natural Gas | Furnace | A | Tech Code Savings per Unit | 0 | 71.5441 | 71.2666 | 23.7555 | 23.7555 | 23.7555 | 23.7555 | 23.7555 | 23.7555 | 23.7555 | 23.7555 | 23.7555 | 23.7555 | 23.7555 | 23.7555 | 23.7555 | 23.7555 | 23.7555 | 23.7555 | 23.7555 | 23.7555 | 23.7555 | 23.7555 | 23.7555 | 23.7555 | 23.7555 | 23.7555
F3_Industrial_Industrial - WA_Existing_Space Heating_Natural Gas_Furnace_A | F3 | Industrial | Industrial - WA | Existing | Space Heating | Natural Gas | Furnace | A | Econ Market Savings per Unit | 0 | 47.696 | 47.5111 | 23.7555 | 23.7555 | 23.7555 | 23.7555 | 23.7555 | 23.7555 | 23.7555 | 23.7555 | 23.7555 | 23.7555 | 23.7555 | 23.7555 | 23.7555 | 23.7555 | 23.7555 | 23.7555 | 23.7555 | 23.7555 | 23.7555 | 23.7555 | 23.7555 | 23.7555 | 23.7555 | 23.7555
F4_Industrial_Industrial - WA_Existing_Space Heating_Natural Gas_Furnace_A | F4 | Industrial | Industrial - WA | Existing | Space Heating | Natural Gas | Furnace | A | Econ Code Savings per Unit | 0 | 47.696 | 47.5111 | 23.7555 | 23.7555 | 23.7555 | 23.7555 | 23.7555 | 23.7555 | 23.7555 | 23.7555 | 23.7555 | 23.7555 | 23.7555 | 23.7555 | 23.7555 | 23.7555 | 23.7555 | 23.7555 | 23.7555 | 23.7555 | 23.7555 | 23.7555 | 23.7555 | 23.7555 | 23.7555 | 23.7555
F1_Industrial_Industrial - WA_Existing_Space Heating_Natural Gas_Boiler_A | F1 | Industrial | Industrial - WA | Existing | Space Heating | Natural Gas | Boiler | A | Tech. Market Savings per Unit | 0 | 358.4976 | 357.1075 | 357.1075 | 357.1075 | 357.1075 | 357.1075 | 357.1075 | 357.1075 | 357.1075 | 357.1075 | 357.1075 | 357.1075 | 357.1075 | 357.1075 | 357.1075 | 357.1075 | 357.1075 | 357.1075 | 357.1075 | 357.1075 | 357.1075 | 357.1075 | 357.1075 | 357.1075 | 357.1075 | 357.1075
F2_Industrial_Industrial - WA_Existing_Space Heating_Natural Gas_Boiler_A | F2 | Industrial | Industrial - WA | Existing | Space Heating | Natural Gas | Boiler | A | Tech Code Savings per Unit | 0 | 358.4976 | 357.1075 | 357.1075 | 357.1075 | 357.1075 | 357.1075 | 357.1075 | 357.1075 | 357.1075 | 357.1075 | 357.1075 | 357.1075 | 357.1075 | 357.1075 | 357.1075 | 357.1075 | 357.1075 | 357.1075 | 357.1075 | 357.1075 | 357.1075 | 357.1075 | 357.1075 | 357.1075 | 357.1075 | 357.1075
F3_Industrial_Industrial - WA_Existing_Space Heating_Natural Gas_Boiler_A | F3 | Industrial | Industrial - WA | Existing | Space Heating | Natural Gas | Boiler | A | Econ Market Savings per Unit | 0 | 49.1964 | 49.0056 | 49.0056 | 49.0056 | 49.0056 | 49.0056 | 49.0056 | 49.0056 | 49.0056 | 49.0056 | 49.0056 | 49.0056 | 49.0056 | 49.0056 | 49.0056 | 49.0056 | 49.0056 | 49.0056 | 49.0056 | 49.0056 | 49.0056 | 49.0056 | 49.0056 | 49.0056 | 49.0056 | 49.0056
F4_Industrial_Industrial - WA_Existing_Space Heating_Natural Gas_Boiler_A | F4 | Industrial | Industrial - WA | Existing | Space Heating | Natural Gas | Boiler | A | Econ Code Savings per Unit | 0 | 49.1964 | 49.0056 | 49.0056 | 49.0056 | 49.0056 | 49.0056 | 49.0056 | 49.0056 | 49.0056 | 49.0056 | 49.0056 | 49.0056 | 49.0056 | 49.0056 | 49.0056 | 49.0056 | 49.0056 | 49.0056 | 49.0056 | 49.0056 | 49.0056 | 49.0056 | 49.0056 | 49.0056 | 49.0056 | 49.0056
F1_Industrial_Industrial - WA_Existing_Space Heating_Natural Gas_Unit Heater_A | F1 | Industrial | Industrial - WA | Existing | Space Heating | Natural Gas | Unit Heater | A | Tech. Market Savings per Unit | 0 | 191840.798 | 191096.8947 | 191096.8947 | 191096.8947 | 191096.8947 | 191096.8947 | 191096.8947 | 191096.8947 | 191096.8947 | 191096.8947 | 191096.8947 | 191096.8947 | 191096.8947 | 191096.8947 | 191096.8947 | 191096.8947 | 191096.8947 | 191096.8947 | 191096.8947 | 191096.8947 | 191096.8947 | 191096.8947 | 191096.8947 | 191096.8947 | 191096.8947 | 191096.8947
F2_Industrial_Industrial - WA_Existing_Space Heating_Natural Gas_Unit Heater_A | F2 | Industrial | Industrial - WA | Existing | Space Heating | Natural Gas | Unit Heater | A | Tech Code Savings per Unit | 0 | 191840.798 | 191096.8947 | 191096.8947 | 191096.8947 | 191096.8947 | 191096.8947 | 191096.8947 | 191096.8947 | 191096.8947 | 191096.8947 | 191096.8947 | 191096.8947 | 191096.8947 | 191096.8947 | 191096.8947 | 191096.8947 | 191096.8947 | 191096.8947 | 191096.8947 | 191096.8947 | 191096.8947 | 191096.8947 | 191096.8947 | 191096.8947 | 191096.8947 | 191096.8947
F3_Industrial_Industrial - WA_Existing_Space Heating_Natural Gas_Unit Heater_A | F3 | Industrial | Industrial - WA | Existing | Space Heating | Natural Gas | Unit Heater | A | Econ Market Savings per Unit | 0 | 191840.798 | 191096.8947 | 191096.8947 | 191096.8947 | 191096.8947 | 191096.8947 | 191096.8947 | 191096.8947 | 191096.8947 | 191096.8947 | 191096.8947 | 191096.8947 | 191096.8947 | 191096.8947 | 191096.8947 | 191096.8947 | 191096.8947 | 191096.8947 | 191096.8947 | 191096.8947 | 191096.8947 | 191096.8947 | 191096.8947 | 191096.8947 | 191096.8947 | 191096.8947
F4_Industrial_Industrial - WA_Existing_Space Heating_Natural Gas_Unit Heater_A | F4 | Industrial | Industrial - WA | Existing | Space Heating | Natural Gas | Unit Heater | A | Econ Code Savings per Unit | 0 | 191840.798 | 191096.8947 | 191096.8947 | 191096.8947 | 191096.8947 | 191096.8947 | 191096.8947 | 191096.8947 | 191096.8947 | 191096.8947 | 191096.8947 | 191096.8947 | 191096.8947 | 191096.8947 | 191096.8947 | 191096.8947 | 191096.8947 | 191096.8947 | 191096.8947 | 191096.8947 | 191096.8947 | 191096.8947 | 191096.8947 | 191096.8947 | 191096.8947 | 191096.8947
F1_Industrial_Industrial - WA_New_Space Heating_Natural Gas_Furnace_A | F1 | Industrial | Industrial - WA | New | Space Heating | Natural Gas | Furnace | A | Tech. Market Savings per Unit | 0 | 54.8732 | 54.6604 | 18.2201 | 18.2201 | 18.2201 | 18.2201 | 18.2201 | 18.2201 | 18.2201 | 18.2201 | 18.2201 | 18.2201 | 18.2201 | 18.2201 | 18.2201 | 18.2201 | 18.2201 | 18.2201 | 18.2201 | 18.2201 | 18.2201 | 18.2201 | 18.2201 | 18.2201 | 18.2201 | 18.2201
F2_Industrial_Industrial - WA_New_Space Heating_Natural Gas_Furnace_A | F2 | Industrial | Industrial - WA | New | Space Heating | Natural Gas | Furnace | A | Tech Code Savings per Unit | 0 | 54.8732 | 54.6604 | 18.2201 | 18.2201 | 18.2201 | 18.2201 | 18.2201 | 18.2201 | 18.2201 | 18.2201 | 18.2201 | 18.2201 | 18.2201 | 18.2201 | 18.2201 | 18.2201 | 18.2201 | 18.2201 | 18.2201 | 18.2201 | 18.2201 | 18.2201 | 18.2201 | 18.2201 | 18.2201 | 18.2201
F3_Industrial_Industrial - WA_New_Space Heating_Natural Gas_Furnace_A | F3 | Industrial | Industrial - WA | New | Space Heating | Natural Gas | Furnace | A | Econ Market Savings per Unit | 0 | 36.5821 | 36.4403 | 18.2201 | 18.2201 | 18.2201 | 18.2201 | 18.2201 | 18.2201 | 18.2201 | 18.2201 | 18.2201 | 18.2201 | 18.2201 | 18.2201 | 18.2201 | 18.2201 | 18.2201 | 18.2201 | 18.2201 | 18.2201 | 18.2201 | 18.2201 | 18.2201 | 18.2201 | 18.2201 | 18.2201
F4_Industrial_Industrial - WA_New_Space Heating_Natural Gas_Furnace_A | F4 | Industrial | Industrial - WA | New | Space Heating | Natural Gas | Furnace | A | Econ Code Savings per Unit | 0 | 36.5821 | 36.4403 | 18.2201 | 18.2201 | 18.2201 | 18.2201 | 18.2201 | 18.2201 | 18.2201 | 18.2201 | 18.2201 | 18.2201 | 18.2201 | 18.2201 | 18.2201 | 18.2201 | 18.2201 | 18.2201 | 18.2201 | 18.2201 | 18.2201 | 18.2201 | 18.2201 | 18.2201 | 18.2201 | 18.2201
F1_Industrial_Industrial - WA_New_Space Heating_Natural Gas_Boiler_A | F1 | Industrial | Industrial - WA | New | Space Heating | Natural Gas | Boiler | A | Tech. Market Savings per Unit | 0 | 321.2051 | 319.9595 | 319.9595 | 319.9595 | 319.9595 | 319.9595 | 319.9595 | 319.9595 | 319.9595 | 319.9595 | 319.9595 | 319.9595 | 319.9595 | 319.9595 | 319.9595 | 319.9595 | 319.9595 | 319.9595 | 319.9595 | 319.9595 | 319.9595 | 319.9595 | 319.9595 | 319.9595 | 319.9595 | 319.9595
F2_Industrial_Industrial - WA_New_Space Heating_Natural Gas_Boiler_A | F2 | Industrial | Industrial - WA | New | Space Heating | Natural Gas | Boiler | A | Tech Code Savings per Unit | 0 | 321.2051 | 319.9595 | 319.9595 | 319.9595 | 319.9595 | 319.9595 | 319.9595 | 319.9595 | 319.9595 | 319.9595 | 319.9595 | 319.9595 | 319.9595 | 319.9595 | 319.9595 | 319.9595 | 319.9595 | 319.9595 | 319.9595 | 319.9595 | 319.9595 | 319.9595 | 319.9595 | 319.9595 | 319.9595 | 319.9595
F3_Industrial_Industrial - WA_New_Space Heating_Natural Gas_Boiler_A | F3 | Industrial | Industrial - WA | New | Space Heating | Natural Gas | Boiler | A | Econ Market Savings per Unit | 0 | 44.0904 | 43.9194 | 43.9194 | 43.9194 | 43.9194 | 43.9194 | 43.9194 | 43.9194 | 43.9194 | 43.9194 | 43.9194 | 43.9194 | 43.9194 | 43.9194 | 43.9194 | 43.9194 | 43.9194 | 43.9194 | 43.9194 | 43.9194 | 43.9194 | 43.9194 | 43.9194 | 43.9194 | 43.9194 | 43.9194
F4_Industrial_Industrial - WA_New_Space Heating_Natural Gas_Boiler_A | F4 | Industrial | Industrial - WA | New | Space Heating | Natural Gas | Boiler | A | Econ Code Savings per Unit | 0 | 44.0904 | 43.9194 | 43.9194 | 43.9194 | 43.9194 | 43.9194 | 43.9194 | 43.9194 | 43.9194 | 43.9194 | 43.9194 | 43.9194 | 43.9194 | 43.9194 | 43.9194 | 43.9194 | 43.9194 | 43.9194 | 43.9194 | 43.9194 | 43.9194 | 43.9194 | 43.9194 | 43.9194 | 43.9194 | 43.9194
F1_Industrial_Industrial - WA_New_Space Heating_Natural Gas_Unit Heater_A | F1 | Industrial | Industrial - WA | New | Space Heating | Natural Gas | Unit Heater | A | Tech. Market Savings per Unit | 0 | 191840.798 | 191096.8947 | 191096.8947 | 191096.8947 | 191096.8947 | 191096.8947 | 191096.8947 | 191096.8947 | 191096.8947 | 191096.8947 | 191096.8947 | 191096.8947 | 191096.8947 | 191096.8947 | 191096.8947 | 191096.8947 | 191096.8947 | 191096.8947 | 191096.8947 | 191096.8947 | 191096.8947 | 191096.8947 | 191096.8947 | 191096.8947 | 191096.8947 | 191096.8947
F2_Industrial_Industrial - WA_New_Space Heating_Natural Gas_Unit Heater_A | F2 | Industrial | Industrial - WA | New | Space Heating | Natural Gas | Unit Heater | A | Tech Code Savings per Unit | 0 | 191840.798 | 191096.8947 | 191096.8947 | 191096.8947 | 191096.8947 | 191096.8947 | 191096.8947 | 191096.8947 | 191096.8947 | 191096.8947 | 191096.8947 | 191096.8947 | 191096.8947 | 191096.8947 | 191096.8947 | 191096.8947 | 191096.8947 | 191096.8947 | 191096.8947 | 191096.8947 | 191096.8947 | 191096.8947 | 191096.8947 | 191096.8947 | 191096.8947 | 191096.8947
F3_Industrial_Industrial - WA_New_Space Heating_Natural Gas_Unit Heater_A | F3 | Industrial | Industrial - WA | New | Space Heating | Natural Gas | Unit Heater | A | Econ Market Savings per Unit | 0 | 191840.798 | 191096.8947 | 191096.8947 | 191096.8947 | 191096.8947 | 191096.8947 | 191096.8947 | 191096.8947 | 191096.8947 | 191096.8947 | 191096.8947 | 191096.8947 | 191096.8947 | 191096.8947 | 191096.8947 | 191096.8947 | 191096.8947 | 191096.8947 | 191096.8947 | 191096.8947 | 191096.8947 | 191096.8947 | 191096.8947 | 191096.8947 | 191096.8947 | 191096.8947
F4_Industrial_Industrial - WA_New_Space Heating_Natural Gas_Unit Heater_A | F4 | Industrial | Industrial - WA | New | Space Heating | Natural Gas | Unit Heater | A | Econ Code Savings per Unit | 0 | 191840.798 | 191096.8947 | 191096.8947 | 191096.8947 | 191096.8947 | 191096.8947 | 191096.8947 | 191096.8947 | 191096.8947 | 191096.8947 | 191096.8947 | 191096.8947 | 191096.8947 | 191096.8947 | 191096.8947 | 191096.8947 | 191096.8947 | 191096.8947 | 191096.8947 | 191096.8947 | 191096.8947 | 191096.8947 | 191096.8947 | 191096.8947 | 191096.8947 | 191096.8947
F1_Industrial_Industrial - ID_Existing_Space Heating_Natural Gas_Furnace_A | F1 | Industrial | Industrial - ID | Existing | Space Heating | Natural Gas | Furnace | A | Tech. Market Savings per Unit | 0 | 83.5013 | 83.1775 | 27.7925 | 27.7925 | 27.7925 | 27.7925 | 27.7925 | 27.7925 | 27.7925 | 27.7925 | 27.7925 | 27.7925 | 27.7925 | 27.7925 | 27.7925 | 27.7925 | 27.7925 | 27.7925 | 27.7925 | 27.7925 | 27.7925 | 27.7925 | 27.7925 | 27.7925 | 27.7925 | 27.7925
F2_Industrial_Industrial - ID_Existing_Space Heating_Natural Gas_Furnace_A | F2 | Industrial | Industrial - ID | Existing | Space Heating | Natural Gas | Furnace | A | Tech Code Savings per Unit | 0 | 83.7021 | 83.3775 | 27.7925 | 27.7925 | 27.7925 | 27.7925 | 27.7925 | 27.7925 | 27.7925 | 27.7925 | 27.7925 | 27.7925 | 27.7925 | 27.7925 | 27.7925 | 27.7925 | 27.7925 | 27.7925 | 27.7925 | 27.7925 | 27.7925 | 27.7925 | 27.7925 | 27.7925 | 27.7925 | 27.7925
F3_Industrial_Industrial - ID_Existing_Space Heating_Natural Gas_Furnace_A | F3 | Industrial | Industrial - ID | Existing | Space Heating | Natural Gas | Furnace | A | Econ Market Savings per Unit | 0 | 55.8014 | 55.585 | 27.7925 | 27.7925 | 27.7925 | 27.7925 | 27.7925 | 27.7925 | 27.7925 | 27.7925 | 27.7925 | 27.7925 | 27.7925 | 27.7925 | 27.7925 | 27.7925 | 27.7925 | 27.7925 | 27.7925 | 27.7925 | 27.7925 | 27.7925 | 27.7925 | 27.7925 | 27.7925 | 27.7925
F4_Industrial_Industrial - ID_Existing_Space Heating_Natural Gas_Furnace_A | F4 | Industrial | Industrial - ID | Existing | Space Heating | Natural Gas | Furnace | A | Econ Code Savings per Unit | 0 | 55.8014 | 55.585 | 27.7925 | 27.7925 | 27.7925 | 27.7925 | 27.7925 | 27.7925 | 27.7925 | 27.7925 | 27.7925 | 27.7925 | 27.7925 | 27.7925 | 27.7925 | 27.7925 | 27.7925 | 27.7925 | 27.7925 | 27.7925 | 27.7925 | 27.7925 | 27.7925 | 27.7925 | 27.7925 | 27.7925
F1_Industrial_Industrial - ID_Existing_Space Heating_Natural Gas_Boiler_A | F1 | Industrial | Industrial - ID | Existing | Space Heating | Natural Gas | Boiler | A | Tech. Market Savings per Unit | 0 | 419.4199 | 417.7935 | 417.7935 | 417.7935 | 417.7935 | 417.7935 | 417.7935 | 417.7935 | 417.7935 | 417.7935 | 417.7935 | 417.7935 | 417.7935 | 417.7935 | 417.7935 | 417.7935 | 417.7935 | 417.7935 | 417.7935 | 417.7935 | 417.7935 | 417.7935 | 417.7935 | 417.7935 | 417.7935 | 417.7935
F2_Industrial_Industrial - ID_Existing_Space Heating_Natural Gas_Boiler_A | F2 | Industrial | Industrial - ID | Existing | Space Heating | Natural Gas | Boiler | A | Tech Code Savings per Unit | 0 | 419.4199 | 417.7935 | 417.7935 | 417.7935 | 417.7935 | 417.7935 | 417.7935 | 417.7935 | 417.7935 | 417.7935 | 417.7935 | 417.7935 | 417.7935 | 417.7935 | 417.7935 | 417.7935 | 417.7935 | 417.7935 | 417.7935 | 417.7935 | 417.7935 | 417.7935 | 417.7935 | 417.7935 | 417.7935 | 417.7935
F3_Industrial_Industrial - ID_Existing_Space Heating_Natural Gas_Boiler_A | F3 | Industrial | Industrial - ID | Existing | Space Heating | Natural Gas | Boiler | A | Econ Market Savings per Unit | 0 | 57.5568 | 57.3336 | 57.3336 | 57.3336 | 57.3336 | 57.3336 | 57.3336 | 57.3336 | 57.3336 | 57.3336 | 57.3336 | 57.3336 | 57.3336 | 57.3336 | 57.3336 | 57.3336 | 57.3336 | 57.3336 | 57.3336 | 57.3336 | 57.3336 | 57.3336 | 57.3336 | 57.3336 | 57.3336 | 57.3336
F4_Industrial_Industrial - ID_Existing_Space Heating_Natural Gas_Boiler_A | F4 | Industrial | Industrial - ID | Existing | Space Heating | Natural Gas | Boiler | A | Econ Code Savings per Unit | 0 | 57.5568 | 57.3336 | 57.3336 | 57.3336 | 57.3336 | 57.3336 | 57.3336 | 57.3336 | 57.3336 | 57.3336 | 57.3336 | 57.3336 | 57.3336 | 57.3336 | 57.3336 | 57.3336 | 57.3336 | 57.3336 | 57.3336 | 57.3336 | 57.3336 | 57.3336 | 57.3336 | 57.3336 | 57.3336 | 57.3336
F1_Industrial_Industrial - ID_Existing_Space Heating_Natural Gas_Unit Heater_A | F1 | Industrial | Industrial - ID | Existing | Space Heating | Natural Gas | Unit Heater | A | Tech. Market Savings per Unit | 0 | 191840.798 | 191096.8947 | 191096.8947 | 191096.8947 | 191096.8947 | 191096.8947 | 191096.8947 | 191096.8947 | 191096.8947 | 191096.8947 | 191096.8947 | 191096.8947 | 191096.8947 | 191096.8947 | 191096.8947 | 191096.8947 | 191096.8947 | 191096.8947 | 191096.8947 | 191096.8947 | 191096.8947 | 191096.8947 | 191096.8947 | 191096.8947 | 191096.8947 | 191096.8947
F2_Industrial_Industrial - ID_Existing_Space Heating_Natural Gas_Unit Heater_A | F2 | Industrial | Industrial - ID | Existing | Space Heating | Natural Gas | Unit Heater | A | Tech Code Savings per Unit | 0 | 191840.798 | 191096.8947 | 191096.8947 | 191096.8947 | 191096.8947 | 191096.8947 | 191096.8947 | 191096.8947 | 191096.8947 | 191096.8947 | 191096.8947 | 191096.8947 | 191096.8947 | 191096.8947 | 191096.8947 | 191096.8947 | 191096.8947 | 191096.8947 | 191096.8947 | 191096.8947 | 191096.8947 | 191096.8947 | 191096.8947 | 191096.8947 | 191096.8947 | 191096.8947
F3_Industrial_Industrial - ID_Existing_Space Heating_Natural Gas_Unit Heater_A | F3 | Industrial | Industrial - ID | Existing | Space Heating | Natural Gas | Unit Heater | A | Econ Market Savings per Unit | 0 | 191840.798 | 191096.8947 | 191096.8947 | 191096.8947 | 191096.8947 | 191096.8947 | 191096.8947 | 191096.8947 | 191096.8947 | 191096.8947 | 191096.8947 | 191096.8947 | 191096.8947 | 191096.8947 | 191096.8947 | 191096.8947 | 191096.8947 | 191096.8947 | 191096.8947 | 191096.8947 | 191096.8947 | 191096.8947 | 191096.8947 | 191096.8947 | 191096.8947 | 191096.8947
F4_Industrial_Industrial - ID_Existing_Space Heating_Natural Gas_Unit Heater_A | F4 | Industrial | Industrial - ID | Existing | Space Heating | Natural Gas | Unit Heater | A | Econ Code Savings per Unit | 0 | 191840.798 | 191096.8947 | 191096.8947 | 191096.8947 | 191096.8947 | 191096.8947 | 191096.8947 | 191096.8947 | 191096.8947 | 191096.8947 | 191096.8947 | 191096.8947 | 191096.8947 | 191096.8947 | 191096.8947 | 191096.8947 | 191096.8947 | 191096.8947 | 191096.8947 | 191096.8947 | 191096.8947 | 191096.8947 | 191096.8947 | 191096.8947 | 191096.8947 | 191096.8947
F1_Industrial_Industrial - ID_New_Space Heating_Natural Gas_Furnace_A | F1 | Industrial | Industrial - ID | New | Space Heating | Natural Gas | Furnace | A | Tech. Market Savings per Unit | 0 | 64.1982 | 63.9493 | 21.3164 | 21.3164 | 21.3164 | 21.3164 | 21.3164 | 21.3164 | 21.3164 | 21.3164 | 21.3164 | 21.3164 | 21.3164 | 21.3164 | 21.3164 | 21.3164 | 21.3164 | 21.3164 | 21.3164 | 21.3164 | 21.3164 | 21.3164 | 21.3164 | 21.3164 | 21.3164 | 21.3164
F2_Industrial_Industrial - ID_New_Space Heating_Natural Gas_Furnace_A | F2 | Industrial | Industrial - ID | New | Space Heating | Natural Gas | Furnace | A | Tech Code Savings per Unit | 0 | 64.1982 | 63.9493 | 21.3164 | 21.3164 | 21.3164 | 21.3164 | 21.3164 | 21.3164 | 21.3164 | 21.3164 | 21.3164 | 21.3164 | 21.3164 | 21.3164 | 21.3164 | 21.3164 | 21.3164 | 21.3164 | 21.3164 | 21.3164 | 21.3164 | 21.3164 | 21.3164 | 21.3164 | 21.3164 | 21.3164
F3_Industrial_Industrial - ID_New_Space Heating_Natural Gas_Furnace_A | F3 | Industrial | Industrial - ID | New | Space Heating | Natural Gas | Furnace | A | Econ Market Savings per Unit | 0 | 42.7988 | 42.6329 | 21.3164 | 21.3164 | 21.3164 | 21.3164 | 21.3164 | 21.3164 | 21.3164 | 21.3164 | 21.3164 | 21.3164 | 21.3164 | 21.3164 | 21.3164 | 21.3164 | 21.3164 | 21.3164 | 21.3164 | 21.3164 | 21.3164 | 21.3164 | 21.3164 | 21.3164 | 21.3164 | 21.3164
F4_Industrial_Industrial - ID_New_Space Heating_Natural Gas_Furnace_A | F4 | Industrial | Industrial - ID | New | Space Heating | Natural Gas | Furnace | A | Econ Code Savings per Unit | 0 | 42.7988 | 42.6329 | 21.3164 | 21.3164 | 21.3164 | 21.3164 | 21.3164 | 21.3164 | 21.3164 | 21.3164 | 21.3164 | 21.3164 | 21.3164 | 21.3164 | 21.3164 | 21.3164 | 21.3164 | 21.3164 | 21.3164 | 21.3164 | 21.3164 | 21.3164 | 21.3164 | 21.3164 | 21.3164 | 21.3164
F1_Industrial_Industrial - ID_New_Space Heating_Natural Gas_Boiler_A | F1 | Industrial | Industrial - ID | New | Space Heating | Natural Gas | Boiler | A | Tech. Market Savings per Unit | 0 | 375.79 | 374.3328 | 374.3328 | 374.3328 | 374.3328 | 374.3328 | 374.3328 | 374.3328 | 374.3328 | 374.3328 | 374.3328 | 374.3328 | 374.3328 | 374.3328 | 374.3328 | 374.3328 | 374.3328 | 374.3328 | 374.3328 | 374.3328 | 374.3328 | 374.3328 | 374.3328 | 374.3328 | 374.3328 | 374.3328
F2_Industrial_Industrial - ID_New_Space Heating_Natural Gas_Boiler_A | F2 | Industrial | Industrial - ID | New | Space Heating | Natural Gas | Boiler | A | Tech Code Savings per Unit | 0 | 375.79 | 374.3328 | 374.3328 | 374.3328 | 374.3328 | 374.3328 | 374.3328 | 374.3328 | 374.3328 | 374.3328 | 374.3328 | 374.3328 | 374.3328 | 374.3328 | 374.3328 | 374.3328 | 374.3328 | 374.3328 | 374.3328 | 374.3328 | 374.3328 | 374.3328 | 374.3328 | 374.3328 | 374.3328 | 374.3328
F3_Industrial_Industrial - ID_New_Space Heating_Natural Gas_Boiler_A | F3 | Industrial | Industrial - ID | New | Space Heating | Natural Gas | Boiler | A | Econ Market Savings per Unit | 0 | 51.583 | 51.383 | 51.383 | 51.383 | 51.383 | 51.383 | 51.383 | 51.383 | 51.383 | 51.383 | 51.383 | 51.383 | 51.383 | 51.383 | 51.383 | 51.383 | 51.383 | 51.383 | 51.383 | 51.383 | 51.383 | 51.383 | 51.383 | 51.383 | 51.383 | 51.383
F4_Industrial_Industrial - ID_New_Space Heating_Natural Gas_Boiler_A | F4 | Industrial | Industrial - ID | New | Space Heating | Natural Gas | Boiler | A | Econ Code Savings per Unit | 0 | 51.583 | 51.383 | 51.383 | 51.383 | 51.383 | 51.383 | 51.383 | 51.383 | 51.383 | 51.383 | 51.383 | 51.383 | 51.383 | 51.383 | 51.383 | 51.383 | 51.383 | 51.383 | 51.383 | 51.383 | 51.383 | 51.383 | 51.383 | 51.383 | 51.383 | 51.383
F1_Industrial_Industrial - ID_New_Space Heating_Natural Gas_Unit Heater_A | F1 | Industrial | Industrial - ID | New | Space Heating | Natural Gas | Unit Heater | A | Tech. Market Savings per Unit | 0 | 191840.798 | 191096.8947 | 191096.8947 | 191096.8947 | 191096.8947 | 191096.8947 | 191096.8947 | 191096.8947 | 191096.8947 | 191096.8947 | 191096.8947 | 191096.8947 | 191096.8947 | 191096.8947 | 191096.8947 | 191096.8947 | 191096.8947 | 191096.8947 | 191096.8947 | 191096.8947 | 191096.8947 | 191096.8947 | 191096.8947 | 191096.8947 | 191096.8947 | 191096.8947
F2_Industrial_Industrial - ID_New_Space Heating_Natural Gas_Unit Heater_A | F2 | Industrial | Industrial - ID | New | Space Heating | Natural Gas | Unit Heater | A | Tech Code Savings per Unit | 0 | 191840.798 | 191096.8947 | 191096.8947 | 191096.8947 | 191096.8947 | 191096.8947 | 191096.8947 | 191096.8947 | 191096.8947 | 191096.8947 | 191096.8947 | 191096.8947 | 191096.8947 | 191096.8947 | 191096.8947 | 191096.8947 | 191096.8947 | 191096.8947 | 191096.8947 | 191096.8947 | 191096.8947 | 191096.8947 | 191096.8947 | 191096.8947 | 191096.8947 | 191096.8947
F3_Industrial_Industrial - ID_New_Space Heating_Natural Gas_Unit Heater_A | F3 | Industrial | Industrial - ID | New | Space Heating | Natural Gas | Unit Heater | A | Econ Market Savings per Unit | 0 | 191840.798 | 191096.8947 | 191096.8947 | 191096.8947 | 191096.8947 | 191096.8947 | 191096.8947 | 191096.8947 | 191096.8947 | 191096.8947 | 191096.8947 | 191096.8947 | 191096.8947 | 191096.8947 | 191096.8947 | 191096.8947 | 191096.8947 | 191096.8947 | 191096.8947 | 191096.8947 | 191096.8947 | 191096.8947 | 191096.8947 | 191096.8947 | 191096.8947 | 191096.8947
F4_Industrial_Industrial - ID_New_Space Heating_Natural Gas_Unit Heater_A | F4 | Industrial | Industrial - ID | New | Space Heating | Natural Gas | Unit Heater | A | Econ Code Savings per Unit | 0 | 191840.798 | 191096.8947 | 191096.8947 | 191096.8947 | 191096.8947 | 191096.8947 | 191096.8947 | 191096.8947 | 191096.8947 | 191096.8947 | 191096.8947 | 191096.8947 | 191096.8947 | 191096.8947 | 191096.8947 | 191096.8947 | 191096.8947 | 191096.8947 | 191096.8947 | 191096.8947 | 191096.8947 | 191096.8947 | 191096.8947 | 191096.8947 | 191096.8947 | 191096.8947
F1_Industrial_Industrial - WA_Existing_Space Heating_Natural Gas_Insulation - Ceiling_A | F1 | Industrial | Industrial - WA | Existing | Space Heating | Natural Gas | Insulation - Ceiling | A | Tech. Market Savings per Unit | 0 | 0 | 0.084567 | 0.084408 | 0.084238 | 0.084057 | 0.083869 | 0.083673 | 0.083472 | 0.083266 | 0.083057 | 0.082845 | 0.082633 | 0.082419 | 0.082206 | 0.081994 | 0.081784 | 0.081575 | 0.08137 | 0.081179 | 0.081002 | 0.080839 | 0.080689 | 0.080551 | 0.080424 | 0.080307 | 0.0802
F2_Industrial_Industrial - WA_Existing_Space Heating_Natural Gas_Insulation - Ceiling_A | F2 | Industrial | Industrial - WA | Existing | Space Heating | Natural Gas | Insulation - Ceiling | A | Tech Code Savings per Unit | 0 | 0 | 0.084567 | 0.084408 | 0.084238 | 0.084057 | 0.083869 | 0.083673 | 0.083472 | 0.083266 | 0.083057 | 0.082845 | 0.082633 | 0.082419 | 0.082206 | 0.081994 | 0.081784 | 0.081575 | 0.08137 | 0.081179 | 0.081002 | 0.080839 | 0.080689 | 0.080551 | 0.080424 | 0.080307 | 0.0802
F3_Industrial_Industrial - WA_Existing_Space Heating_Natural Gas_Insulation - Ceiling_A | F3 | Industrial | Industrial - WA | Existing | Space Heating | Natural Gas | Insulation - Ceiling | A | Econ Market Savings per Unit | 0 | 0 | 0.084567 | 0.084408 | 0.084238 | 0.084057 | 0.083869 | 0.083673 | 0.083472 | 0.083266 | 0.083057 | 0.082845 | 0.082633 | 0.082419 | 0.082206 | 0.081994 | 0.081784 | 0.081575 | 0.08137 | 0.081179 | 0.081002 | 0.080839 | 0.080689 | 0.080551 | 0.080424 | 0.080307 | 0.0802
F4_Industrial_Industrial - WA_Existing_Space Heating_Natural Gas_Insulation - Ceiling_A | F4 | Industrial | Industrial - WA | Existing | Space Heating | Natural Gas | Insulation - Ceiling | A | Econ Code Savings per Unit | 0 | 0 | 0.084567 | 0.084408 | 0.084238 | 0.084057 | 0.083869 | 0.083673 | 0.083472 | 0.083266 | 0.083057 | 0.082845 | 0.082633 | 0.082419 | 0.082206 | 0.081994 | 0.081784 | 0.081575 | 0.08137 | 0.081179 | 0.081002 | 0.080839 | 0.080689 | 0.080551 | 0.080424 | 0.080307 | 0.0802
F1_Industrial_Industrial - WA_Existing_Space Heating_Natural Gas_Insulation - Wall Cavity_A | F1 | Industrial | Industrial - WA | Existing | Space Heating | Natural Gas | Insulation - Wall Cavity | A | Tech. Market Savings per Unit | 0 | 0 | 0.12242 | 0.12219 | 0.12195 | 0.12168 | 0.12141 | 0.12113 | 0.12084 | 0.12054 | 0.12024 | 0.11993 | 0.11962 | 0.11931 | 0.119 | 0.1187 | 0.11839 | 0.11809 | 0.11779 | 0.11752 | 0.11726 | 0.11702 | 0.11681 | 0.11661 | 0.11642 | 0.11626 | 0.1161
F2_Industrial_Industrial - WA_Existing_Space Heating_Natural Gas_Insulation - Wall Cavity_A | F2 | Industrial | Industrial - WA | Existing | Space Heating | Natural Gas | Insulation - Wall Cavity | A | Tech Code Savings per Unit | 0 | 0 | 0.12242 | 0.12219 | 0.12195 | 0.12168 | 0.12141 | 0.12113 | 0.12084 | 0.12054 | 0.12024 | 0.11993 | 0.11962 | 0.11931 | 0.119 | 0.1187 | 0.11839 | 0.11809 | 0.11779 | 0.11752 | 0.11726 | 0.11702 | 0.11681 | 0.11661 | 0.11642 | 0.11626 | 0.1161
F3_Industrial_Industrial - WA_Existing_Space Heating_Natural Gas_Insulation - Wall Cavity_A | F3 | Industrial | Industrial - WA | Existing | Space Heating | Natural Gas | Insulation - Wall Cavity | A | Econ Market Savings per Unit | 0 | 0 | 0.12242 | 0.12219 | 0.12195 | 0.12168 | 0.12141 | 0.12113 | 0.12084 | 0.12054 | 0.12024 | 0.11993 | 0.11962 | 0.11931 | 0.119 | 0.1187 | 0.11839 | 0.11809 | 0.11779 | 0.11752 | 0.11726 | 0.11702 | 0.11681 | 0.11661 | 0.11642 | 0.11626 | 0.1161
F4_Industrial_Industrial - WA_Existing_Space Heating_Natural Gas_Insulation - Wall Cavity_A | F4 | Industrial | Industrial - WA | Existing | Space Heating | Natural Gas | Insulation - Wall Cavity | A | Econ Code Savings per Unit | 0 | 0 | 0.12242 | 0.12219 | 0.12195 | 0.12168 | 0.12141 | 0.12113 | 0.12084 | 0.12054 | 0.12024 | 0.11993 | 0.11962 | 0.11931 | 0.119 | 0.1187 | 0.11839 | 0.11809 | 0.11779 | 0.11752 | 0.11726 | 0.11702 | 0.11681 | 0.11661 | 0.11642 | 0.11626 | 0.1161
F1_Industrial_Industrial - WA_Existing_Space Heating_Natural Gas_Insulation - Ducting_A | F1 | Industrial | Industrial - WA | Existing | Space Heating | Natural Gas | Insulation - Ducting | A | Tech. Market Savings per Unit | 0 | 0 | 0.0067699 | 0.0067574 | 0.0067416 | 0.0067227 | 0.0067012 | 0.0066772 | 0.0066511 | 0.006623 | 0.0065934 | 0.0065622 | 0.0065299 | 0.0064964 | 0.0064621 | 0.006427 | 0.0063913 | 0.0063551 | 0.0063185 | 0.0062846 | 0.0062528 | 0.0062234 | 0.0061963 | 0.0061713 | 0.0061482 | 0.0061268 | 0.0061072
F2_Industrial_Industrial - WA_Existing_Space Heating_Natural Gas_Insulation - Ducting_A | F2 | Industrial | Industrial - WA | Existing | Space Heating | Natural Gas | Insulation - Ducting | A | Tech Code Savings per Unit | 0 | 0 | 0.0067699 | 0.0067574 | 0.0067416 | 0.0067227 | 0.0067012 | 0.0066772 | 0.0066511 | 0.006623 | 0.0065934 | 0.0065622 | 0.0065299 | 0.0064964 | 0.0064621 | 0.006427 | 0.0063913 | 0.0063551 | 0.0063185 | 0.0062846 | 0.0062528 | 0.0062234 | 0.0061963 | 0.0061713 | 0.0061482 | 0.0061268 | 0.0061072
F3_Industrial_Industrial - WA_Existing_Space Heating_Natural Gas_Insulation - Ducting_A | F3 | Industrial | Industrial - WA | Existing | Space Heating | Natural Gas | Insulation - Ducting | A | Econ Market Savings per Unit | 0 | 0 | 0.0067699 | 0.0067574 | 0.0067416 | 0.0067227 | 0.0067012 | 0.0066772 | 0.0066511 | 0.006623 | 0.0065934 | 0.0065622 | 0.0065299 | 0.0064964 | 0.0064621 | 0.006427 | 0.0063913 | 0.0063551 | 0.0063185 | 0.0062846 | 0.0062528 | 0.0062234 | 0.0061963 | 0.0061713 | 0.0061482 | 0.0061268 | 0.0061072
F4_Industrial_Industrial - WA_Existing_Space Heating_Natural Gas_Insulation - Ducting_A | F4 | Industrial | Industrial - WA | Existing | Space Heating | Natural Gas | Insulation - Ducting | A | Econ Code Savings per Unit | 0 | 0 | 0.0067699 | 0.0067574 | 0.0067416 | 0.0067227 | 0.0067012 | 0.0066772 | 0.0066511 | 0.006623 | 0.0065934 | 0.0065622 | 0.0065299 | 0.0064964 | 0.0064621 | 0.006427 | 0.0063913 | 0.0063551 | 0.0063185 | 0.0062846 | 0.0062528 | 0.0062234 | 0.0061963 | 0.0061713 | 0.0061482 | 0.0061268 | 0.0061072
F1_Industrial_Industrial - WA_Existing_Space Heating_Natural Gas_Ducting - Repair and Sealing_A | F1 | Industrial | Industrial - WA | Existing | Space Heating | Natural Gas | Ducting - Repair and Sealing | A | Tech. Market Savings per Unit | 0 | 0 | 0.27616 | 0.27565 | 0.275 | 0.27424 | 0.27336 | 0.27238 | 0.27131 | 0.27017 | 0.26896 | 0.26769 | 0.26637 | 0.265 | 0.2636 | 0.26217 | 0.26071 | 0.25924 | 0.25775 | 0.25636 | 0.25506 | 0.25387 | 0.25276 | 0.25174 | 0.2508 | 0.24993 | 0.24912
F2_Industrial_Industrial - WA_Existing_Space Heating_Natural Gas_Ducting - Repair and Sealing_A | F2 | Industrial | Industrial - WA | Existing | Space Heating | Natural Gas | Ducting - Repair and Sealing | A | Tech Code Savings per Unit | 0 | 0 | 0.27616 | 0.27565 | 0.275 | 0.27424 | 0.27336 | 0.27238 | 0.27131 | 0.27017 | 0.26896 | 0.26769 | 0.26637 | 0.265 | 0.2636 | 0.26217 | 0.26071 | 0.25924 | 0.25775 | 0.25636 | 0.25506 | 0.25387 | 0.25276 | 0.25174 | 0.2508 | 0.24993 | 0.24912
F3_Industrial_Industrial - WA_Existing_Space Heating_Natural Gas_Ducting - Repair and Sealing_A | F3 | Industrial | Industrial - WA | Existing | Space Heating | Natural Gas | Ducting - Repair and Sealing | A | Econ Market Savings per Unit | 0 | 0 | 0.27616 | 0.27565 | 0.275 | 0.27424 | 0.27336 | 0.27238 | 0.27131 | 0.27017 | 0.26896 | 0.26769 | 0.26637 | 0.265 | 0.2636 | 0.26217 | 0.26071 | 0.25924 | 0.25775 | 0.25636 | 0.25506 | 0.25387 | 0.25276 | 0.25174 | 0.2508 | 0.24993 | 0.24912
F4_Industrial_Industrial - WA_Existing_Space Heating_Natural Gas_Ducting - Repair and Sealing_A | F4 | Industrial | Industrial - WA | Existing | Space Heating | Natural Gas | Ducting - Repair and Sealing | A | Econ Code Savings per Unit | 0 | 0 | 0.27616 | 0.27565 | 0.275 | 0.27424 | 0.27336 | 0.27238 | 0.27131 | 0.27017 | 0.26896 | 0.26769 | 0.26637 | 0.265 | 0.2636 | 0.26217 | 0.26071 | 0.25924 | 0.25775 | 0.25636 | 0.25506 | 0.25387 | 0.25276 | 0.25174 | 0.2508 | 0.24993 | 0.24912
F1_Industrial_Industrial - WA_Existing_Space Heating_Natural Gas_Building Shell - Air Sealing (Infiltration Control)_A | F1 | Industrial | Industrial - WA | Existing | Space Heating | Natural Gas | Building Shell - Air Sealing (Infiltration Control) | A | Tech. Market Savings per Unit | 0 | 0 | 63.6072 | 63.4875 | 63.3593 | 63.2236 | 63.0816 | 62.9345 | 62.7831 | 62.6284 | 62.4711 | 62.3121 | 62.1521 | 61.9916 | 61.8313 | 61.6718 | 61.5135 | 61.3569 | 61.2024 | 61.059 | 60.9254 | 60.8027 | 60.6898 | 60.586 | 60.4906 | 60.4029 | 60.3223
F2_Industrial_Industrial - WA_Existing_Space Heating_Natural Gas_Building Shell - Air Sealing (Infiltration Control)_A | F2 | Industrial | Industrial - WA | Existing | Space Heating | Natural Gas | Building Shell - Air Sealing (Infiltration Control) | A | Tech Code Savings per Unit | 0 | 0 | 63.6072 | 63.4875 | 63.3593 | 63.2236 | 63.0816 | 62.9345 | 62.7831 | 62.6284 | 62.4711 | 62.3121 | 62.1521 | 61.9916 | 61.8313 | 61.6718 | 61.5135 | 61.3569 | 61.2024 | 61.059 | 60.9254 | 60.8027 | 60.6898 | 60.586 | 60.4906 | 60.4029 | 60.3223
F3_Industrial_Industrial - WA_Existing_Space Heating_Natural Gas_Building Shell - Air Sealing (Infiltration Control)_A | F3 | Industrial | Industrial - WA | Existing | Space Heating | Natural Gas | Building Shell - Air Sealing (Infiltration Control) | A | Econ Market Savings per Unit | 0 | 0 | 63.6072 | 63.4875 | 63.3593 | 63.2236 | 63.0816 | 62.9345 | 62.7831 | 62.6284 | 62.4711 | 62.3121 | 62.1521 | 61.9916 | 61.8313 | 61.6718 | 61.5135 | 61.3569 | 61.2024 | 61.059 | 60.9254 | 60.8027 | 60.6898 | 60.586 | 60.4906 | 60.4029 | 60.3223
F4_Industrial_Industrial - WA_Existing_Space Heating_Natural Gas_Building Shell - Air Sealing (Infiltration Control)_A | F4 | Industrial | Industrial - WA | Existing | Space Heating | Natural Gas | Building Shell - Air Sealing (Infiltration Control) | A | Econ Code Savings per Unit | 0 | 0 | 63.6072 | 63.4875 | 63.3593 | 63.2236 | 63.0816 | 62.9345 | 62.7831 | 62.6284 | 62.4711 | 62.3121 | 62.1521 | 61.9916 | 61.8313 | 61.6718 | 61.5135 | 61.3569 | 61.2024 | 61.059 | 60.9254 | 60.8027 | 60.6898 | 60.586 | 60.4906 | 60.4029 | 60.3223
F1_Industrial_Industrial - WA_Existing_Space Heating_Natural Gas_Ventilation - Demand Controlled_A | F1 | Industrial | Industrial - WA | Existing | Space Heating | Natural Gas | Ventilation - Demand Controlled | A | Tech. Market Savings per Unit | 0 | 0 | 0.05097 | 0.050876 | 0.050757 | 0.050615 | 0.050453 | 0.050272 | 0.050075 | 0.049864 | 0.049641 | 0.049407 | 0.049163 | 0.048911 | 0.048652 | 0.048388 | 0.048119 | 0.047847 | 0.047572 | 0.047316 | 0.047077 | 0.046855 | 0.046651 | 0.046463 | 0.046289 | 0.046129 | 0.04598
F2_Industrial_Industrial - WA_Existing_Space Heating_Natural Gas_Ventilation - Demand Controlled_A | F2 | Industrial | Industrial - WA | Existing | Space Heating | Natural Gas | Ventilation - Demand Controlled | A | Tech Code Savings per Unit | 0 | 0 | 0.05097 | 0.050876 | 0.050757 | 0.050615 | 0.050453 | 0.050272 | 0.050075 | 0.049864 | 0.049641 | 0.049407 | 0.049163 | 0.048911 | 0.048652 | 0.048388 | 0.048119 | 0.047847 | 0.047572 | 0.047316 | 0.047077 | 0.046855 | 0.046651 | 0.046463 | 0.046289 | 0.046129 | 0.04598
F3_Industrial_Industrial - WA_Existing_Space Heating_Natural Gas_Ventilation - Demand Controlled_A | F3 | Industrial | Industrial - WA | Existing | Space Heating | Natural Gas | Ventilation - Demand Controlled | A | Econ Market Savings per Unit | 0 | 0 | 0.05097 | 0.050876 | 0.050757 | 0.050615 | 0.050453 | 0.050272 | 0.050075 | 0.049864 | 0.049641 | 0.049407 | 0.049163 | 0.048911 | 0.048652 | 0.048388 | 0.048119 | 0.047847 | 0.047572 | 0.047316 | 0.047077 | 0.046855 | 0.046651 | 0.046463 | 0.046289 | 0.046129 | 0.04598
F4_Industrial_Industrial - WA_Existing_Space Heating_Natural Gas_Ventilation - Demand Controlled_A | F4 | Industrial | Industrial - WA | Existing | Space Heating | Natural Gas | Ventilation - Demand Controlled | A | Econ Code Savings per Unit | 0 | 0 | 0.05097 | 0.050876 | 0.050757 | 0.050615 | 0.050453 | 0.050272 | 0.050075 | 0.049864 | 0.049641 | 0.049407 | 0.049163 | 0.048911 | 0.048652 | 0.048388 | 0.048119 | 0.047847 | 0.047572 | 0.047316 | 0.047077 | 0.046855 | 0.046651 | 0.046463 | 0.046289 | 0.046129 | 0.04598
F1_Industrial_Industrial - WA_Existing_Space Heating_Natural Gas_Destratification Fans (HVLS)_A | F1 | Industrial | Industrial - WA | Existing | Space Heating | Natural Gas | Destratification Fans (HVLS) | A | Tech. Market Savings per Unit | 0 | 0 | 122898.3356 | 122667.2309 | 122419.3962 | 122157.2392 | 121882.9771 | 121598.6518 | 121306.1435 | 121007.1837 | 120703.3673 | 120396.1627 | 120086.9228 | 119776.8934 | 119467.2218 | 119158.9652 | 118853.0971 | 118550.5141 | 118252.0425 | 117974.9563 | 117716.8778 | 117479.6459 | 117261.5666 | 117061.0845 | 116876.7712 | 116707.315 | 116551.5114
F2_Industrial_Industrial - WA_Existing_Space Heating_Natural Gas_Destratification Fans (HVLS)_A | F2 | Industrial | Industrial - WA | Existing | Space Heating | Natural Gas | Destratification Fans (HVLS) | A | Tech Code Savings per Unit | 0 | 0 | 122898.3356 | 122667.2309 | 122419.3962 | 122157.2392 | 121882.9771 | 121598.6518 | 121306.1435 | 121007.1837 | 120703.3673 | 120396.1627 | 120086.9228 | 119776.8934 | 119467.2218 | 119158.9652 | 118853.0971 | 118550.5141 | 118252.0425 | 117974.9563 | 117716.8778 | 117479.6459 | 117261.5666 | 117061.0845 | 116876.7712 | 116707.315 | 116551.5114
F3_Industrial_Industrial - WA_Existing_Space Heating_Natural Gas_Destratification Fans (HVLS)_A | F3 | Industrial | Industrial - WA | Existing | Space Heating | Natural Gas | Destratification Fans (HVLS) | A | Econ Market Savings per Unit | 0 | 0 | 122898.3356 | 122667.2309 | 122419.3962 | 122157.2392 | 121882.9771 | 121598.6518 | 121306.1435 | 121007.1837 | 120703.3673 | 120396.1627 | 120086.9228 | 119776.8934 | 119467.2218 | 119158.9652 | 118853.0971 | 118550.5141 | 118252.0425 | 117974.9563 | 117716.8778 | 117479.6459 | 117261.5666 | 117061.0845 | 116876.7712 | 116707.315 | 116551.5114
F4_Industrial_Industrial - WA_Existing_Space Heating_Natural Gas_Destratification Fans (HVLS)_A | F4 | Industrial | Industrial - WA | Existing | Space Heating | Natural Gas | Destratification Fans (HVLS) | A | Econ Code Savings per Unit | 0 | 0 | 122898.3356 | 122667.2309 | 122419.3962 | 122157.2392 | 121882.9771 | 121598.6518 | 121306.1435 | 121007.1837 | 120703.3673 | 120396.1627 | 120086.9228 | 119776.8934 | 119467.2218 | 119158.9652 | 118853.0971 | 118550.5141 | 118252.0425 | 117974.9563 | 117716.8778 | 117479.6459 | 117261.5666 | 117061.0845 | 116876.7712 | 116707.315 | 116551.5114
F1_Industrial_Industrial - WA_Existing_Space Heating_Natural Gas_Condensing RTU_A | F1 | Industrial | Industrial - WA | Existing | Space Heating | Natural Gas | Condensing RTU | A | Tech. Market Savings per Unit | 0 | 0 | 0.082041 | 0.08189 | 0.081698 | 0.08147 | 0.081208 | 0.080918 | 0.080601 | 0.080262 | 0.079902 | 0.079525 | 0.079133 | 0.078727 | 0.078311 | 0.077886 | 0.077453 | 0.077014 | 0.076572 | 0.07616 | 0.075774 | 0.075419 | 0.07509 | 0.074787 | 0.074507 | 0.074248 | 0.07401
F2_Industrial_Industrial - WA_Existing_Space Heating_Natural Gas_Condensing RTU_A | F2 | Industrial | Industrial - WA | Existing | Space Heating | Natural Gas | Condensing RTU | A | Tech Code Savings per Unit | 0 | 0 | 0.082041 | 0.08189 | 0.081698 | 0.08147 | 0.081208 | 0.080918 | 0.080601 | 0.080262 | 0.079902 | 0.079525 | 0.079133 | 0.078727 | 0.078311 | 0.077886 | 0.077453 | 0.077014 | 0.076572 | 0.07616 | 0.075774 | 0.075419 | 0.07509 | 0.074787 | 0.074507 | 0.074248 | 0.07401
F3_Industrial_Industrial - WA_Existing_Space Heating_Natural Gas_Condensing RTU_A | F3 | Industrial | Industrial - WA | Existing | Space Heating | Natural Gas | Condensing RTU | A | Econ Market Savings per Unit | 0 | 0 | 0.082041 | 0.08189 | 0.081698 | 0.08147 | 0.081208 | 0.080918 | 0.080601 | 0.080262 | 0.079902 | 0.079525 | 0.079133 | 0.078727 | 0.078311 | 0.077886 | 0.077453 | 0.077014 | 0.076572 | 0.07616 | 0.075774 | 0.075419 | 0.07509 | 0.074787 | 0.074507 | 0.074248 | 0.07401
F4_Industrial_Industrial - WA_Existing_Space Heating_Natural Gas_Condensing RTU_A | F4 | Industrial | Industrial - WA | Existing | Space Heating | Natural Gas | Condensing RTU | A | Econ Code Savings per Unit | 0 | 0 | 0.082041 | 0.08189 | 0.081698 | 0.08147 | 0.081208 | 0.080918 | 0.080601 | 0.080262 | 0.079902 | 0.079525 | 0.079133 | 0.078727 | 0.078311 | 0.077886 | 0.077453 | 0.077014 | 0.076572 | 0.07616 | 0.075774 | 0.075419 | 0.07509 | 0.074787 | 0.074507 | 0.074248 | 0.07401
F1_Industrial_Industrial - WA_Existing_Space Heating_Natural Gas_Industrial Air Curtains_A | F1 | Industrial | Industrial - WA | Existing | Space Heating | Natural Gas | Industrial Air Curtains | A | Tech. Market Savings per Unit | 0 | 0 | -0.018169 | -0.018134 | -0.018098 | -0.018059 | -0.018018 | -0.017976 | -0.017933 | -0.017889 | -0.017844 | -0.017799 | -0.017753 | -0.017707 | -0.017661 | -0.017616 | -0.01757 | -0.017526 | -0.017482 | -0.017441 | -0.017403 | -0.017367 | -0.017335 | -0.017306 | -0.017278 | -0.017253 | -0.01723
F2_Industrial_Industrial - WA_Existing_Space Heating_Natural Gas_Industrial Air Curtains_A | F2 | Industrial | Industrial - WA | Existing | Space Heating | Natural Gas | Industrial Air Curtains | A | Tech Code Savings per Unit | 0 | 0 | -0.018169 | -0.018134 | -0.018098 | -0.018059 | -0.018018 | -0.017976 | -0.017933 | -0.017889 | -0.017844 | -0.017799 | -0.017753 | -0.017707 | -0.017661 | -0.017616 | -0.01757 | -0.017526 | -0.017482 | -0.017441 | -0.017403 | -0.017367 | -0.017335 | -0.017306 | -0.017278 | -0.017253 | -0.01723
F3_Industrial_Industrial - WA_Existing_Space Heating_Natural Gas_Industrial Air Curtains_A | F3 | Industrial | Industrial - WA | Existing | Space Heating | Natural Gas | Industrial Air Curtains | A | Econ Market Savings per Unit | 0 | 0 | -0.018169 | -0.018134 | -0.018098 | -0.018059 | -0.018018 | -0.017976 | -0.017933 | -0.017889 | -0.017844 | -0.017799 | -0.017753 | -0.017707 | -0.017661 | -0.017616 | -0.01757 | -0.017526 | -0.017482 | -0.017441 | -0.017403 | -0.017367 | -0.017335 | -0.017306 | -0.017278 | -0.017253 | -0.01723
F4_Industrial_Industrial - WA_Existing_Space Heating_Natural Gas_Industrial Air Curtains_A | F4 | Industrial | Industrial - WA | Existing | Space Heating | Natural Gas | Industrial Air Curtains | A | Econ Code Savings per Unit | 0 | 0 | -0.018169 | -0.018134 | -0.018098 | -0.018059 | -0.018018 | -0.017976 | -0.017933 | -0.017889 | -0.017844 | -0.017799 | -0.017753 | -0.017707 | -0.017661 | -0.017616 | -0.01757 | -0.017526 | -0.017482 | -0.017441 | -0.017403 | -0.017367 | -0.017335 | -0.017306 | -0.017278 | -0.017253 | -0.01723
F1_Industrial_Industrial - WA_Existing_Space Heating_Natural Gas_HVAC - Energy Recovery Ventilator_A | F1 | Industrial | Industrial - WA | Existing | Space Heating | Natural Gas | HVAC - Energy Recovery Ventilator | A | Tech. Market Savings per Unit | 0 | 0 | 0.20666 | 0.20627 | 0.20586 | 0.20542 | 0.20495 | 0.20448 | 0.20398 | 0.20348 | 0.20297 | 0.20245 | 0.20193 | 0.20141 | 0.20089 | 0.20037 | 0.19986 | 0.19935 | 0.19885 | 0.19838 | 0.19795 | 0.19755 | 0.19718 | 0.19685 | 0.19654 | 0.19625 | 0.19599
F2_Industrial_Industrial - WA_Existing_Space Heating_Natural Gas_HVAC - Energy Recovery Ventilator_A | F2 | Industrial | Industrial - WA | Existing | Space Heating | Natural Gas | HVAC - Energy Recovery Ventilator | A | Tech Code Savings per Unit | 0 | 0 | 0.20666 | 0.20627 | 0.20586 | 0.20542 | 0.20495 | 0.20448 | 0.20398 | 0.20348 | 0.20297 | 0.20245 | 0.20193 | 0.20141 | 0.20089 | 0.20037 | 0.19986 | 0.19935 | 0.19885 | 0.19838 | 0.19795 | 0.19755 | 0.19718 | 0.19685 | 0.19654 | 0.19625 | 0.19599
F3_Industrial_Industrial - WA_Existing_Space Heating_Natural Gas_HVAC - Energy Recovery Ventilator_A | F3 | Industrial | Industrial - WA | Existing | Space Heating | Natural Gas | HVAC - Energy Recovery Ventilator | A | Econ Market Savings per Unit | 0 | 0 | 0.20666 | 0.20627 | 0.20586 | 0.20542 | 0.20495 | 0.20448 | 0.20398 | 0.20348 | 0.20297 | 0.20245 | 0.20193 | 0.20141 | 0.20089 | 0.20037 | 0.19986 | 0.19935 | 0.19885 | 0.19838 | 0.19795 | 0.19755 | 0.19718 | 0.19685 | 0.19654 | 0.19625 | 0.19599
F4_Industrial_Industrial - WA_Existing_Space Heating_Natural Gas_HVAC - Energy Recovery Ventilator_A | F4 | Industrial | Industrial - WA | Existing | Space Heating | Natural Gas | HVAC - Energy Recovery Ventilator | A | Econ Code Savings per Unit | 0 | 0 | 0.20666 | 0.20627 | 0.20586 | 0.20542 | 0.20495 | 0.20448 | 0.20398 | 0.20348 | 0.20297 | 0.20245 | 0.20193 | 0.20141 | 0.20089 | 0.20037 | 0.19986 | 0.19935 | 0.19885 | 0.19838 | 0.19795 | 0.19755 | 0.19718 | 0.19685 | 0.19654 | 0.19625 | 0.19599
F1_Industrial_Industrial - WA_Existing_Space Heating_Natural Gas_Thermostat - Connected_A | F1 | Industrial | Industrial - WA | Existing | Space Heating | Natural Gas | Thermostat - Connected | A | Tech. Market Savings per Unit | 0 | 0 | 7347.0108 | 7333.1951 | 7318.3792 | 7302.7071 | 7286.3114 | 7269.3141 | 7251.8276 | 7233.9554 | 7215.7929 | 7197.4279 | 7178.9411 | 7160.4072 | 7141.8947 | 7123.4667 | 7105.1815 | 7087.0928 | 7069.2498 | 7052.6852 | 7037.257 | 7023.075 | 7010.0379 | 6998.0529 | 6987.0344 | 6976.9041 | 6967.59
F2_Industrial_Industrial - WA_Existing_Space Heating_Natural Gas_Thermostat - Connected_A | F2 | Industrial | Industrial - WA | Existing | Space Heating | Natural Gas | Thermostat - Connected | A | Tech Code Savings per Unit | 0 | 0 | 7347.0108 | 7333.1951 | 7318.3792 | 7302.7071 | 7286.3114 | 7269.3141 | 7251.8276 | 7233.9554 | 7215.7929 | 7197.4279 | 7178.9411 | 7160.4072 | 7141.8947 | 7123.4667 | 7105.1815 | 7087.0928 | 7069.2498 | 7052.6852 | 7037.257 | 7023.075 | 7010.0379 | 6998.0529 | 6987.0344 | 6976.9041 | 6967.59
F3_Industrial_Industrial - WA_Existing_Space Heating_Natural Gas_Thermostat - Connected_A | F3 | Industrial | Industrial - WA | Existing | Space Heating | Natural Gas | Thermostat - Connected | A | Econ Market Savings per Unit | 0 | 0 | 7347.0108 | 7333.1951 | 7318.3792 | 7302.7071 | 7286.3114 | 7269.3141 | 7251.8276 | 7233.9554 | 7215.7929 | 7197.4279 | 7178.9411 | 7160.4072 | 7141.8947 | 7123.4667 | 7105.1815 | 7087.0928 | 7069.2498 | 7052.6852 | 7037.257 | 7023.075 | 7010.0379 | 6998.0529 | 6987.0344 | 6976.9041 | 6967.59
F4_Industrial_Industrial - WA_Existing_Space Heating_Natural Gas_Thermostat - Connected_A | F4 | Industrial | Industrial - WA | Existing | Space Heating | Natural Gas | Thermostat - Connected | A | Econ Code Savings per Unit | 0 | 0 | 7347.0108 | 7333.1951 | 7318.3792 | 7302.7071 | 7286.3114 | 7269.3141 | 7251.8276 | 7233.9554 | 7215.7929 | 7197.4279 | 7178.9411 | 7160.4072 | 7141.8947 | 7123.4667 | 7105.1815 | 7087.0928 | 7069.2498 | 7052.6852 | 7037.257 | 7023.075 | 7010.0379 | 6998.0529 | 6987.0344 | 6976.9041 | 6967.59
F1_Industrial_Industrial - WA_Existing_Space Heating_Natural Gas_Gas Boiler - Maintenance_A | F1 | Industrial | Industrial - WA | Existing | Space Heating | Natural Gas | Gas Boiler - Maintenance | A | Tech. Market Savings per Unit | 0 | 0 | 0.6959 | 0.69416 | 0.69246 | 0.69079 | 0.68917 | 0.68759 | 0.68606 | 0.68458 | 0.68315 | 0.68178 | 0.68047 | 0.67923 | 0.67804 | 0.67692 | 0.67586 | 0.67487 | 0.67395 | 0.67309 | 0.67231 | 0.6716 | 0.67095 | 0.67036 | 0.66983 | 0.66934 | 0.6689
F2_Industrial_Industrial - WA_Existing_Space Heating_Natural Gas_Gas Boiler - Maintenance_A | F2 | Industrial | Industrial - WA | Existing | Space Heating | Natural Gas | Gas Boiler - Maintenance | A | Tech Code Savings per Unit | 0 | 0 | 0.6959 | 0.69416 | 0.69246 | 0.69079 | 0.68917 | 0.68759 | 0.68606 | 0.68458 | 0.68315 | 0.68178 | 0.68047 | 0.67923 | 0.67804 | 0.67692 | 0.67586 | 0.67487 | 0.67395 | 0.67309 | 0.67231 | 0.6716 | 0.67095 | 0.67036 | 0.66983 | 0.66934 | 0.6689
F3_Industrial_Industrial - WA_Existing_Space Heating_Natural Gas_Gas Boiler - Maintenance_A | F3 | Industrial | Industrial - WA | Existing | Space Heating | Natural Gas | Gas Boiler - Maintenance | A | Econ Market Savings per Unit | 0 | 0 | 0.6959 | 0.69416 | 0.69246 | 0.69079 | 0.68917 | 0.68759 | 0.68606 | 0.68458 | 0.68315 | 0.68178 | 0.68047 | 0.67923 | 0.67804 | 0.67692 | 0.67586 | 0.67487 | 0.67395 | 0.67309 | 0.67231 | 0.6716 | 0.67095 | 0.67036 | 0.66983 | 0.66934 | 0.6689
F4_Industrial_Industrial - WA_Existing_Space Heating_Natural Gas_Gas Boiler - Maintenance_A | F4 | Industrial | Industrial - WA | Existing | Space Heating | Natural Gas | Gas Boiler - Maintenance | A | Econ Code Savings per Unit | 0 | 0 | 0.6959 | 0.69416 | 0.69246 | 0.69079 | 0.68917 | 0.68759 | 0.68606 | 0.68458 | 0.68315 | 0.68178 | 0.68047 | 0.67923 | 0.67804 | 0.67692 | 0.67586 | 0.67487 | 0.67395 | 0.67309 | 0.67231 | 0.6716 | 0.67095 | 0.67036 | 0.66983 | 0.66934 | 0.6689
F1_Industrial_Industrial - WA_Existing_Space Heating_Natural Gas_Gas Furnace - Maintenance_A | F1 | Industrial | Industrial - WA | Existing | Space Heating | Natural Gas | Gas Furnace - Maintenance | A | Tech. Market Savings per Unit | 0 | 0 | 0.69903 | 0.69774 | 0.69611 | 0.69416 | 0.69193 | 0.68945 | 0.68676 | 0.68387 | 0.6808 | 0.67759 | 0.67424 | 0.67079 | 0.66724 | 0.66362 | 0.65993 | 0.6562 | 0.65242 | 0.64892 | 0.64563 | 0.6426 | 0.6398 | 0.63722 | 0.63483 | 0.63263 | 0.6306
F2_Industrial_Industrial - WA_Existing_Space Heating_Natural Gas_Gas Furnace - Maintenance_A | F2 | Industrial | Industrial - WA | Existing | Space Heating | Natural Gas | Gas Furnace - Maintenance | A | Tech Code Savings per Unit | 0 | 0 | 0.69903 | 0.69774 | 0.69611 | 0.69416 | 0.69193 | 0.68945 | 0.68676 | 0.68387 | 0.6808 | 0.67759 | 0.67424 | 0.67079 | 0.66724 | 0.66362 | 0.65993 | 0.6562 | 0.65242 | 0.64892 | 0.64563 | 0.6426 | 0.6398 | 0.63722 | 0.63483 | 0.63263 | 0.6306
F3_Industrial_Industrial - WA_Existing_Space Heating_Natural Gas_Gas Furnace - Maintenance_A | F3 | Industrial | Industrial - WA | Existing | Space Heating | Natural Gas | Gas Furnace - Maintenance | A | Econ Market Savings per Unit | 0 | 0 | 0.69903 | 0.69774 | 0.69611 | 0.69416 | 0.69193 | 0.68945 | 0.68676 | 0.68387 | 0.6808 | 0.67759 | 0.67424 | 0.67079 | 0.66724 | 0.66362 | 0.65993 | 0.6562 | 0.65242 | 0.64892 | 0.64563 | 0.6426 | 0.6398 | 0.63722 | 0.63483 | 0.63263 | 0.6306
F4_Industrial_Industrial - WA_Existing_Space Heating_Natural Gas_Gas Furnace - Maintenance_A | F4 | Industrial | Industrial - WA | Existing | Space Heating | Natural Gas | Gas Furnace - Maintenance | A | Econ Code Savings per Unit | 0 | 0 | 0.69903 | 0.69774 | 0.69611 | 0.69416 | 0.69193 | 0.68945 | 0.68676 | 0.68387 | 0.6808 | 0.67759 | 0.67424 | 0.67079 | 0.66724 | 0.66362 | 0.65993 | 0.6562 | 0.65242 | 0.64892 | 0.64563 | 0.6426 | 0.6398 | 0.63722 | 0.63483 | 0.63263 | 0.6306
F1_Industrial_Industrial - WA_Existing_Space Heating_Natural Gas_Gas Furnace - Tube Inserts_A | F1 | Industrial | Industrial - WA | Existing | Space Heating | Natural Gas | Gas Furnace - Tube Inserts | A | Tech. Market Savings per Unit | 0 | 0 | 0 | 0 | 0 | 0 | 0 | 0 | 0 | 0 | 0 | 0 | 0 | 0 | 0 | 0 | 0 | 0 | 0 | 0 | 0 | 0 | 0 | 0 | 0 | 0 | 0
F2_Industrial_Industrial - WA_Existing_Space Heating_Natural Gas_Gas Furnace - Tube Inserts_A | F2 | Industrial | Industrial - WA | Existing | Space Heating | Natural Gas | Gas Furnace - Tube Inserts | A | Tech Code Savings per Unit | 0 | 0 | 0 | 0 | 0 | 0 | 0 | 0 | 0 | 0 | 0 | 0 | 0 | 0 | 0 | 0 | 0 | 0 | 0 | 0 | 0 | 0 | 0 | 0 | 0 | 0 | 0
F3_Industrial_Industrial - WA_Existing_Space Heating_Natural Gas_Gas Furnace - Tube Inserts_A | F3 | Industrial | Industrial - WA | Existing | Space Heating | Natural Gas | Gas Furnace - Tube Inserts | A | Econ Market Savings per Unit | 0 | 0 | 0 | 0 | 0 | 0 | 0 | 0 | 0 | 0 | 0 | 0 | 0 | 0 | 0 | 0 | 0 | 0 | 0 | 0 | 0 | 0 | 0 | 0 | 0 | 0 | 0
F4_Industrial_Industrial - WA_Existing_Space Heating_Natural Gas_Gas Furnace - Tube Inserts_A | F4 | Industrial | Industrial - WA | Existing | Space Heating | Natural Gas | Gas Furnace - Tube Inserts | A | Econ Code Savings per Unit | 0 | 0 | 0 | 0 | 0 | 0 | 0 | 0 | 0 | 0 | 0 | 0 | 0 | 0 | 0 | 0 | 0 | 0 | 0 | 0 | 0 | 0 | 0 | 0 | 0 | 0 | 0
F1_Industrial_Industrial - WA_Existing_Space Heating_Natural Gas_Gas Boiler - Burner Control Optimization_A | F1 | Industrial | Industrial - WA | Existing | Space Heating | Natural Gas | Gas Boiler - Burner Control Optimization | A | Tech. Market Savings per Unit | 0 | 0 | 0.33635 | 0.33551 | 0.33469 | 0.33388 | 0.3331 | 0.33233 | 0.33159 | 0.33088 | 0.33019 | 0.32953 | 0.3289 | 0.32829 | 0.32772 | 0.32718 | 0.32667 | 0.32619 | 0.32574 | 0.32533 | 0.32495 | 0.32461 | 0.32429 | 0.32401 | 0.32375 | 0.32352 | 0.3233
F2_Industrial_Industrial - WA_Existing_Space Heating_Natural Gas_Gas Boiler - Burner Control Optimization_A | F2 | Industrial | Industrial - WA | Existing | Space Heating | Natural Gas | Gas Boiler - Burner Control Optimization | A | Tech Code Savings per Unit | 0 | 0 | 0.33635 | 0.33551 | 0.33469 | 0.33388 | 0.3331 | 0.33233 | 0.33159 | 0.33088 | 0.33019 | 0.32953 | 0.3289 | 0.32829 | 0.32772 | 0.32718 | 0.32667 | 0.32619 | 0.32574 | 0.32533 | 0.32495 | 0.32461 | 0.32429 | 0.32401 | 0.32375 | 0.32352 | 0.3233
F3_Industrial_Industrial - WA_Existing_Space Heating_Natural Gas_Gas Boiler - Burner Control Optimization_A | F3 | Industrial | Industrial - WA | Existing | Space Heating | Natural Gas | Gas Boiler - Burner Control Optimization | A | Econ Market Savings per Unit | 0 | 0 | 0.33635 | 0.33551 | 0.33469 | 0.33388 | 0.3331 | 0.33233 | 0.33159 | 0.33088 | 0.33019 | 0.32953 | 0.3289 | 0.32829 | 0.32772 | 0.32718 | 0.32667 | 0.32619 | 0.32574 | 0.32533 | 0.32495 | 0.32461 | 0.32429 | 0.32401 | 0.32375 | 0.32352 | 0.3233
F4_Industrial_Industrial - WA_Existing_Space Heating_Natural Gas_Gas Boiler - Burner Control Optimization_A | F4 | Industrial | Industrial - WA | Existing | Space Heating | Natural Gas | Gas Boiler - Burner Control Optimization | A | Econ Code Savings per Unit | 0 | 0 | 0.33635 | 0.33551 | 0.33469 | 0.33388 | 0.3331 | 0.33233 | 0.33159 | 0.33088 | 0.33019 | 0.32953 | 0.3289 | 0.32829 | 0.32772 | 0.32718 | 0.32667 | 0.32619 | 0.32574 | 0.32533 | 0.32495 | 0.32461 | 0.32429 | 0.32401 | 0.32375 | 0.32352 | 0.3233
F1_Industrial_Industrial - WA_Existing_Space Heating_Natural Gas_Gas Boiler - High Turndown Burner_A | F1 | Industrial | Industrial - WA | Existing | Space Heating | Natural Gas | Gas Boiler - High Turndown Burner | A | Tech. Market Savings per Unit | 0 | 0 | 1.1598 | 1.1569 | 1.1541 | 1.1513 | 1.1486 | 1.146 | 1.1434 | 1.141 | 1.1386 | 1.1363 | 1.1341 | 1.132 | 1.1301 | 1.1282 | 1.1264 | 1.1248 | 1.1232 | 1.1218 | 1.1205 | 1.1193 | 1.1183 | 1.1173 | 1.1164 | 1.1156 | 1.1148
F2_Industrial_Industrial - WA_Existing_Space Heating_Natural Gas_Gas Boiler - High Turndown Burner_A | F2 | Industrial | Industrial - WA | Existing | Space Heating | Natural Gas | Gas Boiler - High Turndown Burner | A | Tech Code Savings per Unit | 0 | 0 | 1.1598 | 1.1569 | 1.1541 | 1.1513 | 1.1486 | 1.146 | 1.1434 | 1.141 | 1.1386 | 1.1363 | 1.1341 | 1.132 | 1.1301 | 1.1282 | 1.1264 | 1.1248 | 1.1232 | 1.1218 | 1.1205 | 1.1193 | 1.1183 | 1.1173 | 1.1164 | 1.1156 | 1.1148
F3_Industrial_Industrial - WA_Existing_Space Heating_Natural Gas_Gas Boiler - High Turndown Burner_A | F3 | Industrial | Industrial - WA | Existing | Space Heating | Natural Gas | Gas Boiler - High Turndown Burner | A | Econ Market Savings per Unit | 0 | 0 | 1.1598 | 1.1569 | 1.1541 | 1.1513 | 1.1486 | 1.146 | 1.1434 | 1.141 | 1.1386 | 1.1363 | 1.1341 | 1.132 | 1.1301 | 1.1282 | 1.1264 | 1.1248 | 1.1232 | 1.1218 | 1.1205 | 1.1193 | 1.1183 | 1.1173 | 1.1164 | 1.1156 | 1.1148
F4_Industrial_Industrial - WA_Existing_Space Heating_Natural Gas_Gas Boiler - High Turndown Burner_A | F4 | Industrial | Industrial - WA | Existing | Space Heating | Natural Gas | Gas Boiler - High Turndown Burner | A | Econ Code Savings per Unit | 0 | 0 | 1.1598 | 1.1569 | 1.1541 | 1.1513 | 1.1486 | 1.146 | 1.1434 | 1.141 | 1.1386 | 1.1363 | 1.1341 | 1.132 | 1.1301 | 1.1282 | 1.1264 | 1.1248 | 1.1232 | 1.1218 | 1.1205 | 1.1193 | 1.1183 | 1.1173 | 1.1164 | 1.1156 | 1.1148
F1_Industrial_Industrial - WA_Existing_Space Heating_Natural Gas_Gas Boiler - Hot Water Reset_A | F1 | Industrial | Industrial - WA | Existing | Space Heating | Natural Gas | Gas Boiler - Hot Water Reset | A | Tech. Market Savings per Unit | 0 | 0 | 1237.1517 | 1234.0624 | 1231.0332 | 1228.0714 | 1225.184 | 1222.3771 | 1219.6565 | 1217.0273 | 1214.4942 | 1212.0615 | 1209.7329 | 1207.5121 | 1205.4023 | 1203.4063 | 1201.5267 | 1199.7661 | 1198.1265 | 1196.61 | 1195.2184 | 1193.9533 | 1192.8032 | 1191.7576 | 1190.8071 | 1189.9431 | 1189.1575
F2_Industrial_Industrial - WA_Existing_Space Heating_Natural Gas_Gas Boiler - Hot Water Reset_A | F2 | Industrial | Industrial - WA | Existing | Space Heating | Natural Gas | Gas Boiler - Hot Water Reset | A | Tech Code Savings per Unit | 0 | 0 | 1237.1517 | 1234.0624 | 1231.0332 | 1228.0714 | 1225.184 | 1222.3771 | 1219.6565 | 1217.0273 | 1214.4942 | 1212.0615 | 1209.7329 | 1207.5121 | 1205.4023 | 1203.4063 | 1201.5267 | 1199.7661 | 1198.1265 | 1196.61 | 1195.2184 | 1193.9533 | 1192.8032 | 1191.7576 | 1190.8071 | 1189.9431 | 1189.1575
F3_Industrial_Industrial - WA_Existing_Space Heating_Natural Gas_Gas Boiler - Hot Water Reset_A | F3 | Industrial | Industrial - WA | Existing | Space Heating | Natural Gas | Gas Boiler - Hot Water Reset | A | Econ Market Savings per Unit | 0 | 0 | 1237.1517 | 1234.0624 | 1231.0332 | 1228.0714 | 1225.184 | 1222.3771 | 1219.6565 | 1217.0273 | 1214.4942 | 1212.0615 | 1209.7329 | 1207.5121 | 1205.4023 | 1203.4063 | 1201.5267 | 1199.7661 | 1198.1265 | 1196.61 | 1195.2184 | 1193.9533 | 1192.8032 | 1191.7576 | 1190.8071 | 1189.9431 | 1189.1575
F4_Industrial_Industrial - WA_Existing_Space Heating_Natural Gas_Gas Boiler - Hot Water Reset_A | F4 | Industrial | Industrial - WA | Existing | Space Heating | Natural Gas | Gas Boiler - Hot Water Reset | A | Econ Code Savings per Unit | 0 | 0 | 1237.1517 | 1234.0624 | 1231.0332 | 1228.0714 | 1225.184 | 1222.3771 | 1219.6565 | 1217.0273 | 1214.4942 | 1212.0615 | 1209.7329 | 1207.5121 | 1205.4023 | 1203.4063 | 1201.5267 | 1199.7661 | 1198.1265 | 1196.61 | 1195.2184 | 1193.9533 | 1192.8032 | 1191.7576 | 1190.8071 | 1189.9431 | 1189.1575
F1_Industrial_Industrial - WA_Existing_Space Heating_Natural Gas_Gas Boiler - Insulate Hot Water Lines_A | F1 | Industrial | Industrial - WA | Existing | Space Heating | Natural Gas | Gas Boiler - Insulate Hot Water Lines | A | Tech. Market Savings per Unit | 0 | 0 | 5.2341 | 5.221 | 5.2082 | 5.1957 | 5.1835 | 5.1716 | 5.1601 | 5.149 | 5.1383 | 5.128 | 5.1181 | 5.1087 | 5.0998 | 5.0913 | 5.0834 | 5.0759 | 5.069 | 5.0626 | 5.0567 | 5.0513 | 5.0465 | 5.0421 | 5.038 | 5.0344 | 5.0311
F2_Industrial_Industrial - WA_Existing_Space Heating_Natural Gas_Gas Boiler - Insulate Hot Water Lines_A | F2 | Industrial | Industrial - WA | Existing | Space Heating | Natural Gas | Gas Boiler - Insulate Hot Water Lines | A | Tech Code Savings per Unit | 0 | 0 | 5.2341 | 5.221 | 5.2082 | 5.1957 | 5.1835 | 5.1716 | 5.1601 | 5.149 | 5.1383 | 5.128 | 5.1181 | 5.1087 | 5.0998 | 5.0913 | 5.0834 | 5.0759 | 5.069 | 5.0626 | 5.0567 | 5.0513 | 5.0465 | 5.0421 | 5.038 | 5.0344 | 5.0311
F3_Industrial_Industrial - WA_Existing_Space Heating_Natural Gas_Gas Boiler - Insulate Hot Water Lines_A | F3 | Industrial | Industrial - WA | Existing | Space Heating | Natural Gas | Gas Boiler - Insulate Hot Water Lines | A | Econ Market Savings per Unit | 0 | 0 | 5.2341 | 5.221 | 5.2082 | 5.1957 | 5.1835 | 5.1716 | 5.1601 | 5.149 | 5.1383 | 5.128 | 5.1181 | 5.1087 | 5.0998 | 5.0913 | 5.0834 | 5.0759 | 5.069 | 5.0626 | 5.0567 | 5.0513 | 5.0465 | 5.0421 | 5.038 | 5.0344 | 5.0311
F4_Industrial_Industrial - WA_Existing_Space Heating_Natural Gas_Gas Boiler - Insulate Hot Water Lines_A | F4 | Industrial | Industrial - WA | Existing | Space Heating | Natural Gas | Gas Boiler - Insulate Hot Water Lines | A | Econ Code Savings per Unit | 0 | 0 | 5.2341 | 5.221 | 5.2082 | 5.1957 | 5.1835 | 5.1716 | 5.1601 | 5.149 | 5.1383 | 5.128 | 5.1181 | 5.1087 | 5.0998 | 5.0913 | 5.0834 | 5.0759 | 5.069 | 5.0626 | 5.0567 | 5.0513 | 5.0465 | 5.0421 | 5.038 | 5.0344 | 5.0311
F1_Industrial_Industrial - WA_Existing_Space Heating_Natural Gas_Gas Boiler - Insulate Steam Lines/Condensate Tank_A | F1 | Industrial | Industrial - WA | Existing | Space Heating | Natural Gas | Gas Boiler - Insulate Steam Lines/Condensate Tank | A | Tech. Market Savings per Unit | 0 | 0 | 7.8185 | 7.799 | 7.7799 | 7.7612 | 7.7429 | 7.7252 | 7.708 | 7.6914 | 7.6753 | 7.66 | 7.6453 | 7.6312 | 7.6179 | 7.6053 | 7.5934 | 7.5823 | 7.5719 | 7.5623 | 7.5535 | 7.5455 | 7.5383 | 7.5317 | 7.5256 | 7.5202 | 7.5152
F2_Industrial_Industrial - WA_Existing_Space Heating_Natural Gas_Gas Boiler - Insulate Steam Lines/Condensate Tank_A | F2 | Industrial | Industrial - WA | Existing | Space Heating | Natural Gas | Gas Boiler - Insulate Steam Lines/Condensate Tank | A | Tech Code Savings per Unit | 0 | 0 | 7.8185 | 7.799 | 7.7799 | 7.7612 | 7.7429 | 7.7252 | 7.708 | 7.6914 | 7.6753 | 7.66 | 7.6453 | 7.6312 | 7.6179 | 7.6053 | 7.5934 | 7.5823 | 7.5719 | 7.5623 | 7.5535 | 7.5455 | 7.5383 | 7.5317 | 7.5256 | 7.5202 | 7.5152
F3_Industrial_Industrial - WA_Existing_Space Heating_Natural Gas_Gas Boiler - Insulate Steam Lines/Condensate Tank_A | F3 | Industrial | Industrial - WA | Existing | Space Heating | Natural Gas | Gas Boiler - Insulate Steam Lines/Condensate Tank | A | Econ Market Savings per Unit | 0 | 0 | 7.8185 | 7.799 | 7.7799 | 7.7612 | 7.7429 | 7.7252 | 7.708 | 7.6914 | 7.6753 | 7.66 | 7.6453 | 7.6312 | 7.6179 | 7.6053 | 7.5934 | 7.5823 | 7.5719 | 7.5623 | 7.5535 | 7.5455 | 7.5383 | 7.5317 | 7.5256 | 7.5202 | 7.5152
F4_Industrial_Industrial - WA_Existing_Space Heating_Natural Gas_Gas Boiler - Insulate Steam Lines/Condensate Tank_A | F4 | Industrial | Industrial - WA | Existing | Space Heating | Natural Gas | Gas Boiler - Insulate Steam Lines/Condensate Tank | A | Econ Code Savings per Unit | 0 | 0 | 7.8185 | 7.799 | 7.7799 | 7.7612 | 7.7429 | 7.7252 | 7.708 | 7.6914 | 7.6753 | 7.66 | 7.6453 | 7.6312 | 7.6179 | 7.6053 | 7.5934 | 7.5823 | 7.5719 | 7.5623 | 7.5535 | 7.5455 | 7.5383 | 7.5317 | 7.5256 | 7.5202 | 7.5152
F1_Industrial_Industrial - WA_Existing_Space Heating_Natural Gas_Gas Boiler - Stack Economizer_A | F1 | Industrial | Industrial - WA | Existing | Space Heating | Natural Gas | Gas Boiler - Stack Economizer | A | Tech. Market Savings per Unit | 0 | 0 | 1.1134 | 1.1107 | 1.1079 | 1.1053 | 1.1027 | 1.1001 | 1.0977 | 1.0953 | 1.093 | 1.0909 | 1.0888 | 1.0868 | 1.0849 | 1.0831 | 1.0814 | 1.0798 | 1.0783 | 1.0769 | 1.0757 | 1.0746 | 1.0735 | 1.0726 | 1.0717 | 1.0709 | 1.0702
F2_Industrial_Industrial - WA_Existing_Space Heating_Natural Gas_Gas Boiler - Stack Economizer_A | F2 | Industrial | Industrial - WA | Existing | Space Heating | Natural Gas | Gas Boiler - Stack Economizer | A | Tech Code Savings per Unit | 0 | 0 | 1.1134 | 1.1107 | 1.1079 | 1.1053 | 1.1027 | 1.1001 | 1.0977 | 1.0953 | 1.093 | 1.0909 | 1.0888 | 1.0868 | 1.0849 | 1.0831 | 1.0814 | 1.0798 | 1.0783 | 1.0769 | 1.0757 | 1.0746 | 1.0735 | 1.0726 | 1.0717 | 1.0709 | 1.0702
F3_Industrial_Industrial - WA_Existing_Space Heating_Natural Gas_Gas Boiler - Stack Economizer_A | F3 | Industrial | Industrial - WA | Existing | Space Heating | Natural Gas | Gas Boiler - Stack Economizer | A | Econ Market Savings per Unit | 0 | 0 | 1.1134 | 1.1107 | 1.1079 | 1.1053 | 1.1027 | 1.1001 | 1.0977 | 1.0953 | 1.093 | 1.0909 | 1.0888 | 1.0868 | 1.0849 | 1.0831 | 1.0814 | 1.0798 | 1.0783 | 1.0769 | 1.0757 | 1.0746 | 1.0735 | 1.0726 | 1.0717 | 1.0709 | 1.0702
F4_Industrial_Industrial - WA_Existing_Space Heating_Natural Gas_Gas Boiler - Stack Economizer_A | F4 | Industrial | Industrial - WA | Existing | Space Heating | Natural Gas | Gas Boiler - Stack Economizer | A | Econ Code Savings per Unit | 0 | 0 | 1.1134 | 1.1107 | 1.1079 | 1.1053 | 1.1027 | 1.1001 | 1.0977 | 1.0953 | 1.093 | 1.0909 | 1.0888 | 1.0868 | 1.0849 | 1.0831 | 1.0814 | 1.0798 | 1.0783 | 1.0769 | 1.0757 | 1.0746 | 1.0735 | 1.0726 | 1.0717 | 1.0709 | 1.0702
F1_Industrial_Industrial - WA_Existing_Space Heating_Natural Gas_Gas Boiler - Steam Trap Replacement_A | F1 | Industrial | Industrial - WA | Existing | Space Heating | Natural Gas | Gas Boiler - Steam Trap Replacement | A | Tech. Market Savings per Unit | 0 | 0 | 34913.1947 | 34826.0148 | 34740.5267 | 34656.9433 | 34575.4581 | 34496.2471 | 34419.4702 | 34345.2729 | 34273.7872 | 34205.1333 | 34139.4206 | 34076.7483 | 34017.2066 | 33960.8778 | 33907.8363 | 33858.1501 | 33811.8807 | 33769.0842 | 33729.8117 | 33694.1094 | 33661.6528 | 33632.1467 | 33605.3231 | 33580.9379 | 33558.7696
F2_Industrial_Industrial - WA_Existing_Space Heating_Natural Gas_Gas Boiler - Steam Trap Replacement_A | F2 | Industrial | Industrial - WA | Existing | Space Heating | Natural Gas | Gas Boiler - Steam Trap Replacement | A | Tech Code Savings per Unit | 0 | 0 | 34913.1947 | 34826.0148 | 34740.5267 | 34656.9433 | 34575.4581 | 34496.2471 | 34419.4702 | 34345.2729 | 34273.7872 | 34205.1333 | 34139.4206 | 34076.7483 | 34017.2066 | 33960.8778 | 33907.8363 | 33858.1501 | 33811.8807 | 33769.0842 | 33729.8117 | 33694.1094 | 33661.6528 | 33632.1467 | 33605.3231 | 33580.9379 | 33558.7696
F3_Industrial_Industrial - WA_Existing_Space Heating_Natural Gas_Gas Boiler - Steam Trap Replacement_A | F3 | Industrial | Industrial - WA | Existing | Space Heating | Natural Gas | Gas Boiler - Steam Trap Replacement | A | Econ Market Savings per Unit | 0 | 0 | 34913.1947 | 34826.0148 | 34740.5267 | 34656.9433 | 34575.4581 | 34496.2471 | 34419.4702 | 34345.2729 | 34273.7872 | 34205.1333 | 34139.4206 | 34076.7483 | 34017.2066 | 33960.8778 | 33907.8363 | 33858.1501 | 33811.8807 | 33769.0842 | 33729.8117 | 33694.1094 | 33661.6528 | 33632.1467 | 33605.3231 | 33580.9379 | 33558.7696
F4_Industrial_Industrial - WA_Existing_Space Heating_Natural Gas_Gas Boiler - Steam Trap Replacement_A | F4 | Industrial | Industrial - WA | Existing | Space Heating | Natural Gas | Gas Boiler - Steam Trap Replacement | A | Econ Code Savings per Unit | 0 | 0 | 34913.1947 | 34826.0148 | 34740.5267 | 34656.9433 | 34575.4581 | 34496.2471 | 34419.4702 | 34345.2729 | 34273.7872 | 34205.1333 | 34139.4206 | 34076.7483 | 34017.2066 | 33960.8778 | 33907.8363 | 33858.1501 | 33811.8807 | 33769.0842 | 33729.8117 | 33694.1094 | 33661.6528 | 33632.1467 | 33605.3231 | 33580.9379 | 33558.7696
F1_Industrial_Industrial - WA_Existing_Process_Natural Gas_Process Boiler - Hot Water Reset_A | F1 | Industrial | Industrial - WA | Existing | Process | Natural Gas | Process Boiler - Hot Water Reset | A | Tech. Market Savings per Unit | 0 | 0 | 8443.765 | 8443.765 | 8443.765 | 8443.765 | 8443.765 | 8443.765 | 8443.765 | 8443.765 | 8443.765 | 8443.765 | 8443.765 | 8443.765 | 8443.765 | 8443.765 | 8443.765 | 8443.765 | 8443.765 | 8443.765 | 8443.765 | 8443.765 | 8443.765 | 8443.765 | 8443.765 | 8443.765 | 8443.765
F2_Industrial_Industrial - WA_Existing_Process_Natural Gas_Process Boiler - Hot Water Reset_A | F2 | Industrial | Industrial - WA | Existing | Process | Natural Gas | Process Boiler - Hot Water Reset | A | Tech Code Savings per Unit | 0 | 0 | 8443.765 | 8443.765 | 8443.765 | 8443.765 | 8443.765 | 8443.765 | 8443.765 | 8443.765 | 8443.765 | 8443.765 | 8443.765 | 8443.765 | 8443.765 | 8443.765 | 8443.765 | 8443.765 | 8443.765 | 8443.765 | 8443.765 | 8443.765 | 8443.765 | 8443.765 | 8443.765 | 8443.765 | 8443.765
F3_Industrial_Industrial - WA_Existing_Process_Natural Gas_Process Boiler - Hot Water Reset_A | F3 | Industrial | Industrial - WA | Existing | Process | Natural Gas | Process Boiler - Hot Water Reset | A | Econ Market Savings per Unit | 0 | 0 | 8443.765 | 8443.765 | 8443.765 | 8443.765 | 8443.765 | 8443.765 | 8443.765 | 8443.765 | 8443.765 | 8443.765 | 8443.765 | 8443.765 | 8443.765 | 8443.765 | 8443.765 | 8443.765 | 8443.765 | 8443.765 | 8443.765 | 8443.765 | 8443.765 | 8443.765 | 8443.765 | 8443.765 | 8443.765
F4_Industrial_Industrial - WA_Existing_Process_Natural Gas_Process Boiler - Hot Water Reset_A | F4 | Industrial | Industrial - WA | Existing | Process | Natural Gas | Process Boiler - Hot Water Reset | A | Econ Code Savings per Unit | 0 | 0 | 8443.765 | 8443.765 | 8443.765 | 8443.765 | 8443.765 | 8443.765 | 8443.765 | 8443.765 | 8443.765 | 8443.765 | 8443.765 | 8443.765 | 8443.765 | 8443.765 | 8443.765 | 8443.765 | 8443.765 | 8443.765 | 8443.765 | 8443.765 | 8443.765 | 8443.765 | 8443.765 | 8443.765 | 8443.765
F1_Industrial_Industrial - WA_Existing_Process_Natural Gas_Process Boiler - Burner Control Optimization_A | F1 | Industrial | Industrial - WA | Existing | Process | Natural Gas | Process Boiler - Burner Control Optimization | A | Tech. Market Savings per Unit | 0 | 0 | 2.2956 | 2.2956 | 2.2956 | 2.2956 | 2.2956 | 2.2956 | 2.2956 | 2.2956 | 2.2956 | 2.2956 | 2.2956 | 2.2956 | 2.2956 | 2.2956 | 2.2956 | 2.2956 | 2.2956 | 2.2956 | 2.2956 | 2.2956 | 2.2956 | 2.2956 | 2.2956 | 2.2956 | 2.2956
F2_Industrial_Industrial - WA_Existing_Process_Natural Gas_Process Boiler - Burner Control Optimization_A | F2 | Industrial | Industrial - WA | Existing | Process | Natural Gas | Process Boiler - Burner Control Optimization | A | Tech Code Savings per Unit | 0 | 0 | 2.2956 | 2.2956 | 2.2956 | 2.2956 | 2.2956 | 2.2956 | 2.2956 | 2.2956 | 2.2956 | 2.2956 | 2.2956 | 2.2956 | 2.2956 | 2.2956 | 2.2956 | 2.2956 | 2.2956 | 2.2956 | 2.2956 | 2.2956 | 2.2956 | 2.2956 | 2.2956 | 2.2956 | 2.2956
F3_Industrial_Industrial - WA_Existing_Process_Natural Gas_Process Boiler - Burner Control Optimization_A | F3 | Industrial | Industrial - WA | Existing | Process | Natural Gas | Process Boiler - Burner Control Optimization | A | Econ Market Savings per Unit | 0 | 0 | 2.2956 | 2.2956 | 2.2956 | 2.2956 | 2.2956 | 2.2956 | 2.2956 | 2.2956 | 2.2956 | 2.2956 | 2.2956 | 2.2956 | 2.2956 | 2.2956 | 2.2956 | 2.2956 | 2.2956 | 2.2956 | 2.2956 | 2.2956 | 2.2956 | 2.2956 | 2.2956 | 2.2956 | 2.2956
F4_Industrial_Industrial - WA_Existing_Process_Natural Gas_Process Boiler - Burner Control Optimization_A | F4 | Industrial | Industrial - WA | Existing | Process | Natural Gas | Process Boiler - Burner Control Optimization | A | Econ Code Savings per Unit | 0 | 0 | 2.2956 | 2.2956 | 2.2956 | 2.2956 | 2.2956 | 2.2956 | 2.2956 | 2.2956 | 2.2956 | 2.2956 | 2.2956 | 2.2956 | 2.2956 | 2.2956 | 2.2956 | 2.2956 | 2.2956 | 2.2956 | 2.2956 | 2.2956 | 2.2956 | 2.2956 | 2.2956 | 2.2956 | 2.2956
F1_Industrial_Industrial - WA_Existing_Process_Natural Gas_Process Boiler - Insulate Hot Water Lines_A | F1 | Industrial | Industrial - WA | Existing | Process | Natural Gas | Process Boiler - Insulate Hot Water Lines | A | Tech. Market Savings per Unit | 0 | 0 | 35.7237 | 35.7237 | 35.7237 | 35.7237 | 35.7237 | 35.7237 | 35.7237 | 35.7237 | 35.7237 | 35.7237 | 35.7237 | 35.7237 | 35.7237 | 35.7237 | 35.7237 | 35.7237 | 35.7237 | 35.7237 | 35.7237 | 35.7237 | 35.7237 | 35.7237 | 35.7237 | 35.7237 | 35.7237
F2_Industrial_Industrial - WA_Existing_Process_Natural Gas_Process Boiler - Insulate Hot Water Lines_A | F2 | Industrial | Industrial - WA | Existing | Process | Natural Gas | Process Boiler - Insulate Hot Water Lines | A | Tech Code Savings per Unit | 0 | 0 | 35.7237 | 35.7237 | 35.7237 | 35.7237 | 35.7237 | 35.7237 | 35.7237 | 35.7237 | 35.7237 | 35.7237 | 35.7237 | 35.7237 | 35.7237 | 35.7237 | 35.7237 | 35.7237 | 35.7237 | 35.7237 | 35.7237 | 35.7237 | 35.7237 | 35.7237 | 35.7237 | 35.7237 | 35.7237
F3_Industrial_Industrial - WA_Existing_Process_Natural Gas_Process Boiler - Insulate Hot Water Lines_A | F3 | Industrial | Industrial - WA | Existing | Process | Natural Gas | Process Boiler - Insulate Hot Water Lines | A | Econ Market Savings per Unit | 0 | 0 | 35.7237 | 35.7237 | 35.7237 | 35.7237 | 35.7237 | 35.7237 | 35.7237 | 35.7237 | 35.7237 | 35.7237 | 35.7237 | 35.7237 | 35.7237 | 35.7237 | 35.7237 | 35.7237 | 35.7237 | 35.7237 | 35.7237 | 35.7237 | 35.7237 | 35.7237 | 35.7237 | 35.7237 | 35.7237
F4_Industrial_Industrial - WA_Existing_Process_Natural Gas_Process Boiler - Insulate Hot Water Lines_A | F4 | Industrial | Industrial - WA | Existing | Process | Natural Gas | Process Boiler - Insulate Hot Water Lines | A | Econ Code Savings per Unit | 0 | 0 | 35.7237 | 35.7237 | 35.7237 | 35.7237 | 35.7237 | 35.7237 | 35.7237 | 35.7237 | 35.7237 | 35.7237 | 35.7237 | 35.7237 | 35.7237 | 35.7237 | 35.7237 | 35.7237 | 35.7237 | 35.7237 | 35.7237 | 35.7237 | 35.7237 | 35.7237 | 35.7237 | 35.7237 | 35.7237
F1_Industrial_Industrial - WA_Existing_Process_Natural Gas_Process Boiler - Insulate Steam Lines/Condensate Tank_A | F1 | Industrial | Industrial - WA | Existing | Process | Natural Gas | Process Boiler - Insulate Steam Lines/Condensate Tank | A | Tech. Market Savings per Unit | 0 | 0 | 53.3628 | 53.3628 | 53.3628 | 53.3628 | 53.3628 | 53.3628 | 53.3628 | 53.3628 | 53.3628 | 53.3628 | 53.3628 | 53.3628 | 53.3628 | 53.3628 | 53.3628 | 53.3628 | 53.3628 | 53.3628 | 53.3628 | 53.3628 | 53.3628 | 53.3628 | 53.3628 | 53.3628 | 53.3628
F2_Industrial_Industrial - WA_Existing_Process_Natural Gas_Process Boiler - Insulate Steam Lines/Condensate Tank_A | F2 | Industrial | Industrial - WA | Existing | Process | Natural Gas | Process Boiler - Insulate Steam Lines/Condensate Tank | A | Tech Code Savings per Unit | 0 | 0 | 53.3628 | 53.3628 | 53.3628 | 53.3628 | 53.3628 | 53.3628 | 53.3628 | 53.3628 | 53.3628 | 53.3628 | 53.3628 | 53.3628 | 53.3628 | 53.3628 | 53.3628 | 53.3628 | 53.3628 | 53.3628 | 53.3628 | 53.3628 | 53.3628 | 53.3628 | 53.3628 | 53.3628 | 53.3628
F3_Industrial_Industrial - WA_Existing_Process_Natural Gas_Process Boiler - Insulate Steam Lines/Condensate Tank_A | F3 | Industrial | Industrial - WA | Existing | Process | Natural Gas | Process Boiler - Insulate Steam Lines/Condensate Tank | A | Econ Market Savings per Unit | 0 | 0 | 53.3628 | 53.3628 | 53.3628 | 53.3628 | 53.3628 | 53.3628 | 53.3628 | 53.3628 | 53.3628 | 53.3628 | 53.3628 | 53.3628 | 53.3628 | 53.3628 | 53.3628 | 53.3628 | 53.3628 | 53.3628 | 53.3628 | 53.3628 | 53.3628 | 53.3628 | 53.3628 | 53.3628 | 53.3628
F4_Industrial_Industrial - WA_Existing_Process_Natural Gas_Process Boiler - Insulate Steam Lines/Condensate Tank_A | F4 | Industrial | Industrial - WA | Existing | Process | Natural Gas | Process Boiler - Insulate Steam Lines/Condensate Tank | A | Econ Code Savings per Unit | 0 | 0 | 53.3628 | 53.3628 | 53.3628 | 53.3628 | 53.3628 | 53.3628 | 53.3628 | 53.3628 | 53.3628 | 53.3628 | 53.3628 | 53.3628 | 53.3628 | 53.3628 | 53.3628 | 53.3628 | 53.3628 | 53.3628 | 53.3628 | 53.3628 | 53.3628 | 53.3628 | 53.3628 | 53.3628 | 53.3628
F1_Industrial_Industrial - WA_Existing_Process_Natural Gas_Process Boiler - Stack Economizer_A | F1 | Industrial | Industrial - WA | Existing | Process | Natural Gas | Process Boiler - Stack Economizer | A | Tech. Market Savings per Unit | 0 | 0 | 7.5994 | 7.5994 | 7.5994 | 7.5994 | 7.5994 | 7.5994 | 7.5994 | 7.5994 | 7.5994 | 7.5994 | 7.5994 | 7.5994 | 7.5994 | 7.5994 | 7.5994 | 7.5994 | 7.5994 | 7.5994 | 7.5994 | 7.5994 | 7.5994 | 7.5994 | 7.5994 | 7.5994 | 7.5994
F2_Industrial_Industrial - WA_Existing_Process_Natural Gas_Process Boiler - Stack Economizer_A | F2 | Industrial | Industrial - WA | Existing | Process | Natural Gas | Process Boiler - Stack Economizer | A | Tech Code Savings per Unit | 0 | 0 | 7.5994 | 7.5994 | 7.5994 | 7.5994 | 7.5994 | 7.5994 | 7.5994 | 7.5994 | 7.5994 | 7.5994 | 7.5994 | 7.5994 | 7.5994 | 7.5994 | 7.5994 | 7.5994 | 7.5994 | 7.5994 | 7.5994 | 7.5994 | 7.5994 | 7.5994 | 7.5994 | 7.5994 | 7.5994
F3_Industrial_Industrial - WA_Existing_Process_Natural Gas_Process Boiler - Stack Economizer_A | F3 | Industrial | Industrial - WA | Existing | Process | Natural Gas | Process Boiler - Stack Economizer | A | Econ Market Savings per Unit | 0 | 0 | 7.5994 | 7.5994 | 7.5994 | 7.5994 | 7.5994 | 7.5994 | 7.5994 | 7.5994 | 7.5994 | 7.5994 | 7.5994 | 7.5994 | 7.5994 | 7.5994 | 7.5994 | 7.5994 | 7.5994 | 7.5994 | 7.5994 | 7.5994 | 7.5994 | 7.5994 | 7.5994 | 7.5994 | 7.5994
F4_Industrial_Industrial - WA_Existing_Process_Natural Gas_Process Boiler - Stack Economizer_A | F4 | Industrial | Industrial - WA | Existing | Process | Natural Gas | Process Boiler - Stack Economizer | A | Econ Code Savings per Unit | 0 | 0 | 7.5994 | 7.5994 | 7.5994 | 7.5994 | 7.5994 | 7.5994 | 7.5994 | 7.5994 | 7.5994 | 7.5994 | 7.5994 | 7.5994 | 7.5994 | 7.5994 | 7.5994 | 7.5994 | 7.5994 | 7.5994 | 7.5994 | 7.5994 | 7.5994 | 7.5994 | 7.5994 | 7.5994 | 7.5994
F1_Industrial_Industrial - WA_Existing_Process_Natural Gas_Process Boiler - Steam Trap Replacement_A | F1 | Industrial | Industrial - WA | Existing | Process | Natural Gas | Process Boiler - Steam Trap Replacement | A | Tech. Market Savings per Unit | 0 | 0 | 238288.3345 | 238288.3345 | 238288.3345 | 238288.3345 | 238288.3345 | 238288.3345 | 238288.3345 | 238288.3345 | 238288.3345 | 238288.3345 | 238288.3345 | 238288.3345 | 238288.3345 | 238288.3345 | 238288.3345 | 238288.3345 | 238288.3345 | 238288.3345 | 238288.3345 | 238288.3345 | 238288.3345 | 238288.3345 | 238288.3345 | 238288.3345 | 238288.3345
F2_Industrial_Industrial - WA_Existing_Process_Natural Gas_Process Boiler - Steam Trap Replacement_A | F2 | Industrial | Industrial - WA | Existing | Process | Natural Gas | Process Boiler - Steam Trap Replacement | A | Tech Code Savings per Unit | 0 | 0 | 238288.3345 | 238288.3345 | 238288.3345 | 238288.3345 | 238288.3345 | 238288.3345 | 238288.3345 | 238288.3345 | 238288.3345 | 238288.3345 | 238288.3345 | 238288.3345 | 238288.3345 | 238288.3345 | 238288.3345 | 238288.3345 | 238288.3345 | 238288.3345 | 238288.3345 | 238288.3345 | 238288.3345 | 238288.3345 | 238288.3345 | 238288.3345 | 238288.3345
F3_Industrial_Industrial - WA_Existing_Process_Natural Gas_Process Boiler - Steam Trap Replacement_A | F3 | Industrial | Industrial - WA | Existing | Process | Natural Gas | Process Boiler - Steam Trap Replacement | A | Econ Market Savings per Unit | 0 | 0 | 238288.3345 | 238288.3345 | 238288.3345 | 238288.3345 | 238288.3345 | 238288.3345 | 238288.3345 | 238288.3345 | 238288.3345 | 238288.3345 | 238288.3345 | 238288.3345 | 238288.3345 | 238288.3345 | 238288.3345 | 238288.3345 | 238288.3345 | 238288.3345 | 238288.3345 | 238288.3345 | 238288.3345 | 238288.3345 | 238288.3345 | 238288.3345 | 238288.3345
F4_Industrial_Industrial - WA_Existing_Process_Natural Gas_Process Boiler - Steam Trap Replacement_A | F4 | Industrial | Industrial - WA | Existing | Process | Natural Gas | Process Boiler - Steam Trap Replacement | A | Econ Code Savings per Unit | 0 | 0 | 238288.3345 | 238288.3345 | 238288.3345 | 238288.3345 | 238288.3345 | 238288.3345 | 238288.3345 | 238288.3345 | 238288.3345 | 238288.3345 | 238288.3345 | 238288.3345 | 238288.3345 | 238288.3345 | 238288.3345 | 238288.3345 | 238288.3345 | 238288.3345 | 238288.3345 | 238288.3345 | 238288.3345 | 238288.3345 | 238288.3345 | 238288.3345 | 238288.3345
F1_Industrial_Industrial - WA_Existing_Process_Natural Gas_Process Boiler - Maintenance_A | F1 | Industrial | Industrial - WA | Existing | Process | Natural Gas | Process Boiler - Maintenance | A | Tech. Market Savings per Unit | 0 | 0 | 4.7496 | 4.7496 | 4.7496 | 4.7496 | 4.7496 | 4.7496 | 4.7496 | 4.7496 | 4.7496 | 4.7496 | 4.7496 | 4.7496 | 4.7496 | 4.7496 | 4.7496 | 4.7496 | 4.7496 | 4.7496 | 4.7496 | 4.7496 | 4.7496 | 4.7496 | 4.7496 | 4.7496 | 4.7496
F2_Industrial_Industrial - WA_Existing_Process_Natural Gas_Process Boiler - Maintenance_A | F2 | Industrial | Industrial - WA | Existing | Process | Natural Gas | Process Boiler - Maintenance | A | Tech Code Savings per Unit | 0 | 0 | 4.7496 | 4.7496 | 4.7496 | 4.7496 | 4.7496 | 4.7496 | 4.7496 | 4.7496 | 4.7496 | 4.7496 | 4.7496 | 4.7496 | 4.7496 | 4.7496 | 4.7496 | 4.7496 | 4.7496 | 4.7496 | 4.7496 | 4.7496 | 4.7496 | 4.7496 | 4.7496 | 4.7496 | 4.7496
F3_Industrial_Industrial - WA_Existing_Process_Natural Gas_Process Boiler - Maintenance_A | F3 | Industrial | Industrial - WA | Existing | Process | Natural Gas | Process Boiler - Maintenance | A | Econ Market Savings per Unit | 0 | 0 | 4.7496 | 4.7496 | 4.7496 | 4.7496 | 4.7496 | 4.7496 | 4.7496 | 4.7496 | 4.7496 | 4.7496 | 4.7496 | 4.7496 | 4.7496 | 4.7496 | 4.7496 | 4.7496 | 4.7496 | 4.7496 | 4.7496 | 4.7496 | 4.7496 | 4.7496 | 4.7496 | 4.7496 | 4.7496
F4_Industrial_Industrial - WA_Existing_Process_Natural Gas_Process Boiler - Maintenance_A | F4 | Industrial | Industrial - WA | Existing | Process | Natural Gas | Process Boiler - Maintenance | A | Econ Code Savings per Unit | 0 | 0 | 4.7496 | 4.7496 | 4.7496 | 4.7496 | 4.7496 | 4.7496 | 4.7496 | 4.7496 | 4.7496 | 4.7496 | 4.7496 | 4.7496 | 4.7496 | 4.7496 | 4.7496 | 4.7496 | 4.7496 | 4.7496 | 4.7496 | 4.7496 | 4.7496 | 4.7496 | 4.7496 | 4.7496 | 4.7496
F1_Industrial_Industrial - WA_Existing_Process_Natural Gas_Process - Heat Recovery_A | F1 | Industrial | Industrial - WA | Existing | Process | Natural Gas | Process - Heat Recovery | A | Tech. Market Savings per Unit | 0 | 0 | 0.7095 | 0.7095 | 0.7095 | 0.7095 | 0.7095 | 0.7095 | 0.7095 | 0.7095 | 0.7095 | 0.7095 | 0.7095 | 0.7095 | 0.7095 | 0.7095 | 0.7095 | 0.7095 | 0.7095 | 0.7095 | 0.7095 | 0.7095 | 0.7095 | 0.7095 | 0.7095 | 0.7095 | 0.7095
F2_Industrial_Industrial - WA_Existing_Process_Natural Gas_Process - Heat Recovery_A | F2 | Industrial | Industrial - WA | Existing | Process | Natural Gas | Process - Heat Recovery | A | Tech Code Savings per Unit | 0 | 0 | 0.7095 | 0.7095 | 0.7095 | 0.7095 | 0.7095 | 0.7095 | 0.7095 | 0.7095 | 0.7095 | 0.7095 | 0.7095 | 0.7095 | 0.7095 | 0.7095 | 0.7095 | 0.7095 | 0.7095 | 0.7095 | 0.7095 | 0.7095 | 0.7095 | 0.7095 | 0.7095 | 0.7095 | 0.7095
F3_Industrial_Industrial - WA_Existing_Process_Natural Gas_Process - Heat Recovery_A | F3 | Industrial | Industrial - WA | Existing | Process | Natural Gas | Process - Heat Recovery | A | Econ Market Savings per Unit | 0 | 0 | 0.7095 | 0.7095 | 0.7095 | 0.7095 | 0.7095 | 0.7095 | 0.7095 | 0.7095 | 0.7095 | 0.7095 | 0.7095 | 0.7095 | 0.7095 | 0.7095 | 0.7095 | 0.7095 | 0.7095 | 0.7095 | 0.7095 | 0.7095 | 0.7095 | 0.7095 | 0.7095 | 0.7095 | 0.7095
F4_Industrial_Industrial - WA_Existing_Process_Natural Gas_Process - Heat Recovery_A | F4 | Industrial | Industrial - WA | Existing | Process | Natural Gas | Process - Heat Recovery | A | Econ Code Savings per Unit | 0 | 0 | 0.7095 | 0.7095 | 0.7095 | 0.7095 | 0.7095 | 0.7095 | 0.7095 | 0.7095 | 0.7095 | 0.7095 | 0.7095 | 0.7095 | 0.7095 | 0.7095 | 0.7095 | 0.7095 | 0.7095 | 0.7095 | 0.7095 | 0.7095 | 0.7095 | 0.7095 | 0.7095 | 0.7095 | 0.7095
F1_Industrial_Industrial - WA_Existing_Space Heating_Natural Gas_Strategic Energy Management_A | F1 | Industrial | Industrial - WA | Existing | Space Heating | Natural Gas | Strategic Energy Management | A | Tech. Market Savings per Unit | 0 | 0 | 0.033661 | 0.033598 | 0.03353 | 0.033458 | 0.033383 | 0.033305 | 0.033225 | 0.033143 | 0.03306 | 0.032975 | 0.032891 | 0.032806 | 0.032721 | 0.032637 | 0.032553 | 0.03247 | 0.032388 | 0.032312 | 0.032242 | 0.032177 | 0.032117 | 0.032062 | 0.032012 | 0.031965 | 0.031922
F2_Industrial_Industrial - WA_Existing_Space Heating_Natural Gas_Strategic Energy Management_A | F2 | Industrial | Industrial - WA | Existing | Space Heating | Natural Gas | Strategic Energy Management | A | Tech Code Savings per Unit | 0 | 0 | 0.033661 | 0.033598 | 0.03353 | 0.033458 | 0.033383 | 0.033305 | 0.033225 | 0.033143 | 0.03306 | 0.032975 | 0.032891 | 0.032806 | 0.032721 | 0.032637 | 0.032553 | 0.03247 | 0.032388 | 0.032312 | 0.032242 | 0.032177 | 0.032117 | 0.032062 | 0.032012 | 0.031965 | 0.031922
F3_Industrial_Industrial - WA_Existing_Space Heating_Natural Gas_Strategic Energy Management_A | F3 | Industrial | Industrial - WA | Existing | Space Heating | Natural Gas | Strategic Energy Management | A | Econ Market Savings per Unit | 0 | 0 | 0.033661 | 0.033598 | 0.03353 | 0.033458 | 0.033383 | 0.033305 | 0.033225 | 0.033143 | 0.03306 | 0.032975 | 0.032891 | 0.032806 | 0.032721 | 0.032637 | 0.032553 | 0.03247 | 0.032388 | 0.032312 | 0.032242 | 0.032177 | 0.032117 | 0.032062 | 0.032012 | 0.031965 | 0.031922
F4_Industrial_Industrial - WA_Existing_Space Heating_Natural Gas_Strategic Energy Management_A | F4 | Industrial | Industrial - WA | Existing | Space Heating | Natural Gas | Strategic Energy Management | A | Econ Code Savings per Unit | 0 | 0 | 0.033661 | 0.033598 | 0.03353 | 0.033458 | 0.033383 | 0.033305 | 0.033225 | 0.033143 | 0.03306 | 0.032975 | 0.032891 | 0.032806 | 0.032721 | 0.032637 | 0.032553 | 0.03247 | 0.032388 | 0.032312 | 0.032242 | 0.032177 | 0.032117 | 0.032062 | 0.032012 | 0.031965 | 0.031922
F1_Industrial_Industrial - WA_Existing_Process_Natural Gas_Strategic Energy Management_A | F1 | Industrial | Industrial - WA | Existing | Process | Natural Gas | Strategic Energy Management | A | Tech. Market Savings per Unit | 0 | 0 | 0.11556 | 0.11556 | 0.11556 | 0.11556 | 0.11556 | 0.11556 | 0.11556 | 0.11556 | 0.11556 | 0.11556 | 0.11556 | 0.11556 | 0.11556 | 0.11556 | 0.11556 | 0.11556 | 0.11556 | 0.11556 | 0.11556 | 0.11556 | 0.11556 | 0.11556 | 0.11556 | 0.11556 | 0.11556
F2_Industrial_Industrial - WA_Existing_Process_Natural Gas_Strategic Energy Management_A | F2 | Industrial | Industrial - WA | Existing | Process | Natural Gas | Strategic Energy Management | A | Tech Code Savings per Unit | 0 | 0 | 0.11556 | 0.11556 | 0.11556 | 0.11556 | 0.11556 | 0.11556 | 0.11556 | 0.11556 | 0.11556 | 0.11556 | 0.11556 | 0.11556 | 0.11556 | 0.11556 | 0.11556 | 0.11556 | 0.11556 | 0.11556 | 0.11556 | 0.11556 | 0.11556 | 0.11556 | 0.11556 | 0.11556 | 0.11556
F3_Industrial_Industrial - WA_Existing_Process_Natural Gas_Strategic Energy Management_A | F3 | Industrial | Industrial - WA | Existing | Process | Natural Gas | Strategic Energy Management | A | Econ Market Savings per Unit | 0 | 0 | 0.11556 | 0.11556 | 0.11556 | 0.11556 | 0.11556 | 0.11556 | 0.11556 | 0.11556 | 0.11556 | 0.11556 | 0.11556 | 0.11556 | 0.11556 | 0.11556 | 0.11556 | 0.11556 | 0.11556 | 0.11556 | 0.11556 | 0.11556 | 0.11556 | 0.11556 | 0.11556 | 0.11556 | 0.11556
F4_Industrial_Industrial - WA_Existing_Process_Natural Gas_Strategic Energy Management_A | F4 | Industrial | Industrial - WA | Existing | Process | Natural Gas | Strategic Energy Management | A | Econ Code Savings per Unit | 0 | 0 | 0.11556 | 0.11556 | 0.11556 | 0.11556 | 0.11556 | 0.11556 | 0.11556 | 0.11556 | 0.11556 | 0.11556 | 0.11556 | 0.11556 | 0.11556 | 0.11556 | 0.11556 | 0.11556 | 0.11556 | 0.11556 | 0.11556 | 0.11556 | 0.11556 | 0.11556 | 0.11556 | 0.11556 | 0.11556
F1_Industrial_Industrial - WA_Existing_Miscellaneous_Natural Gas_Strategic Energy Management_A | F1 | Industrial | Industrial - WA | Existing | Miscellaneous | Natural Gas | Strategic Energy Management | A | Tech. Market Savings per Unit | 0 | 0 | 0.025233 | 0.025233 | 0.025233 | 0.025233 | 0.025233 | 0.025233 | 0.025233 | 0.025233 | 0.025233 | 0.025233 | 0.025233 | 0.025233 | 0.025233 | 0.025233 | 0.025233 | 0.025233 | 0.025233 | 0.025233 | 0.025233 | 0.025233 | 0.025233 | 0.025233 | 0.025233 | 0.025233 | 0.025233
F2_Industrial_Industrial - WA_Existing_Miscellaneous_Natural Gas_Strategic Energy Management_A | F2 | Industrial | Industrial - WA | Existing | Miscellaneous | Natural Gas | Strategic Energy Management | A | Tech Code Savings per Unit | 0 | 0 | 0.025233 | 0.025233 | 0.025233 | 0.025233 | 0.025233 | 0.025233 | 0.025233 | 0.025233 | 0.025233 | 0.025233 | 0.025233 | 0.025233 | 0.025233 | 0.025233 | 0.025233 | 0.025233 | 0.025233 | 0.025233 | 0.025233 | 0.025233 | 0.025233 | 0.025233 | 0.025233 | 0.025233 | 0.025233
F3_Industrial_Industrial - WA_Existing_Miscellaneous_Natural Gas_Strategic Energy Management_A | F3 | Industrial | Industrial - WA | Existing | Miscellaneous | Natural Gas | Strategic Energy Management | A | Econ Market Savings per Unit | 0 | 0 | 0.025233 | 0.025233 | 0.025233 | 0.025233 | 0.025233 | 0.025233 | 0.025233 | 0.025233 | 0.025233 | 0.025233 | 0.025233 | 0.025233 | 0.025233 | 0.025233 | 0.025233 | 0.025233 | 0.025233 | 0.025233 | 0.025233 | 0.025233 | 0.025233 | 0.025233 | 0.025233 | 0.025233 | 0.025233
F4_Industrial_Industrial - WA_Existing_Miscellaneous_Natural Gas_Strategic Energy Management_A | F4 | Industrial | Industrial - WA | Existing | Miscellaneous | Natural Gas | Strategic Energy Management | A | Econ Code Savings per Unit | 0 | 0 | 0.025233 | 0.025233 | 0.025233 | 0.025233 | 0.025233 | 0.025233 | 0.025233 | 0.025233 | 0.025233 | 0.025233 | 0.025233 | 0.025233 | 0.025233 | 0.025233 | 0.025233 | 0.025233 | 0.025233 | 0.025233 | 0.025233 | 0.025233 | 0.025233 | 0.025233 | 0.025233 | 0.025233 | 0.025233
F1_Industrial_Industrial - WA_Existing_Space Heating_Natural Gas_Retrocommissioning_A | F1 | Industrial | Industrial - WA | Existing | Space Heating | Natural Gas | Retrocommissioning | A | Tech. Market Savings per Unit | 0 | 0 | 0.041332 | 0.041255 | 0.041171 | 0.041083 | 0.040991 | 0.040895 | 0.040797 | 0.040696 | 0.040594 | 0.040491 | 0.040387 | 0.040283 | 0.040178 | 0.040075 | 0.039972 | 0.03987 | 0.03977 | 0.039677 | 0.03959 | 0.03951 | 0.039437 | 0.039369 | 0.039307 | 0.03925 | 0.039198
F2_Industrial_Industrial - WA_Existing_Space Heating_Natural Gas_Retrocommissioning_A | F2 | Industrial | Industrial - WA | Existing | Space Heating | Natural Gas | Retrocommissioning | A | Tech Code Savings per Unit | 0 | 0 | 0.041332 | 0.041255 | 0.041171 | 0.041083 | 0.040991 | 0.040895 | 0.040797 | 0.040696 | 0.040594 | 0.040491 | 0.040387 | 0.040283 | 0.040178 | 0.040075 | 0.039972 | 0.03987 | 0.03977 | 0.039677 | 0.03959 | 0.03951 | 0.039437 | 0.039369 | 0.039307 | 0.03925 | 0.039198
F3_Industrial_Industrial - WA_Existing_Space Heating_Natural Gas_Retrocommissioning_A | F3 | Industrial | Industrial - WA | Existing | Space Heating | Natural Gas | Retrocommissioning | A | Econ Market Savings per Unit | 0 | 0 | 0.041332 | 0.041255 | 0.041171 | 0.041083 | 0.040991 | 0.040895 | 0.040797 | 0.040696 | 0.040594 | 0.040491 | 0.040387 | 0.040283 | 0.040178 | 0.040075 | 0.039972 | 0.03987 | 0.03977 | 0.039677 | 0.03959 | 0.03951 | 0.039437 | 0.039369 | 0.039307 | 0.03925 | 0.039198
F4_Industrial_Industrial - WA_Existing_Space Heating_Natural Gas_Retrocommissioning_A | F4 | Industrial | Industrial - WA | Existing | Space Heating | Natural Gas | Retrocommissioning | A | Econ Code Savings per Unit | 0 | 0 | 0.041332 | 0.041255 | 0.041171 | 0.041083 | 0.040991 | 0.040895 | 0.040797 | 0.040696 | 0.040594 | 0.040491 | 0.040387 | 0.040283 | 0.040178 | 0.040075 | 0.039972 | 0.03987 | 0.03977 | 0.039677 | 0.03959 | 0.03951 | 0.039437 | 0.039369 | 0.039307 | 0.03925 | 0.039198
F1_Industrial_Industrial - WA_Existing_Process_Natural Gas_Retrocommissioning_A | F1 | Industrial | Industrial - WA | Existing | Process | Natural Gas | Retrocommissioning | A | Tech. Market Savings per Unit | 0 | 0 | 0 | 0 | 0 | 0 | 0 | 0 | 0 | 0 | 0 | 0 | 0 | 0 | 0 | 0 | 0 | 0 | 0 | 0 | 0 | 0 | 0 | 0 | 0 | 0 | 0
F2_Industrial_Industrial - WA_Existing_Process_Natural Gas_Retrocommissioning_A | F2 | Industrial | Industrial - WA | Existing | Process | Natural Gas | Retrocommissioning | A | Tech Code Savings per Unit | 0 | 0 | 0 | 0 | 0 | 0 | 0 | 0 | 0 | 0 | 0 | 0 | 0 | 0 | 0 | 0 | 0 | 0 | 0 | 0 | 0 | 0 | 0 | 0 | 0 | 0 | 0
F3_Industrial_Industrial - WA_Existing_Process_Natural Gas_Retrocommissioning_A | F3 | Industrial | Industrial - WA | Existing | Process | Natural Gas | Retrocommissioning | A | Econ Market Savings per Unit | 0 | 0 | 0 | 0 | 0 | 0 | 0 | 0 | 0 | 0 | 0 | 0 | 0 | 0 | 0 | 0 | 0 | 0 | 0 | 0 | 0 | 0 | 0 | 0 | 0 | 0 | 0
F4_Industrial_Industrial - WA_Existing_Process_Natural Gas_Retrocommissioning_A | F4 | Industrial | Industrial - WA | Existing | Process | Natural Gas | Retrocommissioning | A | Econ Code Savings per Unit | 0 | 0 | 0 | 0 | 0 | 0 | 0 | 0 | 0 | 0 | 0 | 0 | 0 | 0 | 0 | 0 | 0 | 0 | 0 | 0 | 0 | 0 | 0 | 0 | 0 | 0 | 0
F1_Industrial_Industrial - WA_New_Space Heating_Natural Gas_Insulation - Ceiling_A | F1 | Industrial | Industrial - WA | New | Space Heating | Natural Gas | Insulation - Ceiling | A | Tech. Market Savings per Unit | 0 | 0 | 0.074993 | 0.074397 | 0.074103 | 0.073927 | 0.073828 | 0.073744 | 0.073672 | 0.073609 | 0.073555 | 0.073506 | 0.073464 | 0.073425 | 0.073391 | 0.073359 | 0.073331 | 0.073305 | 0.073281 | 0.073232 | 0.073166 | 0.073107 | 0.073055 | 0.073009 | 0.072968 | 0.072932 | 0.072899
F2_Industrial_Industrial - WA_New_Space Heating_Natural Gas_Insulation - Ceiling_A | F2 | Industrial | Industrial - WA | New | Space Heating | Natural Gas | Insulation - Ceiling | A | Tech Code Savings per Unit | 0 | 0 | 0.074993 | 0.074397 | 0.074103 | 0.073927 | 0.073828 | 0.073744 | 0.073672 | 0.073609 | 0.073555 | 0.073506 | 0.073464 | 0.073425 | 0.073391 | 0.073359 | 0.073331 | 0.073305 | 0.073281 | 0.073232 | 0.073166 | 0.073107 | 0.073055 | 0.073009 | 0.072968 | 0.072932 | 0.072899
F3_Industrial_Industrial - WA_New_Space Heating_Natural Gas_Insulation - Ceiling_A | F3 | Industrial | Industrial - WA | New | Space Heating | Natural Gas | Insulation - Ceiling | A | Econ Market Savings per Unit | 0 | 0 | 0.074993 | 0.074397 | 0.074103 | 0.073927 | 0.073828 | 0.073744 | 0.073672 | 0.073609 | 0.073555 | 0.073506 | 0.073464 | 0.073425 | 0.073391 | 0.073359 | 0.073331 | 0.073305 | 0.073281 | 0.073232 | 0.073166 | 0.073107 | 0.073055 | 0.073009 | 0.072968 | 0.072932 | 0.072899
F4_Industrial_Industrial - WA_New_Space Heating_Natural Gas_Insulation - Ceiling_A | F4 | Industrial | Industrial - WA | New | Space Heating | Natural Gas | Insulation - Ceiling | A | Econ Code Savings per Unit | 0 | 0 | 0.074993 | 0.074397 | 0.074103 | 0.073927 | 0.073828 | 0.073744 | 0.073672 | 0.073609 | 0.073555 | 0.073506 | 0.073464 | 0.073425 | 0.073391 | 0.073359 | 0.073331 | 0.073305 | 0.073281 | 0.073232 | 0.073166 | 0.073107 | 0.073055 | 0.073009 | 0.072968 | 0.072932 | 0.072899
F1_Industrial_Industrial - WA_New_Space Heating_Natural Gas_Insulation - Wall Cavity_A | F1 | Industrial | Industrial - WA | New | Space Heating | Natural Gas | Insulation - Wall Cavity | A | Tech. Market Savings per Unit | 0 | 0 | 0.10856 | 0.1077 | 0.10727 | 0.10702 | 0.10688 | 0.10675 | 0.10665 | 0.10656 | 0.10648 | 0.10641 | 0.10635 | 0.10629 | 0.10624 | 0.1062 | 0.10616 | 0.10612 | 0.10608 | 0.10601 | 0.10592 | 0.10583 | 0.10576 | 0.10569 | 0.10563 | 0.10558 | 0.10553
F2_Industrial_Industrial - WA_New_Space Heating_Natural Gas_Insulation - Wall Cavity_A | F2 | Industrial | Industrial - WA | New | Space Heating | Natural Gas | Insulation - Wall Cavity | A | Tech Code Savings per Unit | 0 | 0 | 0.10856 | 0.1077 | 0.10727 | 0.10702 | 0.10688 | 0.10675 | 0.10665 | 0.10656 | 0.10648 | 0.10641 | 0.10635 | 0.10629 | 0.10624 | 0.1062 | 0.10616 | 0.10612 | 0.10608 | 0.10601 | 0.10592 | 0.10583 | 0.10576 | 0.10569 | 0.10563 | 0.10558 | 0.10553
F3_Industrial_Industrial - WA_New_Space Heating_Natural Gas_Insulation - Wall Cavity_A | F3 | Industrial | Industrial - WA | New | Space Heating | Natural Gas | Insulation - Wall Cavity | A | Econ Market Savings per Unit | 0 | 0 | 0.10856 | 0.1077 | 0.10727 | 0.10702 | 0.10688 | 0.10675 | 0.10665 | 0.10656 | 0.10648 | 0.10641 | 0.10635 | 0.10629 | 0.10624 | 0.1062 | 0.10616 | 0.10612 | 0.10608 | 0.10601 | 0.10592 | 0.10583 | 0.10576 | 0.10569 | 0.10563 | 0.10558 | 0.10553
F4_Industrial_Industrial - WA_New_Space Heating_Natural Gas_Insulation - Wall Cavity_A | F4 | Industrial | Industrial - WA | New | Space Heating | Natural Gas | Insulation - Wall Cavity | A | Econ Code Savings per Unit | 0 | 0 | 0.10856 | 0.1077 | 0.10727 | 0.10702 | 0.10688 | 0.10675 | 0.10665 | 0.10656 | 0.10648 | 0.10641 | 0.10635 | 0.10629 | 0.10624 | 0.1062 | 0.10616 | 0.10612 | 0.10608 | 0.10601 | 0.10592 | 0.10583 | 0.10576 | 0.10569 | 0.10563 | 0.10558 | 0.10553
F1_Industrial_Industrial - WA_New_Space Heating_Natural Gas_Insulation - Ducting_A | F1 | Industrial | Industrial - WA | New | Space Heating | Natural Gas | Insulation - Ducting | A | Tech. Market Savings per Unit | 0 | 0 | 0.048351 | 0.047012 | 0.046351 | 0.045955 | 0.045733 | 0.045544 | 0.045382 | 0.045241 | 0.045118 | 0.04501 | 0.044913 | 0.044827 | 0.044749 | 0.044679 | 0.044615 | 0.044557 | 0.044504 | 0.044393 | 0.044244 | 0.044112 | 0.043996 | 0.043892 | 0.0438 | 0.043718 | 0.043645
F2_Industrial_Industrial - WA_New_Space Heating_Natural Gas_Insulation - Ducting_A | F2 | Industrial | Industrial - WA | New | Space Heating | Natural Gas | Insulation - Ducting | A | Tech Code Savings per Unit | 0 | 0 | 0.048351 | 0.047012 | 0.046351 | 0.045955 | 0.045733 | 0.045544 | 0.045382 | 0.045241 | 0.045118 | 0.04501 | 0.044913 | 0.044827 | 0.044749 | 0.044679 | 0.044615 | 0.044557 | 0.044504 | 0.044393 | 0.044244 | 0.044112 | 0.043996 | 0.043892 | 0.0438 | 0.043718 | 0.043645
F3_Industrial_Industrial - WA_New_Space Heating_Natural Gas_Insulation - Ducting_A | F3 | Industrial | Industrial - WA | New | Space Heating | Natural Gas | Insulation - Ducting | A | Econ Market Savings per Unit | 0 | 0 | 0.048351 | 0.047012 | 0.046351 | 0.045955 | 0.045733 | 0.045544 | 0.045382 | 0.045241 | 0.045118 | 0.04501 | 0.044913 | 0.044827 | 0.044749 | 0.044679 | 0.044615 | 0.044557 | 0.044504 | 0.044393 | 0.044244 | 0.044112 | 0.043996 | 0.043892 | 0.0438 | 0.043718 | 0.043645
F4_Industrial_Industrial - WA_New_Space Heating_Natural Gas_Insulation - Ducting_A | F4 | Industrial | Industrial - WA | New | Space Heating | Natural Gas | Insulation - Ducting | A | Econ Code Savings per Unit | 0 | 0 | 0.048351 | 0.047012 | 0.046351 | 0.045955 | 0.045733 | 0.045544 | 0.045382 | 0.045241 | 0.045118 | 0.04501 | 0.044913 | 0.044827 | 0.044749 | 0.044679 | 0.044615 | 0.044557 | 0.044504 | 0.044393 | 0.044244 | 0.044112 | 0.043996 | 0.043892 | 0.0438 | 0.043718 | 0.043645
F1_Industrial_Industrial - WA_New_Space Heating_Natural Gas_Ducting - Repair and Sealing_A | F1 | Industrial | Industrial - WA | New | Space Heating | Natural Gas | Ducting - Repair and Sealing | A | Tech. Market Savings per Unit | 0 | 0 | 0.19201 | 0.18669 | 0.18407 | 0.1825 | 0.18161 | 0.18086 | 0.18022 | 0.17966 | 0.17917 | 0.17874 | 0.17836 | 0.17802 | 0.17771 | 0.17743 | 0.17718 | 0.17694 | 0.17673 | 0.17629 | 0.1757 | 0.17518 | 0.17471 | 0.1743 | 0.17394 | 0.17361 | 0.17332
F2_Industrial_Industrial - WA_New_Space Heating_Natural Gas_Ducting - Repair and Sealing_A | F2 | Industrial | Industrial - WA | New | Space Heating | Natural Gas | Ducting - Repair and Sealing | A | Tech Code Savings per Unit | 0 | 0 | 0.19201 | 0.18669 | 0.18407 | 0.1825 | 0.18161 | 0.18086 | 0.18022 | 0.17966 | 0.17917 | 0.17874 | 0.17836 | 0.17802 | 0.17771 | 0.17743 | 0.17718 | 0.17694 | 0.17673 | 0.17629 | 0.1757 | 0.17518 | 0.17471 | 0.1743 | 0.17394 | 0.17361 | 0.17332
F3_Industrial_Industrial - WA_New_Space Heating_Natural Gas_Ducting - Repair and Sealing_A | F3 | Industrial | Industrial - WA | New | Space Heating | Natural Gas | Ducting - Repair and Sealing | A | Econ Market Savings per Unit | 0 | 0 | 0.19201 | 0.18669 | 0.18407 | 0.1825 | 0.18161 | 0.18086 | 0.18022 | 0.17966 | 0.17917 | 0.17874 | 0.17836 | 0.17802 | 0.17771 | 0.17743 | 0.17718 | 0.17694 | 0.17673 | 0.17629 | 0.1757 | 0.17518 | 0.17471 | 0.1743 | 0.17394 | 0.17361 | 0.17332
F4_Industrial_Industrial - WA_New_Space Heating_Natural Gas_Ducting - Repair and Sealing_A | F4 | Industrial | Industrial - WA | New | Space Heating | Natural Gas | Ducting - Repair and Sealing | A | Econ Code Savings per Unit | 0 | 0 | 0.19201 | 0.18669 | 0.18407 | 0.1825 | 0.18161 | 0.18086 | 0.18022 | 0.17966 | 0.17917 | 0.17874 | 0.17836 | 0.17802 | 0.17771 | 0.17743 | 0.17718 | 0.17694 | 0.17673 | 0.17629 | 0.1757 | 0.17518 | 0.17471 | 0.1743 | 0.17394 | 0.17361 | 0.17332
F1_Industrial_Industrial - WA_New_Space Heating_Natural Gas_Building Shell - Air Sealing (Infiltration Control)_A | F1 | Industrial | Industrial - WA | New | Space Heating | Natural Gas | Building Shell - Air Sealing (Infiltration Control) | A | Tech. Market Savings per Unit | 0 | 0 | 53.6918 | 53.2653 | 53.0549 | 52.9288 | 52.8578 | 52.7977 | 52.7461 | 52.7013 | 52.6622 | 52.6276 | 52.5968 | 52.5693 | 52.5446 | 52.5222 | 52.5019 | 52.4833 | 52.4663 | 52.4311 | 52.3836 | 52.3416 | 52.3045 | 52.2715 | 52.2421 | 52.216 | 52.1927
F2_Industrial_Industrial - WA_New_Space Heating_Natural Gas_Building Shell - Air Sealing (Infiltration Control)_A | F2 | Industrial | Industrial - WA | New | Space Heating | Natural Gas | Building Shell - Air Sealing (Infiltration Control) | A | Tech Code Savings per Unit | 0 | 0 | 53.6918 | 53.2653 | 53.0549 | 52.9288 | 52.8578 | 52.7977 | 52.7461 | 52.7013 | 52.6622 | 52.6276 | 52.5968 | 52.5693 | 52.5446 | 52.5222 | 52.5019 | 52.4833 | 52.4663 | 52.4311 | 52.3836 | 52.3416 | 52.3045 | 52.2715 | 52.2421 | 52.216 | 52.1927
F3_Industrial_Industrial - WA_New_Space Heating_Natural Gas_Building Shell - Air Sealing (Infiltration Control)_A | F3 | Industrial | Industrial - WA | New | Space Heating | Natural Gas | Building Shell - Air Sealing (Infiltration Control) | A | Econ Market Savings per Unit | 0 | 0 | 53.6918 | 53.2653 | 53.0549 | 52.9288 | 52.8578 | 52.7977 | 52.7461 | 52.7013 | 52.6622 | 52.6276 | 52.5968 | 52.5693 | 52.5446 | 52.5222 | 52.5019 | 52.4833 | 52.4663 | 52.4311 | 52.3836 | 52.3416 | 52.3045 | 52.2715 | 52.2421 | 52.216 | 52.1927
F4_Industrial_Industrial - WA_New_Space Heating_Natural Gas_Building Shell - Air Sealing (Infiltration Control)_A | F4 | Industrial | Industrial - WA | New | Space Heating | Natural Gas | Building Shell - Air Sealing (Infiltration Control) | A | Econ Code Savings per Unit | 0 | 0 | 53.6918 | 53.2653 | 53.0549 | 52.9288 | 52.8578 | 52.7977 | 52.7461 | 52.7013 | 52.6622 | 52.6276 | 52.5968 | 52.5693 | 52.5446 | 52.5222 | 52.5019 | 52.4833 | 52.4663 | 52.4311 | 52.3836 | 52.3416 | 52.3045 | 52.2715 | 52.2421 | 52.216 | 52.1927
F1_Industrial_Industrial - WA_New_Space Heating_Natural Gas_Ventilation - Demand Controlled_A | F1 | Industrial | Industrial - WA | New | Space Heating | Natural Gas | Ventilation - Demand Controlled | A | Tech. Market Savings per Unit | 0 | 0 | 0.035427 | 0.034446 | 0.033962 | 0.033672 | 0.033508 | 0.03337 | 0.033251 | 0.033148 | 0.033058 | 0.032979 | 0.032908 | 0.032845 | 0.032788 | 0.032737 | 0.03269 | 0.032647 | 0.032608 | 0.032527 | 0.032418 | 0.032321 | 0.032236 | 0.03216 | 0.032092 | 0.032032 | 0.031979
F2_Industrial_Industrial - WA_New_Space Heating_Natural Gas_Ventilation - Demand Controlled_A | F2 | Industrial | Industrial - WA | New | Space Heating | Natural Gas | Ventilation - Demand Controlled | A | Tech Code Savings per Unit | 0 | 0 | 0.035427 | 0.034446 | 0.033962 | 0.033672 | 0.033508 | 0.03337 | 0.033251 | 0.033148 | 0.033058 | 0.032979 | 0.032908 | 0.032845 | 0.032788 | 0.032737 | 0.03269 | 0.032647 | 0.032608 | 0.032527 | 0.032418 | 0.032321 | 0.032236 | 0.03216 | 0.032092 | 0.032032 | 0.031979
F3_Industrial_Industrial - WA_New_Space Heating_Natural Gas_Ventilation - Demand Controlled_A | F3 | Industrial | Industrial - WA | New | Space Heating | Natural Gas | Ventilation - Demand Controlled | A | Econ Market Savings per Unit | 0 | 0 | 0.035427 | 0.034446 | 0.033962 | 0.033672 | 0.033508 | 0.03337 | 0.033251 | 0.033148 | 0.033058 | 0.032979 | 0.032908 | 0.032845 | 0.032788 | 0.032737 | 0.03269 | 0.032647 | 0.032608 | 0.032527 | 0.032418 | 0.032321 | 0.032236 | 0.03216 | 0.032092 | 0.032032 | 0.031979
F4_Industrial_Industrial - WA_New_Space Heating_Natural Gas_Ventilation - Demand Controlled_A | F4 | Industrial | Industrial - WA | New | Space Heating | Natural Gas | Ventilation - Demand Controlled | A | Econ Code Savings per Unit | 0 | 0 | 0.035427 | 0.034446 | 0.033962 | 0.033672 | 0.033508 | 0.03337 | 0.033251 | 0.033148 | 0.033058 | 0.032979 | 0.032908 | 0.032845 | 0.032788 | 0.032737 | 0.03269 | 0.032647 | 0.032608 | 0.032527 | 0.032418 | 0.032321 | 0.032236 | 0.03216 | 0.032092 | 0.032032 | 0.031979
F1_Industrial_Industrial - WA_New_Space Heating_Natural Gas_Destratification Fans (HVLS)_A | F1 | Industrial | Industrial - WA | New | Space Heating | Natural Gas | Destratification Fans (HVLS) | A | Tech. Market Savings per Unit | 0 | 0 | 98701.0076 | 97917.0048 | 97530.1073 | 97298.3528 | 97167.8746 | 97057.3285 | 96962.4838 | 96880.2278 | 96808.2197 | 96744.665 | 96688.1651 | 96637.6139 | 96592.1249 | 96550.9793 | 96513.5885 | 96479.4654 | 96448.2037 | 96383.3899 | 96296.1257 | 96218.9981 | 96150.6798 | 96090.0422 | 96036.121 | 95988.0893 | 95945.235
F2_Industrial_Industrial - WA_New_Space Heating_Natural Gas_Destratification Fans (HVLS)_A | F2 | Industrial | Industrial - WA | New | Space Heating | Natural Gas | Destratification Fans (HVLS) | A | Tech Code Savings per Unit | 0 | 0 | 98701.0076 | 97917.0048 | 97530.1073 | 97298.3528 | 97167.8746 | 97057.3285 | 96962.4838 | 96880.2278 | 96808.2197 | 96744.665 | 96688.1651 | 96637.6139 | 96592.1249 | 96550.9793 | 96513.5885 | 96479.4654 | 96448.2037 | 96383.3899 | 96296.1257 | 96218.9981 | 96150.6798 | 96090.0422 | 96036.121 | 95988.0893 | 95945.235
F3_Industrial_Industrial - WA_New_Space Heating_Natural Gas_Destratification Fans (HVLS)_A | F3 | Industrial | Industrial - WA | New | Space Heating | Natural Gas | Destratification Fans (HVLS) | A | Econ Market Savings per Unit | 0 | 0 | 98701.0076 | 97917.0048 | 97530.1073 | 97298.3528 | 97167.8746 | 97057.3285 | 96962.4838 | 96880.2278 | 96808.2197 | 96744.665 | 96688.1651 | 96637.6139 | 96592.1249 | 96550.9793 | 96513.5885 | 96479.4654 | 96448.2037 | 96383.3899 | 96296.1257 | 96218.9981 | 96150.6798 | 96090.0422 | 96036.121 | 95988.0893 | 95945.235
F4_Industrial_Industrial - WA_New_Space Heating_Natural Gas_Destratification Fans (HVLS)_A | F4 | Industrial | Industrial - WA | New | Space Heating | Natural Gas | Destratification Fans (HVLS) | A | Econ Code Savings per Unit | 0 | 0 | 98701.0076 | 97917.0048 | 97530.1073 | 97298.3528 | 97167.8746 | 97057.3285 | 96962.4838 | 96880.2278 | 96808.2197 | 96744.665 | 96688.1651 | 96637.6139 | 96592.1249 | 96550.9793 | 96513.5885 | 96479.4654 | 96448.2037 | 96383.3899 | 96296.1257 | 96218.9981 | 96150.6798 | 96090.0422 | 96036.121 | 95988.0893 | 95945.235
F1_Industrial_Industrial - WA_New_Space Heating_Natural Gas_Condensing RTU_A | F1 | Industrial | Industrial - WA | New | Space Heating | Natural Gas | Condensing RTU | A | Tech. Market Savings per Unit | 0 | 0 | 0.057042 | 0.055463 | 0.054683 | 0.054216 | 0.053954 | 0.053731 | 0.05354 | 0.053374 | 0.053229 | 0.053101 | 0.052987 | 0.052885 | 0.052794 | 0.052711 | 0.052635 | 0.052567 | 0.052504 | 0.052373 | 0.052197 | 0.052042 | 0.051904 | 0.051782 | 0.051673 | 0.051577 | 0.05149
F2_Industrial_Industrial - WA_New_Space Heating_Natural Gas_Condensing RTU_A | F2 | Industrial | Industrial - WA | New | Space Heating | Natural Gas | Condensing RTU | A | Tech Code Savings per Unit | 0 | 0 | 0.057042 | 0.055463 | 0.054683 | 0.054216 | 0.053954 | 0.053731 | 0.05354 | 0.053374 | 0.053229 | 0.053101 | 0.052987 | 0.052885 | 0.052794 | 0.052711 | 0.052635 | 0.052567 | 0.052504 | 0.052373 | 0.052197 | 0.052042 | 0.051904 | 0.051782 | 0.051673 | 0.051577 | 0.05149
F3_Industrial_Industrial - WA_New_Space Heating_Natural Gas_Condensing RTU_A | F3 | Industrial | Industrial - WA | New | Space Heating | Natural Gas | Condensing RTU | A | Econ Market Savings per Unit | 0 | 0 | 0.057042 | 0.055463 | 0.054683 | 0.054216 | 0.053954 | 0.053731 | 0.05354 | 0.053374 | 0.053229 | 0.053101 | 0.052987 | 0.052885 | 0.052794 | 0.052711 | 0.052635 | 0.052567 | 0.052504 | 0.052373 | 0.052197 | 0.052042 | 0.051904 | 0.051782 | 0.051673 | 0.051577 | 0.05149
F4_Industrial_Industrial - WA_New_Space Heating_Natural Gas_Condensing RTU_A | F4 | Industrial | Industrial - WA | New | Space Heating | Natural Gas | Condensing RTU | A | Econ Code Savings per Unit | 0 | 0 | 0.057042 | 0.055463 | 0.054683 | 0.054216 | 0.053954 | 0.053731 | 0.05354 | 0.053374 | 0.053229 | 0.053101 | 0.052987 | 0.052885 | 0.052794 | 0.052711 | 0.052635 | 0.052567 | 0.052504 | 0.052373 | 0.052197 | 0.052042 | 0.051904 | 0.051782 | 0.051673 | 0.051577 | 0.05149
F1_Industrial_Industrial - WA_New_Space Heating_Natural Gas_Industrial Air Curtains_A | F1 | Industrial | Industrial - WA | New | Space Heating | Natural Gas | Industrial Air Curtains | A | Tech. Market Savings per Unit | 0 | 0 | -0.016936 | -0.016802 | -0.016735 | -0.016695 | -0.016673 | -0.016654 | -0.016638 | -0.016624 | -0.016611 | -0.0166 | -0.016591 | -0.016582 | -0.016574 | -0.016567 | -0.016561 | -0.016555 | -0.016549 | -0.016538 | -0.016523 | -0.01651 | -0.016498 | -0.016488 | -0.016479 | -0.016471 | -0.016463
F2_Industrial_Industrial - WA_New_Space Heating_Natural Gas_Industrial Air Curtains_A | F2 | Industrial | Industrial - WA | New | Space Heating | Natural Gas | Industrial Air Curtains | A | Tech Code Savings per Unit | 0 | 0 | -0.016936 | -0.016802 | -0.016735 | -0.016695 | -0.016673 | -0.016654 | -0.016638 | -0.016624 | -0.016611 | -0.0166 | -0.016591 | -0.016582 | -0.016574 | -0.016567 | -0.016561 | -0.016555 | -0.016549 | -0.016538 | -0.016523 | -0.01651 | -0.016498 | -0.016488 | -0.016479 | -0.016471 | -0.016463
F3_Industrial_Industrial - WA_New_Space Heating_Natural Gas_Industrial Air Curtains_A | F3 | Industrial | Industrial - WA | New | Space Heating | Natural Gas | Industrial Air Curtains | A | Econ Market Savings per Unit | 0 | 0 | -0.016936 | -0.016802 | -0.016735 | -0.016695 | -0.016673 | -0.016654 | -0.016638 | -0.016624 | -0.016611 | -0.0166 | -0.016591 | -0.016582 | -0.016574 | -0.016567 | -0.016561 | -0.016555 | -0.016549 | -0.016538 | -0.016523 | -0.01651 | -0.016498 | -0.016488 | -0.016479 | -0.016471 | -0.016463
F4_Industrial_Industrial - WA_New_Space Heating_Natural Gas_Industrial Air Curtains_A | F4 | Industrial | Industrial - WA | New | Space Heating | Natural Gas | Industrial Air Curtains | A | Econ Code Savings per Unit | 0 | 0 | -0.016936 | -0.016802 | -0.016735 | -0.016695 | -0.016673 | -0.016654 | -0.016638 | -0.016624 | -0.016611 | -0.0166 | -0.016591 | -0.016582 | -0.016574 | -0.016567 | -0.016561 | -0.016555 | -0.016549 | -0.016538 | -0.016523 | -0.01651 | -0.016498 | -0.016488 | -0.016479 | -0.016471 | -0.016463
F1_Industrial_Industrial - WA_New_Space Heating_Natural Gas_HVAC - Energy Recovery Ventilator_A | F1 | Industrial | Industrial - WA | New | Space Heating | Natural Gas | HVAC - Energy Recovery Ventilator | A | Tech. Market Savings per Unit | 0 | 0 | 0.17445 | 0.17306 | 0.17238 | 0.17197 | 0.17174 | 0.17154 | 0.17137 | 0.17123 | 0.1711 | 0.17099 | 0.17089 | 0.1708 | 0.17072 | 0.17065 | 0.17058 | 0.17052 | 0.17046 | 0.17035 | 0.1702 | 0.17006 | 0.16994 | 0.16983 | 0.16974 | 0.16965 | 0.16958
F2_Industrial_Industrial - WA_New_Space Heating_Natural Gas_HVAC - Energy Recovery Ventilator_A | F2 | Industrial | Industrial - WA | New | Space Heating | Natural Gas | HVAC - Energy Recovery Ventilator | A | Tech Code Savings per Unit | 0 | 0 | 0.17445 | 0.17306 | 0.17238 | 0.17197 | 0.17174 | 0.17154 | 0.17137 | 0.17123 | 0.1711 | 0.17099 | 0.17089 | 0.1708 | 0.17072 | 0.17065 | 0.17058 | 0.17052 | 0.17046 | 0.17035 | 0.1702 | 0.17006 | 0.16994 | 0.16983 | 0.16974 | 0.16965 | 0.16958
F3_Industrial_Industrial - WA_New_Space Heating_Natural Gas_HVAC - Energy Recovery Ventilator_A | F3 | Industrial | Industrial - WA | New | Space Heating | Natural Gas | HVAC - Energy Recovery Ventilator | A | Econ Market Savings per Unit | 0 | 0 | 0.17445 | 0.17306 | 0.17238 | 0.17197 | 0.17174 | 0.17154 | 0.17137 | 0.17123 | 0.1711 | 0.17099 | 0.17089 | 0.1708 | 0.17072 | 0.17065 | 0.17058 | 0.17052 | 0.17046 | 0.17035 | 0.1702 | 0.17006 | 0.16994 | 0.16983 | 0.16974 | 0.16965 | 0.16958
F4_Industrial_Industrial - WA_New_Space Heating_Natural Gas_HVAC - Energy Recovery Ventilator_A | F4 | Industrial | Industrial - WA | New | Space Heating | Natural Gas | HVAC - Energy Recovery Ventilator | A | Econ Code Savings per Unit | 0 | 0 | 0.17445 | 0.17306 | 0.17238 | 0.17197 | 0.17174 | 0.17154 | 0.17137 | 0.17123 | 0.1711 | 0.17099 | 0.17089 | 0.1708 | 0.17072 | 0.17065 | 0.17058 | 0.17052 | 0.17046 | 0.17035 | 0.1702 | 0.17006 | 0.16994 | 0.16983 | 0.16974 | 0.16965 | 0.16958
F1_Industrial_Industrial - WA_New_Space Heating_Natural Gas_Thermostat - Connected_A | F1 | Industrial | Industrial - WA | New | Space Heating | Natural Gas | Thermostat - Connected | A | Tech. Market Savings per Unit | 0 | 0 | 6201.7281 | 6152.4665 | 6128.1564 | 6113.5944 | 6105.396 | 6098.45 | 6092.4906 | 6087.3222 | 6082.7977 | 6078.8043 | 6075.2542 | 6072.0779 | 6069.2197 | 6066.6344 | 6064.285 | 6062.1409 | 6060.1766 | 6056.1041 | 6050.621 | 6045.7748 | 6041.4822 | 6037.6721 | 6034.284 | 6031.266 | 6028.5733
F2_Industrial_Industrial - WA_New_Space Heating_Natural Gas_Thermostat - Connected_A | F2 | Industrial | Industrial - WA | New | Space Heating | Natural Gas | Thermostat - Connected | A | Tech Code Savings per Unit | 0 | 0 | 6201.7281 | 6152.4665 | 6128.1564 | 6113.5944 | 6105.396 | 6098.45 | 6092.4906 | 6087.3222 | 6082.7977 | 6078.8043 | 6075.2542 | 6072.0779 | 6069.2197 | 6066.6344 | 6064.285 | 6062.1409 | 6060.1766 | 6056.1041 | 6050.621 | 6045.7748 | 6041.4822 | 6037.6721 | 6034.284 | 6031.266 | 6028.5733
F3_Industrial_Industrial - WA_New_Space Heating_Natural Gas_Thermostat - Connected_A | F3 | Industrial | Industrial - WA | New | Space Heating | Natural Gas | Thermostat - Connected | A | Econ Market Savings per Unit | 0 | 0 | 6201.7281 | 6152.4665 | 6128.1564 | 6113.5944 | 6105.396 | 6098.45 | 6092.4906 | 6087.3222 | 6082.7977 | 6078.8043 | 6075.2542 | 6072.0779 | 6069.2197 | 6066.6344 | 6064.285 | 6062.1409 | 6060.1766 | 6056.1041 | 6050.621 | 6045.7748 | 6041.4822 | 6037.6721 | 6034.284 | 6031.266 | 6028.5733
F4_Industrial_Industrial - WA_New_Space Heating_Natural Gas_Thermostat - Connected_A | F4 | Industrial | Industrial - WA | New | Space Heating | Natural Gas | Thermostat - Connected | A | Econ Code Savings per Unit | 0 | 0 | 6201.7281 | 6152.4665 | 6128.1564 | 6113.5944 | 6105.396 | 6098.45 | 6092.4906 | 6087.3222 | 6082.7977 | 6078.8043 | 6075.2542 | 6072.0779 | 6069.2197 | 6066.6344 | 6064.285 | 6062.1409 | 6060.1766 | 6056.1041 | 6050.621 | 6045.7748 | 6041.4822 | 6037.6721 | 6034.284 | 6031.266 | 6028.5733
F1_Industrial_Industrial - WA_New_Space Heating_Natural Gas_Gas Boiler - Maintenance_A | F1 | Industrial | Industrial - WA | New | Space Heating | Natural Gas | Gas Boiler - Maintenance | A | Tech. Market Savings per Unit | 0 | 0 | 0.55341 | 0.55341 | 0.55341 | 0.55341 | 0.55341 | 0.55341 | 0.55341 | 0.55341 | 0.55341 | 0.55341 | 0.55341 | 0.55341 | 0.55341 | 0.55341 | 0.55341 | 0.55341 | 0.55341 | 0.55341 | 0.55341 | 0.55341 | 0.55341 | 0.55341 | 0.55341 | 0.55341 | 0.55341
F2_Industrial_Industrial - WA_New_Space Heating_Natural Gas_Gas Boiler - Maintenance_A | F2 | Industrial | Industrial - WA | New | Space Heating | Natural Gas | Gas Boiler - Maintenance | A | Tech Code Savings per Unit | 0 | 0 | 0.55341 | 0.55341 | 0.55341 | 0.55341 | 0.55341 | 0.55341 | 0.55341 | 0.55341 | 0.55341 | 0.55341 | 0.55341 | 0.55341 | 0.55341 | 0.55341 | 0.55341 | 0.55341 | 0.55341 | 0.55341 | 0.55341 | 0.55341 | 0.55341 | 0.55341 | 0.55341 | 0.55341 | 0.55341
F3_Industrial_Industrial - WA_New_Space Heating_Natural Gas_Gas Boiler - Maintenance_A | F3 | Industrial | Industrial - WA | New | Space Heating | Natural Gas | Gas Boiler - Maintenance | A | Econ Market Savings per Unit | 0 | 0 | 0.55341 | 0.55341 | 0.55341 | 0.55341 | 0.55341 | 0.55341 | 0.55341 | 0.55341 | 0.55341 | 0.55341 | 0.55341 | 0.55341 | 0.55341 | 0.55341 | 0.55341 | 0.55341 | 0.55341 | 0.55341 | 0.55341 | 0.55341 | 0.55341 | 0.55341 | 0.55341 | 0.55341 | 0.55341
F4_Industrial_Industrial - WA_New_Space Heating_Natural Gas_Gas Boiler - Maintenance_A | F4 | Industrial | Industrial - WA | New | Space Heating | Natural Gas | Gas Boiler - Maintenance | A | Econ Code Savings per Unit | 0 | 0 | 0.55341 | 0.55341 | 0.55341 | 0.55341 | 0.55341 | 0.55341 | 0.55341 | 0.55341 | 0.55341 | 0.55341 | 0.55341 | 0.55341 | 0.55341 | 0.55341 | 0.55341 | 0.55341 | 0.55341 | 0.55341 | 0.55341 | 0.55341 | 0.55341 | 0.55341 | 0.55341 | 0.55341 | 0.55341
F1_Industrial_Industrial - WA_New_Space Heating_Natural Gas_Gas Furnace - Maintenance_A | F1 | Industrial | Industrial - WA | New | Space Heating | Natural Gas | Gas Furnace - Maintenance | A | Tech. Market Savings per Unit | 0 | 0 | 0.48603 | 0.47257 | 0.46593 | 0.46195 | 0.45971 | 0.45781 | 0.45618 | 0.45477 | 0.45353 | 0.45244 | 0.45147 | 0.45061 | 0.44982 | 0.44912 | 0.44848 | 0.44789 | 0.44735 | 0.44624 | 0.44474 | 0.44342 | 0.44225 | 0.44121 | 0.44028 | 0.43946 | 0.43872
F2_Industrial_Industrial - WA_New_Space Heating_Natural Gas_Gas Furnace - Maintenance_A | F2 | Industrial | Industrial - WA | New | Space Heating | Natural Gas | Gas Furnace - Maintenance | A | Tech Code Savings per Unit | 0 | 0 | 0.48603 | 0.47257 | 0.46593 | 0.46195 | 0.45971 | 0.45781 | 0.45618 | 0.45477 | 0.45353 | 0.45244 | 0.45147 | 0.45061 | 0.44982 | 0.44912 | 0.44848 | 0.44789 | 0.44735 | 0.44624 | 0.44474 | 0.44342 | 0.44225 | 0.44121 | 0.44028 | 0.43946 | 0.43872
F3_Industrial_Industrial - WA_New_Space Heating_Natural Gas_Gas Furnace - Maintenance_A | F3 | Industrial | Industrial - WA | New | Space Heating | Natural Gas | Gas Furnace - Maintenance | A | Econ Market Savings per Unit | 0 | 0 | 0.48603 | 0.47257 | 0.46593 | 0.46195 | 0.45971 | 0.45781 | 0.45618 | 0.45477 | 0.45353 | 0.45244 | 0.45147 | 0.45061 | 0.44982 | 0.44912 | 0.44848 | 0.44789 | 0.44735 | 0.44624 | 0.44474 | 0.44342 | 0.44225 | 0.44121 | 0.44028 | 0.43946 | 0.43872
F4_Industrial_Industrial - WA_New_Space Heating_Natural Gas_Gas Furnace - Maintenance_A | F4 | Industrial | Industrial - WA | New | Space Heating | Natural Gas | Gas Furnace - Maintenance | A | Econ Code Savings per Unit | 0 | 0 | 0.48603 | 0.47257 | 0.46593 | 0.46195 | 0.45971 | 0.45781 | 0.45618 | 0.45477 | 0.45353 | 0.45244 | 0.45147 | 0.45061 | 0.44982 | 0.44912 | 0.44848 | 0.44789 | 0.44735 | 0.44624 | 0.44474 | 0.44342 | 0.44225 | 0.44121 | 0.44028 | 0.43946 | 0.43872
F1_Industrial_Industrial - WA_New_Space Heating_Natural Gas_Gas Furnace - Tube Inserts_A | F1 | Industrial | Industrial - WA | New | Space Heating | Natural Gas | Gas Furnace - Tube Inserts | A | Tech. Market Savings per Unit | 0 | 0 | 0 | 0 | 0 | 0 | 0 | 0 | 0 | 0 | 0 | 0 | 0 | 0 | 0 | 0 | 0 | 0 | 0 | 0 | 0 | 0 | 0 | 0 | 0 | 0 | 0
F2_Industrial_Industrial - WA_New_Space Heating_Natural Gas_Gas Furnace - Tube Inserts_A | F2 | Industrial | Industrial - WA | New | Space Heating | Natural Gas | Gas Furnace - Tube Inserts | A | Tech Code Savings per Unit | 0 | 0 | 0 | 0 | 0 | 0 | 0 | 0 | 0 | 0 | 0 | 0 | 0 | 0 | 0 | 0 | 0 | 0 | 0 | 0 | 0 | 0 | 0 | 0 | 0 | 0 | 0
F3_Industrial_Industrial - WA_New_Space Heating_Natural Gas_Gas Furnace - Tube Inserts_A | F3 | Industrial | Industrial - WA | New | Space Heating | Natural Gas | Gas Furnace - Tube Inserts | A | Econ Market Savings per Unit | 0 | 0 | 0 | 0 | 0 | 0 | 0 | 0 | 0 | 0 | 0 | 0 | 0 | 0 | 0 | 0 | 0 | 0 | 0 | 0 | 0 | 0 | 0 | 0 | 0 | 0 | 0
F4_Industrial_Industrial - WA_New_Space Heating_Natural Gas_Gas Furnace - Tube Inserts_A | F4 | Industrial | Industrial - WA | New | Space Heating | Natural Gas | Gas Furnace - Tube Inserts | A | Econ Code Savings per Unit | 0 | 0 | 0 | 0 | 0 | 0 | 0 | 0 | 0 | 0 | 0 | 0 | 0 | 0 | 0 | 0 | 0 | 0 | 0 | 0 | 0 | 0 | 0 | 0 | 0 | 0 | 0
F1_Industrial_Industrial - WA_New_Space Heating_Natural Gas_Gas Boiler - Burner Control Optimization_A | F1 | Industrial | Industrial - WA | New | Space Heating | Natural Gas | Gas Boiler - Burner Control Optimization | A | Tech. Market Savings per Unit | 0 | 0 | 0.26748 | 0.26748 | 0.26748 | 0.26748 | 0.26748 | 0.26748 | 0.26748 | 0.26748 | 0.26748 | 0.26748 | 0.26748 | 0.26748 | 0.26748 | 0.26748 | 0.26748 | 0.26748 | 0.26748 | 0.26748 | 0.26748 | 0.26748 | 0.26748 | 0.26748 | 0.26748 | 0.26748 | 0.26748
F2_Industrial_Industrial - WA_New_Space Heating_Natural Gas_Gas Boiler - Burner Control Optimization_A | F2 | Industrial | Industrial - WA | New | Space Heating | Natural Gas | Gas Boiler - Burner Control Optimization | A | Tech Code Savings per Unit | 0 | 0 | 0.26748 | 0.26748 | 0.26748 | 0.26748 | 0.26748 | 0.26748 | 0.26748 | 0.26748 | 0.26748 | 0.26748 | 0.26748 | 0.26748 | 0.26748 | 0.26748 | 0.26748 | 0.26748 | 0.26748 | 0.26748 | 0.26748 | 0.26748 | 0.26748 | 0.26748 | 0.26748 | 0.26748 | 0.26748
F3_Industrial_Industrial - WA_New_Space Heating_Natural Gas_Gas Boiler - Burner Control Optimization_A | F3 | Industrial | Industrial - WA | New | Space Heating | Natural Gas | Gas Boiler - Burner Control Optimization | A | Econ Market Savings per Unit | 0 | 0 | 0.26748 | 0.26748 | 0.26748 | 0.26748 | 0.26748 | 0.26748 | 0.26748 | 0.26748 | 0.26748 | 0.26748 | 0.26748 | 0.26748 | 0.26748 | 0.26748 | 0.26748 | 0.26748 | 0.26748 | 0.26748 | 0.26748 | 0.26748 | 0.26748 | 0.26748 | 0.26748 | 0.26748 | 0.26748
F4_Industrial_Industrial - WA_New_Space Heating_Natural Gas_Gas Boiler - Burner Control Optimization_A | F4 | Industrial | Industrial - WA | New | Space Heating | Natural Gas | Gas Boiler - Burner Control Optimization | A | Econ Code Savings per Unit | 0 | 0 | 0.26748 | 0.26748 | 0.26748 | 0.26748 | 0.26748 | 0.26748 | 0.26748 | 0.26748 | 0.26748 | 0.26748 | 0.26748 | 0.26748 | 0.26748 | 0.26748 | 0.26748 | 0.26748 | 0.26748 | 0.26748 | 0.26748 | 0.26748 | 0.26748 | 0.26748 | 0.26748 | 0.26748 | 0.26748
F1_Industrial_Industrial - WA_New_Space Heating_Natural Gas_Gas Boiler - High Turndown Burner_A | F1 | Industrial | Industrial - WA | New | Space Heating | Natural Gas | Gas Boiler - High Turndown Burner | A | Tech. Market Savings per Unit | 0 | 0 | 0.92235 | 0.92235 | 0.92235 | 0.92235 | 0.92235 | 0.92235 | 0.92235 | 0.92235 | 0.92235 | 0.92235 | 0.92235 | 0.92235 | 0.92235 | 0.92235 | 0.92235 | 0.92235 | 0.92235 | 0.92235 | 0.92235 | 0.92235 | 0.92235 | 0.92235 | 0.92235 | 0.92235 | 0.92235
F2_Industrial_Industrial - WA_New_Space Heating_Natural Gas_Gas Boiler - High Turndown Burner_A | F2 | Industrial | Industrial - WA | New | Space Heating | Natural Gas | Gas Boiler - High Turndown Burner | A | Tech Code Savings per Unit | 0 | 0 | 0.92235 | 0.92235 | 0.92235 | 0.92235 | 0.92235 | 0.92235 | 0.92235 | 0.92235 | 0.92235 | 0.92235 | 0.92235 | 0.92235 | 0.92235 | 0.92235 | 0.92235 | 0.92235 | 0.92235 | 0.92235 | 0.92235 | 0.92235 | 0.92235 | 0.92235 | 0.92235 | 0.92235 | 0.92235
F3_Industrial_Industrial - WA_New_Space Heating_Natural Gas_Gas Boiler - High Turndown Burner_A | F3 | Industrial | Industrial - WA | New | Space Heating | Natural Gas | Gas Boiler - High Turndown Burner | A | Econ Market Savings per Unit | 0 | 0 | 0.92235 | 0.92235 | 0.92235 | 0.92235 | 0.92235 | 0.92235 | 0.92235 | 0.92235 | 0.92235 | 0.92235 | 0.92235 | 0.92235 | 0.92235 | 0.92235 | 0.92235 | 0.92235 | 0.92235 | 0.92235 | 0.92235 | 0.92235 | 0.92235 | 0.92235 | 0.92235 | 0.92235 | 0.92235
F4_Industrial_Industrial - WA_New_Space Heating_Natural Gas_Gas Boiler - High Turndown Burner_A | F4 | Industrial | Industrial - WA | New | Space Heating | Natural Gas | Gas Boiler - High Turndown Burner | A | Econ Code Savings per Unit | 0 | 0 | 0.92235 | 0.92235 | 0.92235 | 0.92235 | 0.92235 | 0.92235 | 0.92235 | 0.92235 | 0.92235 | 0.92235 | 0.92235 | 0.92235 | 0.92235 | 0.92235 | 0.92235 | 0.92235 | 0.92235 | 0.92235 | 0.92235 | 0.92235 | 0.92235 | 0.92235 | 0.92235 | 0.92235 | 0.92235
F1_Industrial_Industrial - WA_New_Space Heating_Natural Gas_Gas Boiler - Hot Water Reset_A | F1 | Industrial | Industrial - WA | New | Space Heating | Natural Gas | Gas Boiler - Hot Water Reset | A | Tech. Market Savings per Unit | 0 | 0 | 983.8371 | 983.8371 | 983.8371 | 983.8371 | 983.8371 | 983.8371 | 983.8371 | 983.8371 | 983.8371 | 983.8371 | 983.8371 | 983.8371 | 983.8371 | 983.8371 | 983.8371 | 983.8371 | 983.8371 | 983.8371 | 983.8371 | 983.8371 | 983.8371 | 983.8371 | 983.8371 | 983.8371 | 983.8371
F2_Industrial_Industrial - WA_New_Space Heating_Natural Gas_Gas Boiler - Hot Water Reset_A | F2 | Industrial | Industrial - WA | New | Space Heating | Natural Gas | Gas Boiler - Hot Water Reset | A | Tech Code Savings per Unit | 0 | 0 | 983.8371 | 983.8371 | 983.8371 | 983.8371 | 983.8371 | 983.8371 | 983.8371 | 983.8371 | 983.8371 | 983.8371 | 983.8371 | 983.8371 | 983.8371 | 983.8371 | 983.8371 | 983.8371 | 983.8371 | 983.8371 | 983.8371 | 983.8371 | 983.8371 | 983.8371 | 983.8371 | 983.8371 | 983.8371
F3_Industrial_Industrial - WA_New_Space Heating_Natural Gas_Gas Boiler - Hot Water Reset_A | F3 | Industrial | Industrial - WA | New | Space Heating | Natural Gas | Gas Boiler - Hot Water Reset | A | Econ Market Savings per Unit | 0 | 0 | 983.8371 | 983.8371 | 983.8371 | 983.8371 | 983.8371 | 983.8371 | 983.8371 | 983.8371 | 983.8371 | 983.8371 | 983.8371 | 983.8371 | 983.8371 | 983.8371 | 983.8371 | 983.8371 | 983.8371 | 983.8371 | 983.8371 | 983.8371 | 983.8371 | 983.8371 | 983.8371 | 983.8371 | 983.8371
F4_Industrial_Industrial - WA_New_Space Heating_Natural Gas_Gas Boiler - Hot Water Reset_A | F4 | Industrial | Industrial - WA | New | Space Heating | Natural Gas | Gas Boiler - Hot Water Reset | A | Econ Code Savings per Unit | 0 | 0 | 983.8371 | 983.8371 | 983.8371 | 983.8371 | 983.8371 | 983.8371 | 983.8371 | 983.8371 | 983.8371 | 983.8371 | 983.8371 | 983.8371 | 983.8371 | 983.8371 | 983.8371 | 983.8371 | 983.8371 | 983.8371 | 983.8371 | 983.8371 | 983.8371 | 983.8371 | 983.8371 | 983.8371 | 983.8371
F1_Industrial_Industrial - WA_New_Space Heating_Natural Gas_Gas Boiler - Insulate Hot Water Lines_A | F1 | Industrial | Industrial - WA | New | Space Heating | Natural Gas | Gas Boiler - Insulate Hot Water Lines | A | Tech. Market Savings per Unit | 0 | 0 | 4.4284 | 4.4284 | 4.4284 | 4.4284 | 4.4284 | 4.4284 | 4.4284 | 4.4284 | 4.4284 | 4.4284 | 4.4284 | 4.4284 | 4.4284 | 4.4284 | 4.4284 | 4.4284 | 4.4284 | 4.4284 | 4.4284 | 4.4284 | 4.4284 | 4.4284 | 4.4284 | 4.4284 | 4.4284
F2_Industrial_Industrial - WA_New_Space Heating_Natural Gas_Gas Boiler - Insulate Hot Water Lines_A | F2 | Industrial | Industrial - WA | New | Space Heating | Natural Gas | Gas Boiler - Insulate Hot Water Lines | A | Tech Code Savings per Unit | 0 | 0 | 4.4284 | 4.4284 | 4.4284 | 4.4284 | 4.4284 | 4.4284 | 4.4284 | 4.4284 | 4.4284 | 4.4284 | 4.4284 | 4.4284 | 4.4284 | 4.4284 | 4.4284 | 4.4284 | 4.4284 | 4.4284 | 4.4284 | 4.4284 | 4.4284 | 4.4284 | 4.4284 | 4.4284 | 4.4284
F3_Industrial_Industrial - WA_New_Space Heating_Natural Gas_Gas Boiler - Insulate Hot Water Lines_A | F3 | Industrial | Industrial - WA | New | Space Heating | Natural Gas | Gas Boiler - Insulate Hot Water Lines | A | Econ Market Savings per Unit | 0 | 0 | 4.4284 | 4.4284 | 4.4284 | 4.4284 | 4.4284 | 4.4284 | 4.4284 | 4.4284 | 4.4284 | 4.4284 | 4.4284 | 4.4284 | 4.4284 | 4.4284 | 4.4284 | 4.4284 | 4.4284 | 4.4284 | 4.4284 | 4.4284 | 4.4284 | 4.4284 | 4.4284 | 4.4284 | 4.4284
F4_Industrial_Industrial - WA_New_Space Heating_Natural Gas_Gas Boiler - Insulate Hot Water Lines_A | F4 | Industrial | Industrial - WA | New | Space Heating | Natural Gas | Gas Boiler - Insulate Hot Water Lines | A | Econ Code Savings per Unit | 0 | 0 | 4.4284 | 4.4284 | 4.4284 | 4.4284 | 4.4284 | 4.4284 | 4.4284 | 4.4284 | 4.4284 | 4.4284 | 4.4284 | 4.4284 | 4.4284 | 4.4284 | 4.4284 | 4.4284 | 4.4284 | 4.4284 | 4.4284 | 4.4284 | 4.4284 | 4.4284 | 4.4284 | 4.4284 | 4.4284
F1_Industrial_Industrial - WA_New_Space Heating_Natural Gas_Gas Boiler - Insulate Steam Lines/Condensate Tank_A | F1 | Industrial | Industrial - WA | New | Space Heating | Natural Gas | Gas Boiler - Insulate Steam Lines/Condensate Tank | A | Tech. Market Savings per Unit | 0 | 0 | 6.6149 | 6.6149 | 6.6149 | 6.6149 | 6.6149 | 6.6149 | 6.6149 | 6.6149 | 6.6149 | 6.6149 | 6.6149 | 6.6149 | 6.6149 | 6.6149 | 6.6149 | 6.6149 | 6.6149 | 6.6149 | 6.6149 | 6.6149 | 6.6149 | 6.6149 | 6.6149 | 6.6149 | 6.6149
F2_Industrial_Industrial - WA_New_Space Heating_Natural Gas_Gas Boiler - Insulate Steam Lines/Condensate Tank_A | F2 | Industrial | Industrial - WA | New | Space Heating | Natural Gas | Gas Boiler - Insulate Steam Lines/Condensate Tank | A | Tech Code Savings per Unit | 0 | 0 | 6.6149 | 6.6149 | 6.6149 | 6.6149 | 6.6149 | 6.6149 | 6.6149 | 6.6149 | 6.6149 | 6.6149 | 6.6149 | 6.6149 | 6.6149 | 6.6149 | 6.6149 | 6.6149 | 6.6149 | 6.6149 | 6.6149 | 6.6149 | 6.6149 | 6.6149 | 6.6149 | 6.6149 | 6.6149
F3_Industrial_Industrial - WA_New_Space Heating_Natural Gas_Gas Boiler - Insulate Steam Lines/Condensate Tank_A | F3 | Industrial | Industrial - WA | New | Space Heating | Natural Gas | Gas Boiler - Insulate Steam Lines/Condensate Tank | A | Econ Market Savings per Unit | 0 | 0 | 6.6149 | 6.6149 | 6.6149 | 6.6149 | 6.6149 | 6.6149 | 6.6149 | 6.6149 | 6.6149 | 6.6149 | 6.6149 | 6.6149 | 6.6149 | 6.6149 | 6.6149 | 6.6149 | 6.6149 | 6.6149 | 6.6149 | 6.6149 | 6.6149 | 6.6149 | 6.6149 | 6.6149 | 6.6149
F4_Industrial_Industrial - WA_New_Space Heating_Natural Gas_Gas Boiler - Insulate Steam Lines/Condensate Tank_A | F4 | Industrial | Industrial - WA | New | Space Heating | Natural Gas | Gas Boiler - Insulate Steam Lines/Condensate Tank | A | Econ Code Savings per Unit | 0 | 0 | 6.6149 | 6.6149 | 6.6149 | 6.6149 | 6.6149 | 6.6149 | 6.6149 | 6.6149 | 6.6149 | 6.6149 | 6.6149 | 6.6149 | 6.6149 | 6.6149 | 6.6149 | 6.6149 | 6.6149 | 6.6149 | 6.6149 | 6.6149 | 6.6149 | 6.6149 | 6.6149 | 6.6149 | 6.6149
F1_Industrial_Industrial - WA_New_Space Heating_Natural Gas_Gas Boiler - Stack Economizer_A | F1 | Industrial | Industrial - WA | New | Space Heating | Natural Gas | Gas Boiler - Stack Economizer | A | Tech. Market Savings per Unit | 0 | 0 | 0.88545 | 0.88545 | 0.88545 | 0.88545 | 0.88545 | 0.88545 | 0.88545 | 0.88545 | 0.88545 | 0.88545 | 0.88545 | 0.88545 | 0.88545 | 0.88545 | 0.88545 | 0.88545 | 0.88545 | 0.88545 | 0.88545 | 0.88545 | 0.88545 | 0.88545 | 0.88545 | 0.88545 | 0.88545
F2_Industrial_Industrial - WA_New_Space Heating_Natural Gas_Gas Boiler - Stack Economizer_A | F2 | Industrial | Industrial - WA | New | Space Heating | Natural Gas | Gas Boiler - Stack Economizer | A | Tech Code Savings per Unit | 0 | 0 | 0.88545 | 0.88545 | 0.88545 | 0.88545 | 0.88545 | 0.88545 | 0.88545 | 0.88545 | 0.88545 | 0.88545 | 0.88545 | 0.88545 | 0.88545 | 0.88545 | 0.88545 | 0.88545 | 0.88545 | 0.88545 | 0.88545 | 0.88545 | 0.88545 | 0.88545 | 0.88545 | 0.88545 | 0.88545
F3_Industrial_Industrial - WA_New_Space Heating_Natural Gas_Gas Boiler - Stack Economizer_A | F3 | Industrial | Industrial - WA | New | Space Heating | Natural Gas | Gas Boiler - Stack Economizer | A | Econ Market Savings per Unit | 0 | 0 | 0.88545 | 0.88545 | 0.88545 | 0.88545 | 0.88545 | 0.88545 | 0.88545 | 0.88545 | 0.88545 | 0.88545 | 0.88545 | 0.88545 | 0.88545 | 0.88545 | 0.88545 | 0.88545 | 0.88545 | 0.88545 | 0.88545 | 0.88545 | 0.88545 | 0.88545 | 0.88545 | 0.88545 | 0.88545
F4_Industrial_Industrial - WA_New_Space Heating_Natural Gas_Gas Boiler - Stack Economizer_A | F4 | Industrial | Industrial - WA | New | Space Heating | Natural Gas | Gas Boiler - Stack Economizer | A | Econ Code Savings per Unit | 0 | 0 | 0.88545 | 0.88545 | 0.88545 | 0.88545 | 0.88545 | 0.88545 | 0.88545 | 0.88545 | 0.88545 | 0.88545 | 0.88545 | 0.88545 | 0.88545 | 0.88545 | 0.88545 | 0.88545 | 0.88545 | 0.88545 | 0.88545 | 0.88545 | 0.88545 | 0.88545 | 0.88545 | 0.88545 | 0.88545
F1_Industrial_Industrial - WA_New_Space Heating_Natural Gas_Gas Boiler - Steam Trap Replacement_A | F1 | Industrial | Industrial - WA | New | Space Heating | Natural Gas | Gas Boiler - Steam Trap Replacement | A | Tech. Market Savings per Unit | 0 | 0 | 29538.5507 | 29538.5507 | 29538.5507 | 29538.5507 | 29538.5507 | 29538.5507 | 29538.5507 | 29538.5507 | 29538.5507 | 29538.5507 | 29538.5507 | 29538.5507 | 29538.5507 | 29538.5507 | 29538.5507 | 29538.5507 | 29538.5507 | 29538.5507 | 29538.5507 | 29538.5507 | 29538.5507 | 29538.5507 | 29538.5507 | 29538.5507 | 29538.5507
F2_Industrial_Industrial - WA_New_Space Heating_Natural Gas_Gas Boiler - Steam Trap Replacement_A | F2 | Industrial | Industrial - WA | New | Space Heating | Natural Gas | Gas Boiler - Steam Trap Replacement | A | Tech Code Savings per Unit | 0 | 0 | 29538.5507 | 29538.5507 | 29538.5507 | 29538.5507 | 29538.5507 | 29538.5507 | 29538.5507 | 29538.5507 | 29538.5507 | 29538.5507 | 29538.5507 | 29538.5507 | 29538.5507 | 29538.5507 | 29538.5507 | 29538.5507 | 29538.5507 | 29538.5507 | 29538.5507 | 29538.5507 | 29538.5507 | 29538.5507 | 29538.5507 | 29538.5507 | 29538.5507
F3_Industrial_Industrial - WA_New_Space Heating_Natural Gas_Gas Boiler - Steam Trap Replacement_A | F3 | Industrial | Industrial - WA | New | Space Heating | Natural Gas | Gas Boiler - Steam Trap Replacement | A | Econ Market Savings per Unit | 0 | 0 | 29538.5507 | 29538.5507 | 29538.5507 | 29538.5507 | 29538.5507 | 29538.5507 | 29538.5507 | 29538.5507 | 29538.5507 | 29538.5507 | 29538.5507 | 29538.5507 | 29538.5507 | 29538.5507 | 29538.5507 | 29538.5507 | 29538.5507 | 29538.5507 | 29538.5507 | 29538.5507 | 29538.5507 | 29538.5507 | 29538.5507 | 29538.5507 | 29538.5507
F4_Industrial_Industrial - WA_New_Space Heating_Natural Gas_Gas Boiler - Steam Trap Replacement_A | F4 | Industrial | Industrial - WA | New | Space Heating | Natural Gas | Gas Boiler - Steam Trap Replacement | A | Econ Code Savings per Unit | 0 | 0 | 29538.5507 | 29538.5507 | 29538.5507 | 29538.5507 | 29538.5507 | 29538.5507 | 29538.5507 | 29538.5507 | 29538.5507 | 29538.5507 | 29538.5507 | 29538.5507 | 29538.5507 | 29538.5507 | 29538.5507 | 29538.5507 | 29538.5507 | 29538.5507 | 29538.5507 | 29538.5507 | 29538.5507 | 29538.5507 | 29538.5507 | 29538.5507 | 29538.5507
F1_Industrial_Industrial - WA_New_Process_Natural Gas_Process Boiler - Hot Water Reset_A | F1 | Industrial | Industrial - WA | New | Process | Natural Gas | Process Boiler - Hot Water Reset | A | Tech. Market Savings per Unit | 0 | 0 | 8443.765 | 8443.765 | 8443.765 | 8443.765 | 8443.765 | 8443.765 | 8443.765 | 8443.765 | 8443.765 | 8443.765 | 8443.765 | 8443.765 | 8443.765 | 8443.765 | 8443.765 | 8443.765 | 8443.765 | 8443.765 | 8443.765 | 8443.765 | 8443.765 | 8443.765 | 8443.765 | 8443.765 | 8443.765
F2_Industrial_Industrial - WA_New_Process_Natural Gas_Process Boiler - Hot Water Reset_A | F2 | Industrial | Industrial - WA | New | Process | Natural Gas | Process Boiler - Hot Water Reset | A | Tech Code Savings per Unit | 0 | 0 | 8443.765 | 8443.765 | 8443.765 | 8443.765 | 8443.765 | 8443.765 | 8443.765 | 8443.765 | 8443.765 | 8443.765 | 8443.765 | 8443.765 | 8443.765 | 8443.765 | 8443.765 | 8443.765 | 8443.765 | 8443.765 | 8443.765 | 8443.765 | 8443.765 | 8443.765 | 8443.765 | 8443.765 | 8443.765
F3_Industrial_Industrial - WA_New_Process_Natural Gas_Process Boiler - Hot Water Reset_A | F3 | Industrial | Industrial - WA | New | Process | Natural Gas | Process Boiler - Hot Water Reset | A | Econ Market Savings per Unit | 0 | 0 | 8443.765 | 8443.765 | 8443.765 | 8443.765 | 8443.765 | 8443.765 | 8443.765 | 8443.765 | 8443.765 | 8443.765 | 8443.765 | 8443.765 | 8443.765 | 8443.765 | 8443.765 | 8443.765 | 8443.765 | 8443.765 | 8443.765 | 8443.765 | 8443.765 | 8443.765 | 8443.765 | 8443.765 | 8443.765
F4_Industrial_Industrial - WA_New_Process_Natural Gas_Process Boiler - Hot Water Reset_A | F4 | Industrial | Industrial - WA | New | Process | Natural Gas | Process Boiler - Hot Water Reset | A | Econ Code Savings per Unit | 0 | 0 | 8443.765 | 8443.765 | 8443.765 | 8443.765 | 8443.765 | 8443.765 | 8443.765 | 8443.765 | 8443.765 | 8443.765 | 8443.765 | 8443.765 | 8443.765 | 8443.765 | 8443.765 | 8443.765 | 8443.765 | 8443.765 | 8443.765 | 8443.765 | 8443.765 | 8443.765 | 8443.765 | 8443.765 | 8443.765
F1_Industrial_Industrial - WA_New_Process_Natural Gas_Process Boiler - Burner Control Optimization_A | F1 | Industrial | Industrial - WA | New | Process | Natural Gas | Process Boiler - Burner Control Optimization | A | Tech. Market Savings per Unit | 0 | 0 | 2.2956 | 2.2956 | 2.2956 | 2.2956 | 2.2956 | 2.2956 | 2.2956 | 2.2956 | 2.2956 | 2.2956 | 2.2956 | 2.2956 | 2.2956 | 2.2956 | 2.2956 | 2.2956 | 2.2956 | 2.2956 | 2.2956 | 2.2956 | 2.2956 | 2.2956 | 2.2956 | 2.2956 | 2.2956
F2_Industrial_Industrial - WA_New_Process_Natural Gas_Process Boiler - Burner Control Optimization_A | F2 | Industrial | Industrial - WA | New | Process | Natural Gas | Process Boiler - Burner Control Optimization | A | Tech Code Savings per Unit | 0 | 0 | 2.2956 | 2.2956 | 2.2956 | 2.2956 | 2.2956 | 2.2956 | 2.2956 | 2.2956 | 2.2956 | 2.2956 | 2.2956 | 2.2956 | 2.2956 | 2.2956 | 2.2956 | 2.2956 | 2.2956 | 2.2956 | 2.2956 | 2.2956 | 2.2956 | 2.2956 | 2.2956 | 2.2956 | 2.2956
F3_Industrial_Industrial - WA_New_Process_Natural Gas_Process Boiler - Burner Control Optimization_A | F3 | Industrial | Industrial - WA | New | Process | Natural Gas | Process Boiler - Burner Control Optimization | A | Econ Market Savings per Unit | 0 | 0 | 2.2956 | 2.2956 | 2.2956 | 2.2956 | 2.2956 | 2.2956 | 2.2956 | 2.2956 | 2.2956 | 2.2956 | 2.2956 | 2.2956 | 2.2956 | 2.2956 | 2.2956 | 2.2956 | 2.2956 | 2.2956 | 2.2956 | 2.2956 | 2.2956 | 2.2956 | 2.2956 | 2.2956 | 2.2956
F4_Industrial_Industrial - WA_New_Process_Natural Gas_Process Boiler - Burner Control Optimization_A | F4 | Industrial | Industrial - WA | New | Process | Natural Gas | Process Boiler - Burner Control Optimization | A | Econ Code Savings per Unit | 0 | 0 | 2.2956 | 2.2956 | 2.2956 | 2.2956 | 2.2956 | 2.2956 | 2.2956 | 2.2956 | 2.2956 | 2.2956 | 2.2956 | 2.2956 | 2.2956 | 2.2956 | 2.2956 | 2.2956 | 2.2956 | 2.2956 | 2.2956 | 2.2956 | 2.2956 | 2.2956 | 2.2956 | 2.2956 | 2.2956
F1_Industrial_Industrial - WA_New_Process_Natural Gas_Process Boiler - Insulate Hot Water Lines_A | F1 | Industrial | Industrial - WA | New | Process | Natural Gas | Process Boiler - Insulate Hot Water Lines | A | Tech. Market Savings per Unit | 0 | 0 | 38.0063 | 38.0063 | 38.0063 | 38.0063 | 38.0063 | 38.0063 | 38.0063 | 38.0063 | 38.0063 | 38.0063 | 38.0063 | 38.0063 | 38.0063 | 38.0063 | 38.0063 | 38.0063 | 38.0063 | 38.0063 | 38.0063 | 38.0063 | 38.0063 | 38.0063 | 38.0063 | 38.0063 | 38.0063
F2_Industrial_Industrial - WA_New_Process_Natural Gas_Process Boiler - Insulate Hot Water Lines_A | F2 | Industrial | Industrial - WA | New | Process | Natural Gas | Process Boiler - Insulate Hot Water Lines | A | Tech Code Savings per Unit | 0 | 0 | 38.0063 | 38.0063 | 38.0063 | 38.0063 | 38.0063 | 38.0063 | 38.0063 | 38.0063 | 38.0063 | 38.0063 | 38.0063 | 38.0063 | 38.0063 | 38.0063 | 38.0063 | 38.0063 | 38.0063 | 38.0063 | 38.0063 | 38.0063 | 38.0063 | 38.0063 | 38.0063 | 38.0063 | 38.0063
F3_Industrial_Industrial - WA_New_Process_Natural Gas_Process Boiler - Insulate Hot Water Lines_A | F3 | Industrial | Industrial - WA | New | Process | Natural Gas | Process Boiler - Insulate Hot Water Lines | A | Econ Market Savings per Unit | 0 | 0 | 38.0063 | 38.0063 | 38.0063 | 38.0063 | 38.0063 | 38.0063 | 38.0063 | 38.0063 | 38.0063 | 38.0063 | 38.0063 | 38.0063 | 38.0063 | 38.0063 | 38.0063 | 38.0063 | 38.0063 | 38.0063 | 38.0063 | 38.0063 | 38.0063 | 38.0063 | 38.0063 | 38.0063 | 38.0063
F4_Industrial_Industrial - WA_New_Process_Natural Gas_Process Boiler - Insulate Hot Water Lines_A | F4 | Industrial | Industrial - WA | New | Process | Natural Gas | Process Boiler - Insulate Hot Water Lines | A | Econ Code Savings per Unit | 0 | 0 | 38.0063 | 38.0063 | 38.0063 | 38.0063 | 38.0063 | 38.0063 | 38.0063 | 38.0063 | 38.0063 | 38.0063 | 38.0063 | 38.0063 | 38.0063 | 38.0063 | 38.0063 | 38.0063 | 38.0063 | 38.0063 | 38.0063 | 38.0063 | 38.0063 | 38.0063 | 38.0063 | 38.0063 | 38.0063
F1_Industrial_Industrial - WA_New_Process_Natural Gas_Process Boiler - Insulate Steam Lines/Condensate Tank_A | F1 | Industrial | Industrial - WA | New | Process | Natural Gas | Process Boiler - Insulate Steam Lines/Condensate Tank | A | Tech. Market Savings per Unit | 0 | 0 | 56.7725 | 56.7725 | 56.7725 | 56.7725 | 56.7725 | 56.7725 | 56.7725 | 56.7725 | 56.7725 | 56.7725 | 56.7725 | 56.7725 | 56.7725 | 56.7725 | 56.7725 | 56.7725 | 56.7725 | 56.7725 | 56.7725 | 56.7725 | 56.7725 | 56.7725 | 56.7725 | 56.7725 | 56.7725
F2_Industrial_Industrial - WA_New_Process_Natural Gas_Process Boiler - Insulate Steam Lines/Condensate Tank_A | F2 | Industrial | Industrial - WA | New | Process | Natural Gas | Process Boiler - Insulate Steam Lines/Condensate Tank | A | Tech Code Savings per Unit | 0 | 0 | 56.7725 | 56.7725 | 56.7725 | 56.7725 | 56.7725 | 56.7725 | 56.7725 | 56.7725 | 56.7725 | 56.7725 | 56.7725 | 56.7725 | 56.7725 | 56.7725 | 56.7725 | 56.7725 | 56.7725 | 56.7725 | 56.7725 | 56.7725 | 56.7725 | 56.7725 | 56.7725 | 56.7725 | 56.7725
F3_Industrial_Industrial - WA_New_Process_Natural Gas_Process Boiler - Insulate Steam Lines/Condensate Tank_A | F3 | Industrial | Industrial - WA | New | Process | Natural Gas | Process Boiler - Insulate Steam Lines/Condensate Tank | A | Econ Market Savings per Unit | 0 | 0 | 56.7725 | 56.7725 | 56.7725 | 56.7725 | 56.7725 | 56.7725 | 56.7725 | 56.7725 | 56.7725 | 56.7725 | 56.7725 | 56.7725 | 56.7725 | 56.7725 | 56.7725 | 56.7725 | 56.7725 | 56.7725 | 56.7725 | 56.7725 | 56.7725 | 56.7725 | 56.7725 | 56.7725 | 56.7725
F4_Industrial_Industrial - WA_New_Process_Natural Gas_Process Boiler - Insulate Steam Lines/Condensate Tank_A | F4 | Industrial | Industrial - WA | New | Process | Natural Gas | Process Boiler - Insulate Steam Lines/Condensate Tank | A | Econ Code Savings per Unit | 0 | 0 | 56.7725 | 56.7725 | 56.7725 | 56.7725 | 56.7725 | 56.7725 | 56.7725 | 56.7725 | 56.7725 | 56.7725 | 56.7725 | 56.7725 | 56.7725 | 56.7725 | 56.7725 | 56.7725 | 56.7725 | 56.7725 | 56.7725 | 56.7725 | 56.7725 | 56.7725 | 56.7725 | 56.7725 | 56.7725
F1_Industrial_Industrial - WA_New_Process_Natural Gas_Process Boiler - Stack Economizer_A | F1 | Industrial | Industrial - WA | New | Process | Natural Gas | Process Boiler - Stack Economizer | A | Tech. Market Savings per Unit | 0 | 0 | 7.5994 | 7.5994 | 7.5994 | 7.5994 | 7.5994 | 7.5994 | 7.5994 | 7.5994 | 7.5994 | 7.5994 | 7.5994 | 7.5994 | 7.5994 | 7.5994 | 7.5994 | 7.5994 | 7.5994 | 7.5994 | 7.5994 | 7.5994 | 7.5994 | 7.5994 | 7.5994 | 7.5994 | 7.5994
F2_Industrial_Industrial - WA_New_Process_Natural Gas_Process Boiler - Stack Economizer_A | F2 | Industrial | Industrial - WA | New | Process | Natural Gas | Process Boiler - Stack Economizer | A | Tech Code Savings per Unit | 0 | 0 | 7.5994 | 7.5994 | 7.5994 | 7.5994 | 7.5994 | 7.5994 | 7.5994 | 7.5994 | 7.5994 | 7.5994 | 7.5994 | 7.5994 | 7.5994 | 7.5994 | 7.5994 | 7.5994 | 7.5994 | 7.5994 | 7.5994 | 7.5994 | 7.5994 | 7.5994 | 7.5994 | 7.5994 | 7.5994
F3_Industrial_Industrial - WA_New_Process_Natural Gas_Process Boiler - Stack Economizer_A | F3 | Industrial | Industrial - WA | New | Process | Natural Gas | Process Boiler - Stack Economizer | A | Econ Market Savings per Unit | 0 | 0 | 7.5994 | 7.5994 | 7.5994 | 7.5994 | 7.5994 | 7.5994 | 7.5994 | 7.5994 | 7.5994 | 7.5994 | 7.5994 | 7.5994 | 7.5994 | 7.5994 | 7.5994 | 7.5994 | 7.5994 | 7.5994 | 7.5994 | 7.5994 | 7.5994 | 7.5994 | 7.5994 | 7.5994 | 7.5994
F4_Industrial_Industrial - WA_New_Process_Natural Gas_Process Boiler - Stack Economizer_A | F4 | Industrial | Industrial - WA | New | Process | Natural Gas | Process Boiler - Stack Economizer | A | Econ Code Savings per Unit | 0 | 0 | 7.5994 | 7.5994 | 7.5994 | 7.5994 | 7.5994 | 7.5994 | 7.5994 | 7.5994 | 7.5994 | 7.5994 | 7.5994 | 7.5994 | 7.5994 | 7.5994 | 7.5994 | 7.5994 | 7.5994 | 7.5994 | 7.5994 | 7.5994 | 7.5994 | 7.5994 | 7.5994 | 7.5994 | 7.5994
F1_Industrial_Industrial - WA_New_Process_Natural Gas_Process Boiler - Steam Trap Replacement_A | F1 | Industrial | Industrial - WA | New | Process | Natural Gas | Process Boiler - Steam Trap Replacement | A | Tech. Market Savings per Unit | 0 | 0 | 253514.0926 | 253514.0926 | 253514.0926 | 253514.0926 | 253514.0926 | 253514.0926 | 253514.0926 | 253514.0926 | 253514.0926 | 253514.0926 | 253514.0926 | 253514.0926 | 253514.0926 | 253514.0926 | 253514.0926 | 253514.0926 | 253514.0926 | 253514.0926 | 253514.0926 | 253514.0926 | 253514.0926 | 253514.0926 | 253514.0926 | 253514.0926 | 253514.0926
F2_Industrial_Industrial - WA_New_Process_Natural Gas_Process Boiler - Steam Trap Replacement_A | F2 | Industrial | Industrial - WA | New | Process | Natural Gas | Process Boiler - Steam Trap Replacement | A | Tech Code Savings per Unit | 0 | 0 | 253514.0926 | 253514.0926 | 253514.0926 | 253514.0926 | 253514.0926 | 253514.0926 | 253514.0926 | 253514.0926 | 253514.0926 | 253514.0926 | 253514.0926 | 253514.0926 | 253514.0926 | 253514.0926 | 253514.0926 | 253514.0926 | 253514.0926 | 253514.0926 | 253514.0926 | 253514.0926 | 253514.0926 | 253514.0926 | 253514.0926 | 253514.0926 | 253514.0926
F3_Industrial_Industrial - WA_New_Process_Natural Gas_Process Boiler - Steam Trap Replacement_A | F3 | Industrial | Industrial - WA | New | Process | Natural Gas | Process Boiler - Steam Trap Replacement | A | Econ Market Savings per Unit | 0 | 0 | 253514.0926 | 253514.0926 | 253514.0926 | 253514.0926 | 253514.0926 | 253514.0926 | 253514.0926 | 253514.0926 | 253514.0926 | 253514.0926 | 253514.0926 | 253514.0926 | 253514.0926 | 253514.0926 | 253514.0926 | 253514.0926 | 253514.0926 | 253514.0926 | 253514.0926 | 253514.0926 | 253514.0926 | 253514.0926 | 253514.0926 | 253514.0926 | 253514.0926
F4_Industrial_Industrial - WA_New_Process_Natural Gas_Process Boiler - Steam Trap Replacement_A | F4 | Industrial | Industrial - WA | New | Process | Natural Gas | Process Boiler - Steam Trap Replacement | A | Econ Code Savings per Unit | 0 | 0 | 253514.0926 | 253514.0926 | 253514.0926 | 253514.0926 | 253514.0926 | 253514.0926 | 253514.0926 | 253514.0926 | 253514.0926 | 253514.0926 | 253514.0926 | 253514.0926 | 253514.0926 | 253514.0926 | 253514.0926 | 253514.0926 | 253514.0926 | 253514.0926 | 253514.0926 | 253514.0926 | 253514.0926 | 253514.0926 | 253514.0926 | 253514.0926 | 253514.0926
F1_Industrial_Industrial - WA_New_Process_Natural Gas_Process Boiler - Maintenance_A | F1 | Industrial | Industrial - WA | New | Process | Natural Gas | Process Boiler - Maintenance | A | Tech. Market Savings per Unit | 0 | 0 | 4.7496 | 4.7496 | 4.7496 | 4.7496 | 4.7496 | 4.7496 | 4.7496 | 4.7496 | 4.7496 | 4.7496 | 4.7496 | 4.7496 | 4.7496 | 4.7496 | 4.7496 | 4.7496 | 4.7496 | 4.7496 | 4.7496 | 4.7496 | 4.7496 | 4.7496 | 4.7496 | 4.7496 | 4.7496
F2_Industrial_Industrial - WA_New_Process_Natural Gas_Process Boiler - Maintenance_A | F2 | Industrial | Industrial - WA | New | Process | Natural Gas | Process Boiler - Maintenance | A | Tech Code Savings per Unit | 0 | 0 | 4.7496 | 4.7496 | 4.7496 | 4.7496 | 4.7496 | 4.7496 | 4.7496 | 4.7496 | 4.7496 | 4.7496 | 4.7496 | 4.7496 | 4.7496 | 4.7496 | 4.7496 | 4.7496 | 4.7496 | 4.7496 | 4.7496 | 4.7496 | 4.7496 | 4.7496 | 4.7496 | 4.7496 | 4.7496
F3_Industrial_Industrial - WA_New_Process_Natural Gas_Process Boiler - Maintenance_A | F3 | Industrial | Industrial - WA | New | Process | Natural Gas | Process Boiler - Maintenance | A | Econ Market Savings per Unit | 0 | 0 | 4.7496 | 4.7496 | 4.7496 | 4.7496 | 4.7496 | 4.7496 | 4.7496 | 4.7496 | 4.7496 | 4.7496 | 4.7496 | 4.7496 | 4.7496 | 4.7496 | 4.7496 | 4.7496 | 4.7496 | 4.7496 | 4.7496 | 4.7496 | 4.7496 | 4.7496 | 4.7496 | 4.7496 | 4.7496
F4_Industrial_Industrial - WA_New_Process_Natural Gas_Process Boiler - Maintenance_A | F4 | Industrial | Industrial - WA | New | Process | Natural Gas | Process Boiler - Maintenance | A | Econ Code Savings per Unit | 0 | 0 | 4.7496 | 4.7496 | 4.7496 | 4.7496 | 4.7496 | 4.7496 | 4.7496 | 4.7496 | 4.7496 | 4.7496 | 4.7496 | 4.7496 | 4.7496 | 4.7496 | 4.7496 | 4.7496 | 4.7496 | 4.7496 | 4.7496 | 4.7496 | 4.7496 | 4.7496 | 4.7496 | 4.7496 | 4.7496
F1_Industrial_Industrial - WA_New_Process_Natural Gas_Process - Heat Recovery_A | F1 | Industrial | Industrial - WA | New | Process | Natural Gas | Process - Heat Recovery | A | Tech. Market Savings per Unit | 0 | 0 | 0.7095 | 0.7095 | 0.7095 | 0.7095 | 0.7095 | 0.7095 | 0.7095 | 0.7095 | 0.7095 | 0.7095 | 0.7095 | 0.7095 | 0.7095 | 0.7095 | 0.7095 | 0.7095 | 0.7095 | 0.7095 | 0.7095 | 0.7095 | 0.7095 | 0.7095 | 0.7095 | 0.7095 | 0.7095
F2_Industrial_Industrial - WA_New_Process_Natural Gas_Process - Heat Recovery_A | F2 | Industrial | Industrial - WA | New | Process | Natural Gas | Process - Heat Recovery | A | Tech Code Savings per Unit | 0 | 0 | 0.7095 | 0.7095 | 0.7095 | 0.7095 | 0.7095 | 0.7095 | 0.7095 | 0.7095 | 0.7095 | 0.7095 | 0.7095 | 0.7095 | 0.7095 | 0.7095 | 0.7095 | 0.7095 | 0.7095 | 0.7095 | 0.7095 | 0.7095 | 0.7095 | 0.7095 | 0.7095 | 0.7095 | 0.7095
F3_Industrial_Industrial - WA_New_Process_Natural Gas_Process - Heat Recovery_A | F3 | Industrial | Industrial - WA | New | Process | Natural Gas | Process - Heat Recovery | A | Econ Market Savings per Unit | 0 | 0 | 0.7095 | 0.7095 | 0.7095 | 0.7095 | 0.7095 | 0.7095 | 0.7095 | 0.7095 | 0.7095 | 0.7095 | 0.7095 | 0.7095 | 0.7095 | 0.7095 | 0.7095 | 0.7095 | 0.7095 | 0.7095 | 0.7095 | 0.7095 | 0.7095 | 0.7095 | 0.7095 | 0.7095 | 0.7095
F4_Industrial_Industrial - WA_New_Process_Natural Gas_Process - Heat Recovery_A | F4 | Industrial | Industrial - WA | New | Process | Natural Gas | Process - Heat Recovery | A | Econ Code Savings per Unit | 0 | 0 | 0.7095 | 0.7095 | 0.7095 | 0.7095 | 0.7095 | 0.7095 | 0.7095 | 0.7095 | 0.7095 | 0.7095 | 0.7095 | 0.7095 | 0.7095 | 0.7095 | 0.7095 | 0.7095 | 0.7095 | 0.7095 | 0.7095 | 0.7095 | 0.7095 | 0.7095 | 0.7095 | 0.7095 | 0.7095
F1_Industrial_Industrial - WA_New_Space Heating_Natural Gas_Strategic Energy Management_A | F1 | Industrial | Industrial - WA | New | Space Heating | Natural Gas | Strategic Energy Management | A | Tech. Market Savings per Unit | 0 | 0 | 0.028414 | 0.028188 | 0.028077 | 0.02801 | 0.027972 | 0.02794 | 0.027913 | 0.027889 | 0.027869 | 0.02785 | 0.027834 | 0.02782 | 0.027807 | 0.027795 | 0.027784 | 0.027774 | 0.027765 | 0.027746 | 0.027721 | 0.027699 | 0.027679 | 0.027662 | 0.027646 | 0.027633 | 0.02762
F2_Industrial_Industrial - WA_New_Space Heating_Natural Gas_Strategic Energy Management_A | F2 | Industrial | Industrial - WA | New | Space Heating | Natural Gas | Strategic Energy Management | A | Tech Code Savings per Unit | 0 | 0 | 0.028414 | 0.028188 | 0.028077 | 0.02801 | 0.027972 | 0.02794 | 0.027913 | 0.027889 | 0.027869 | 0.02785 | 0.027834 | 0.02782 | 0.027807 | 0.027795 | 0.027784 | 0.027774 | 0.027765 | 0.027746 | 0.027721 | 0.027699 | 0.027679 | 0.027662 | 0.027646 | 0.027633 | 0.02762
F3_Industrial_Industrial - WA_New_Space Heating_Natural Gas_Strategic Energy Management_A | F3 | Industrial | Industrial - WA | New | Space Heating | Natural Gas | Strategic Energy Management | A | Econ Market Savings per Unit | 0 | 0 | 0.028414 | 0.028188 | 0.028077 | 0.02801 | 0.027972 | 0.02794 | 0.027913 | 0.027889 | 0.027869 | 0.02785 | 0.027834 | 0.02782 | 0.027807 | 0.027795 | 0.027784 | 0.027774 | 0.027765 | 0.027746 | 0.027721 | 0.027699 | 0.027679 | 0.027662 | 0.027646 | 0.027633 | 0.02762
F4_Industrial_Industrial - WA_New_Space Heating_Natural Gas_Strategic Energy Management_A | F4 | Industrial | Industrial - WA | New | Space Heating | Natural Gas | Strategic Energy Management | A | Econ Code Savings per Unit | 0 | 0 | 0.028414 | 0.028188 | 0.028077 | 0.02801 | 0.027972 | 0.02794 | 0.027913 | 0.027889 | 0.027869 | 0.02785 | 0.027834 | 0.02782 | 0.027807 | 0.027795 | 0.027784 | 0.027774 | 0.027765 | 0.027746 | 0.027721 | 0.027699 | 0.027679 | 0.027662 | 0.027646 | 0.027633 | 0.02762
F1_Industrial_Industrial - WA_New_Process_Natural Gas_Strategic Energy Management_A | F1 | Industrial | Industrial - WA | New | Process | Natural Gas | Strategic Energy Management | A | Tech. Market Savings per Unit | 0 | 0 | 0.11556 | 0.11556 | 0.11556 | 0.11556 | 0.11556 | 0.11556 | 0.11556 | 0.11556 | 0.11556 | 0.11556 | 0.11556 | 0.11556 | 0.11556 | 0.11556 | 0.11556 | 0.11556 | 0.11556 | 0.11556 | 0.11556 | 0.11556 | 0.11556 | 0.11556 | 0.11556 | 0.11556 | 0.11556
F2_Industrial_Industrial - WA_New_Process_Natural Gas_Strategic Energy Management_A | F2 | Industrial | Industrial - WA | New | Process | Natural Gas | Strategic Energy Management | A | Tech Code Savings per Unit | 0 | 0 | 0.11556 | 0.11556 | 0.11556 | 0.11556 | 0.11556 | 0.11556 | 0.11556 | 0.11556 | 0.11556 | 0.11556 | 0.11556 | 0.11556 | 0.11556 | 0.11556 | 0.11556 | 0.11556 | 0.11556 | 0.11556 | 0.11556 | 0.11556 | 0.11556 | 0.11556 | 0.11556 | 0.11556 | 0.11556
F3_Industrial_Industrial - WA_New_Process_Natural Gas_Strategic Energy Management_A | F3 | Industrial | Industrial - WA | New | Process | Natural Gas | Strategic Energy Management | A | Econ Market Savings per Unit | 0 | 0 | 0.11556 | 0.11556 | 0.11556 | 0.11556 | 0.11556 | 0.11556 | 0.11556 | 0.11556 | 0.11556 | 0.11556 | 0.11556 | 0.11556 | 0.11556 | 0.11556 | 0.11556 | 0.11556 | 0.11556 | 0.11556 | 0.11556 | 0.11556 | 0.11556 | 0.11556 | 0.11556 | 0.11556 | 0.11556
F4_Industrial_Industrial - WA_New_Process_Natural Gas_Strategic Energy Management_A | F4 | Industrial | Industrial - WA | New | Process | Natural Gas | Strategic Energy Management | A | Econ Code Savings per Unit | 0 | 0 | 0.11556 | 0.11556 | 0.11556 | 0.11556 | 0.11556 | 0.11556 | 0.11556 | 0.11556 | 0.11556 | 0.11556 | 0.11556 | 0.11556 | 0.11556 | 0.11556 | 0.11556 | 0.11556 | 0.11556 | 0.11556 | 0.11556 | 0.11556 | 0.11556 | 0.11556 | 0.11556 | 0.11556 | 0.11556
F1_Industrial_Industrial - WA_New_Miscellaneous_Natural Gas_Strategic Energy Management_A | F1 | Industrial | Industrial - WA | New | Miscellaneous | Natural Gas | Strategic Energy Management | A | Tech. Market Savings per Unit | 0 | 0 | 0.025233 | 0.025233 | 0.025233 | 0.025233 | 0.025233 | 0.025233 | 0.025233 | 0.025233 | 0.025233 | 0.025233 | 0.025233 | 0.025233 | 0.025233 | 0.025233 | 0.025233 | 0.025233 | 0.025233 | 0.025233 | 0.025233 | 0.025233 | 0.025233 | 0.025233 | 0.025233 | 0.025233 | 0.025233
F2_Industrial_Industrial - WA_New_Miscellaneous_Natural Gas_Strategic Energy Management_A | F2 | Industrial | Industrial - WA | New | Miscellaneous | Natural Gas | Strategic Energy Management | A | Tech Code Savings per Unit | 0 | 0 | 0.025233 | 0.025233 | 0.025233 | 0.025233 | 0.025233 | 0.025233 | 0.025233 | 0.025233 | 0.025233 | 0.025233 | 0.025233 | 0.025233 | 0.025233 | 0.025233 | 0.025233 | 0.025233 | 0.025233 | 0.025233 | 0.025233 | 0.025233 | 0.025233 | 0.025233 | 0.025233 | 0.025233 | 0.025233
F3_Industrial_Industrial - WA_New_Miscellaneous_Natural Gas_Strategic Energy Management_A | F3 | Industrial | Industrial - WA | New | Miscellaneous | Natural Gas | Strategic Energy Management | A | Econ Market Savings per Unit | 0 | 0 | 0.025233 | 0.025233 | 0.025233 | 0.025233 | 0.025233 | 0.025233 | 0.025233 | 0.025233 | 0.025233 | 0.025233 | 0.025233 | 0.025233 | 0.025233 | 0.025233 | 0.025233 | 0.025233 | 0.025233 | 0.025233 | 0.025233 | 0.025233 | 0.025233 | 0.025233 | 0.025233 | 0.025233 | 0.025233
F4_Industrial_Industrial - WA_New_Miscellaneous_Natural Gas_Strategic Energy Management_A | F4 | Industrial | Industrial - WA | New | Miscellaneous | Natural Gas | Strategic Energy Management | A | Econ Code Savings per Unit | 0 | 0 | 0.025233 | 0.025233 | 0.025233 | 0.025233 | 0.025233 | 0.025233 | 0.025233 | 0.025233 | 0.025233 | 0.025233 | 0.025233 | 0.025233 | 0.025233 | 0.025233 | 0.025233 | 0.025233 | 0.025233 | 0.025233 | 0.025233 | 0.025233 | 0.025233 | 0.025233 | 0.025233 | 0.025233 | 0.025233
F1_Industrial_Industrial - WA_New_Space Heating_Natural Gas_Retrocommissioning_A | F1 | Industrial | Industrial - WA | New | Space Heating | Natural Gas | Retrocommissioning | A | Tech. Market Savings per Unit | 0 | 0 | 0.034889 | 0.034612 | 0.034475 | 0.034393 | 0.034347 | 0.034308 | 0.034275 | 0.034246 | 0.03422 | 0.034198 | 0.034178 | 0.03416 | 0.034144 | 0.034129 | 0.034116 | 0.034104 | 0.034093 | 0.03407 | 0.034039 | 0.034012 | 0.033988 | 0.033966 | 0.033947 | 0.03393 | 0.033915
F2_Industrial_Industrial - WA_New_Space Heating_Natural Gas_Retrocommissioning_A | F2 | Industrial | Industrial - WA | New | Space Heating | Natural Gas | Retrocommissioning | A | Tech Code Savings per Unit | 0 | 0 | 0.034889 | 0.034612 | 0.034475 | 0.034393 | 0.034347 | 0.034308 | 0.034275 | 0.034246 | 0.03422 | 0.034198 | 0.034178 | 0.03416 | 0.034144 | 0.034129 | 0.034116 | 0.034104 | 0.034093 | 0.03407 | 0.034039 | 0.034012 | 0.033988 | 0.033966 | 0.033947 | 0.03393 | 0.033915
F3_Industrial_Industrial - WA_New_Space Heating_Natural Gas_Retrocommissioning_A | F3 | Industrial | Industrial - WA | New | Space Heating | Natural Gas | Retrocommissioning | A | Econ Market Savings per Unit | 0 | 0 | 0.034889 | 0.034612 | 0.034475 | 0.034393 | 0.034347 | 0.034308 | 0.034275 | 0.034246 | 0.03422 | 0.034198 | 0.034178 | 0.03416 | 0.034144 | 0.034129 | 0.034116 | 0.034104 | 0.034093 | 0.03407 | 0.034039 | 0.034012 | 0.033988 | 0.033966 | 0.033947 | 0.03393 | 0.033915
F4_Industrial_Industrial - WA_New_Space Heating_Natural Gas_Retrocommissioning_A | F4 | Industrial | Industrial - WA | New | Space Heating | Natural Gas | Retrocommissioning | A | Econ Code Savings per Unit | 0 | 0 | 0.034889 | 0.034612 | 0.034475 | 0.034393 | 0.034347 | 0.034308 | 0.034275 | 0.034246 | 0.03422 | 0.034198 | 0.034178 | 0.03416 | 0.034144 | 0.034129 | 0.034116 | 0.034104 | 0.034093 | 0.03407 | 0.034039 | 0.034012 | 0.033988 | 0.033966 | 0.033947 | 0.03393 | 0.033915
F1_Industrial_Industrial - WA_New_Process_Natural Gas_Retrocommissioning_A | F1 | Industrial | Industrial - WA | New | Process | Natural Gas | Retrocommissioning | A | Tech. Market Savings per Unit | 0 | 0 | 0 | 0 | 0 | 0 | 0 | 0 | 0 | 0 | 0 | 0 | 0 | 0 | 0 | 0 | 0 | 0 | 0 | 0 | 0 | 0 | 0 | 0 | 0 | 0 | 0
F2_Industrial_Industrial - WA_New_Process_Natural Gas_Retrocommissioning_A | F2 | Industrial | Industrial - WA | New | Process | Natural Gas | Retrocommissioning | A | Tech Code Savings per Unit | 0 | 0 | 0 | 0 | 0 | 0 | 0 | 0 | 0 | 0 | 0 | 0 | 0 | 0 | 0 | 0 | 0 | 0 | 0 | 0 | 0 | 0 | 0 | 0 | 0 | 0 | 0
F3_Industrial_Industrial - WA_New_Process_Natural Gas_Retrocommissioning_A | F3 | Industrial | Industrial - WA | New | Process | Natural Gas | Retrocommissioning | A | Econ Market Savings per Unit | 0 | 0 | 0 | 0 | 0 | 0 | 0 | 0 | 0 | 0 | 0 | 0 | 0 | 0 | 0 | 0 | 0 | 0 | 0 | 0 | 0 | 0 | 0 | 0 | 0 | 0 | 0
F4_Industrial_Industrial - WA_New_Process_Natural Gas_Retrocommissioning_A | F4 | Industrial | Industrial - WA | New | Process | Natural Gas | Retrocommissioning | A | Econ Code Savings per Unit | 0 | 0 | 0 | 0 | 0 | 0 | 0 | 0 | 0 | 0 | 0 | 0 | 0 | 0 | 0 | 0 | 0 | 0 | 0 | 0 | 0 | 0 | 0 | 0 | 0 | 0 | 0
F1_Industrial_Industrial - ID_Existing_Space Heating_Natural Gas_Insulation - Ceiling_A | F1 | Industrial | Industrial - ID | Existing | Space Heating | Natural Gas | Insulation - Ceiling | A | Tech. Market Savings per Unit | 0 | 0 | 0.085421 | 0.08526 | 0.085088 | 0.084906 | 0.084715 | 0.084517 | 0.084314 | 0.084106 | 0.083894 | 0.083681 | 0.083466 | 0.08325 | 0.083035 | 0.082821 | 0.082608 | 0.082398 | 0.08219 | 0.081998 | 0.081819 | 0.081654 | 0.081502 | 0.081363 | 0.081235 | 0.081117 | 0.081009
F2_Industrial_Industrial - ID_Existing_Space Heating_Natural Gas_Insulation - Ceiling_A | F2 | Industrial | Industrial - ID | Existing | Space Heating | Natural Gas | Insulation - Ceiling | A | Tech Code Savings per Unit | 0 | 0 | 0.085421 | 0.08526 | 0.085088 | 0.084906 | 0.084715 | 0.084517 | 0.084314 | 0.084106 | 0.083894 | 0.083681 | 0.083466 | 0.08325 | 0.083035 | 0.082821 | 0.082608 | 0.082398 | 0.08219 | 0.081998 | 0.081819 | 0.081654 | 0.081502 | 0.081363 | 0.081235 | 0.081117 | 0.081009
F3_Industrial_Industrial - ID_Existing_Space Heating_Natural Gas_Insulation - Ceiling_A | F3 | Industrial | Industrial - ID | Existing | Space Heating | Natural Gas | Insulation - Ceiling | A | Econ Market Savings per Unit | 0 | 0 | 0.085421 | 0.08526 | 0.085088 | 0.084906 | 0.084715 | 0.084517 | 0.084314 | 0.084106 | 0.083894 | 0.083681 | 0.083466 | 0.08325 | 0.083035 | 0.082821 | 0.082608 | 0.082398 | 0.08219 | 0.081998 | 0.081819 | 0.081654 | 0.081502 | 0.081363 | 0.081235 | 0.081117 | 0.081009
F4_Industrial_Industrial - ID_Existing_Space Heating_Natural Gas_Insulation - Ceiling_A | F4 | Industrial | Industrial - ID | Existing | Space Heating | Natural Gas | Insulation - Ceiling | A | Econ Code Savings per Unit | 0 | 0 | 0.085421 | 0.08526 | 0.085088 | 0.084906 | 0.084715 | 0.084517 | 0.084314 | 0.084106 | 0.083894 | 0.083681 | 0.083466 | 0.08325 | 0.083035 | 0.082821 | 0.082608 | 0.082398 | 0.08219 | 0.081998 | 0.081819 | 0.081654 | 0.081502 | 0.081363 | 0.081235 | 0.081117 | 0.081009
F1_Industrial_Industrial - ID_Existing_Space Heating_Natural Gas_Insulation - Wall Cavity_A | F1 | Industrial | Industrial - ID | Existing | Space Heating | Natural Gas | Insulation - Wall Cavity | A | Tech. Market Savings per Unit | 0 | 0 | 0.22735 | 0.22692 | 0.22646 | 0.22598 | 0.22547 | 0.22494 | 0.2244 | 0.22385 | 0.22328 | 0.22272 | 0.22214 | 0.22157 | 0.221 | 0.22043 | 0.21986 | 0.2193 | 0.21875 | 0.21824 | 0.21776 | 0.21732 | 0.21692 | 0.21655 | 0.21621 | 0.21589 | 0.21561
F2_Industrial_Industrial - ID_Existing_Space Heating_Natural Gas_Insulation - Wall Cavity_A | F2 | Industrial | Industrial - ID | Existing | Space Heating | Natural Gas | Insulation - Wall Cavity | A | Tech Code Savings per Unit | 0 | 0 | 0.22735 | 0.22692 | 0.22646 | 0.22598 | 0.22547 | 0.22494 | 0.2244 | 0.22385 | 0.22328 | 0.22272 | 0.22214 | 0.22157 | 0.221 | 0.22043 | 0.21986 | 0.2193 | 0.21875 | 0.21824 | 0.21776 | 0.21732 | 0.21692 | 0.21655 | 0.21621 | 0.21589 | 0.21561
F3_Industrial_Industrial - ID_Existing_Space Heating_Natural Gas_Insulation - Wall Cavity_A | F3 | Industrial | Industrial - ID | Existing | Space Heating | Natural Gas | Insulation - Wall Cavity | A | Econ Market Savings per Unit | 0 | 0 | 0.22735 | 0.22692 | 0.22646 | 0.22598 | 0.22547 | 0.22494 | 0.2244 | 0.22385 | 0.22328 | 0.22272 | 0.22214 | 0.22157 | 0.221 | 0.22043 | 0.21986 | 0.2193 | 0.21875 | 0.21824 | 0.21776 | 0.21732 | 0.21692 | 0.21655 | 0.21621 | 0.21589 | 0.21561
F4_Industrial_Industrial - ID_Existing_Space Heating_Natural Gas_Insulation - Wall Cavity_A | F4 | Industrial | Industrial - ID | Existing | Space Heating | Natural Gas | Insulation - Wall Cavity | A | Econ Code Savings per Unit | 0 | 0 | 0.22735 | 0.22692 | 0.22646 | 0.22598 | 0.22547 | 0.22494 | 0.2244 | 0.22385 | 0.22328 | 0.22272 | 0.22214 | 0.22157 | 0.221 | 0.22043 | 0.21986 | 0.2193 | 0.21875 | 0.21824 | 0.21776 | 0.21732 | 0.21692 | 0.21655 | 0.21621 | 0.21589 | 0.21561
F1_Industrial_Industrial - ID_Existing_Space Heating_Natural Gas_Insulation - Ducting_A | F1 | Industrial | Industrial - ID | Existing | Space Heating | Natural Gas | Insulation - Ducting | A | Tech. Market Savings per Unit | 0 | 0 | 0.0068382 | 0.0068256 | 0.0068095 | 0.0067905 | 0.0067686 | 0.0067444 | 0.006718 | 0.0066896 | 0.0066596 | 0.0066282 | 0.0065954 | 0.0065616 | 0.0065269 | 0.0064915 | 0.0064554 | 0.0064189 | 0.006382 | 0.0063477 | 0.0063156 | 0.006286 | 0.0062586 | 0.0062333 | 0.00621 | 0.0061885 | 0.0061686
F2_Industrial_Industrial - ID_Existing_Space Heating_Natural Gas_Insulation - Ducting_A | F2 | Industrial | Industrial - ID | Existing | Space Heating | Natural Gas | Insulation - Ducting | A | Tech Code Savings per Unit | 0 | 0 | 0.0068382 | 0.0068256 | 0.0068095 | 0.0067905 | 0.0067686 | 0.0067444 | 0.006718 | 0.0066896 | 0.0066596 | 0.0066282 | 0.0065954 | 0.0065616 | 0.0065269 | 0.0064915 | 0.0064554 | 0.0064189 | 0.006382 | 0.0063477 | 0.0063156 | 0.006286 | 0.0062586 | 0.0062333 | 0.00621 | 0.0061885 | 0.0061686
F3_Industrial_Industrial - ID_Existing_Space Heating_Natural Gas_Insulation - Ducting_A | F3 | Industrial | Industrial - ID | Existing | Space Heating | Natural Gas | Insulation - Ducting | A | Econ Market Savings per Unit | 0 | 0 | 0.0068382 | 0.0068256 | 0.0068095 | 0.0067905 | 0.0067686 | 0.0067444 | 0.006718 | 0.0066896 | 0.0066596 | 0.0066282 | 0.0065954 | 0.0065616 | 0.0065269 | 0.0064915 | 0.0064554 | 0.0064189 | 0.006382 | 0.0063477 | 0.0063156 | 0.006286 | 0.0062586 | 0.0062333 | 0.00621 | 0.0061885 | 0.0061686
F4_Industrial_Industrial - ID_Existing_Space Heating_Natural Gas_Insulation - Ducting_A | F4 | Industrial | Industrial - ID | Existing | Space Heating | Natural Gas | Insulation - Ducting | A | Econ Code Savings per Unit | 0 | 0 | 0.0068382 | 0.0068256 | 0.0068095 | 0.0067905 | 0.0067686 | 0.0067444 | 0.006718 | 0.0066896 | 0.0066596 | 0.0066282 | 0.0065954 | 0.0065616 | 0.0065269 | 0.0064915 | 0.0064554 | 0.0064189 | 0.006382 | 0.0063477 | 0.0063156 | 0.006286 | 0.0062586 | 0.0062333 | 0.00621 | 0.0061885 | 0.0061686
F1_Industrial_Industrial - ID_Existing_Space Heating_Natural Gas_Ducting - Repair and Sealing_A | F1 | Industrial | Industrial - ID | Existing | Space Heating | Natural Gas | Ducting - Repair and Sealing | A | Tech. Market Savings per Unit | 0 | 0 | 0.27895 | 0.27843 | 0.27778 | 0.277 | 0.27611 | 0.27512 | 0.27404 | 0.27289 | 0.27166 | 0.27038 | 0.26904 | 0.26766 | 0.26625 | 0.2648 | 0.26333 | 0.26184 | 0.26034 | 0.25894 | 0.25763 | 0.25642 | 0.2553 | 0.25427 | 0.25332 | 0.25244 | 0.25163
F2_Industrial_Industrial - ID_Existing_Space Heating_Natural Gas_Ducting - Repair and Sealing_A | F2 | Industrial | Industrial - ID | Existing | Space Heating | Natural Gas | Ducting - Repair and Sealing | A | Tech Code Savings per Unit | 0 | 0 | 0.27895 | 0.27843 | 0.27778 | 0.277 | 0.27611 | 0.27512 | 0.27404 | 0.27289 | 0.27166 | 0.27038 | 0.26904 | 0.26766 | 0.26625 | 0.2648 | 0.26333 | 0.26184 | 0.26034 | 0.25894 | 0.25763 | 0.25642 | 0.2553 | 0.25427 | 0.25332 | 0.25244 | 0.25163
F3_Industrial_Industrial - ID_Existing_Space Heating_Natural Gas_Ducting - Repair and Sealing_A | F3 | Industrial | Industrial - ID | Existing | Space Heating | Natural Gas | Ducting - Repair and Sealing | A | Econ Market Savings per Unit | 0 | 0 | 0.27895 | 0.27843 | 0.27778 | 0.277 | 0.27611 | 0.27512 | 0.27404 | 0.27289 | 0.27166 | 0.27038 | 0.26904 | 0.26766 | 0.26625 | 0.2648 | 0.26333 | 0.26184 | 0.26034 | 0.25894 | 0.25763 | 0.25642 | 0.2553 | 0.25427 | 0.25332 | 0.25244 | 0.25163
F4_Industrial_Industrial - ID_Existing_Space Heating_Natural Gas_Ducting - Repair and Sealing_A | F4 | Industrial | Industrial - ID | Existing | Space Heating | Natural Gas | Ducting - Repair and Sealing | A | Econ Code Savings per Unit | 0 | 0 | 0.27895 | 0.27843 | 0.27778 | 0.277 | 0.27611 | 0.27512 | 0.27404 | 0.27289 | 0.27166 | 0.27038 | 0.26904 | 0.26766 | 0.26625 | 0.2648 | 0.26333 | 0.26184 | 0.26034 | 0.25894 | 0.25763 | 0.25642 | 0.2553 | 0.25427 | 0.25332 | 0.25244 | 0.25163
F1_Industrial_Industrial - ID_Existing_Space Heating_Natural Gas_Building Shell - Air Sealing (Infiltration Control)_A | F1 | Industrial | Industrial - ID | Existing | Space Heating | Natural Gas | Building Shell - Air Sealing (Infiltration Control) | A | Tech. Market Savings per Unit | 0 | 0 | 64.2494 | 64.1285 | 63.9989 | 63.8617 | 63.7182 | 63.5695 | 63.4164 | 63.26 | 63.1011 | 62.9404 | 62.7787 | 62.6165 | 62.4546 | 62.2935 | 62.1336 | 61.9755 | 61.8195 | 61.6747 | 61.5399 | 61.4159 | 61.302 | 61.1973 | 61.101 | 61.0124 | 60.931
F2_Industrial_Industrial - ID_Existing_Space Heating_Natural Gas_Building Shell - Air Sealing (Infiltration Control)_A | F2 | Industrial | Industrial - ID | Existing | Space Heating | Natural Gas | Building Shell - Air Sealing (Infiltration Control) | A | Tech Code Savings per Unit | 0 | 0 | 64.2494 | 64.1285 | 63.9989 | 63.8617 | 63.7182 | 63.5695 | 63.4164 | 63.26 | 63.1011 | 62.9404 | 62.7787 | 62.6165 | 62.4546 | 62.2935 | 62.1336 | 61.9755 | 61.8195 | 61.6747 | 61.5399 | 61.4159 | 61.302 | 61.1973 | 61.101 | 61.0124 | 60.931
F3_Industrial_Industrial - ID_Existing_Space Heating_Natural Gas_Building Shell - Air Sealing (Infiltration Control)_A | F3 | Industrial | Industrial - ID | Existing | Space Heating | Natural Gas | Building Shell - Air Sealing (Infiltration Control) | A | Econ Market Savings per Unit | 0 | 0 | 64.2494 | 64.1285 | 63.9989 | 63.8617 | 63.7182 | 63.5695 | 63.4164 | 63.26 | 63.1011 | 62.9404 | 62.7787 | 62.6165 | 62.4546 | 62.2935 | 62.1336 | 61.9755 | 61.8195 | 61.6747 | 61.5399 | 61.4159 | 61.302 | 61.1973 | 61.101 | 61.0124 | 60.931
F4_Industrial_Industrial - ID_Existing_Space Heating_Natural Gas_Building Shell - Air Sealing (Infiltration Control)_A | F4 | Industrial | Industrial - ID | Existing | Space Heating | Natural Gas | Building Shell - Air Sealing (Infiltration Control) | A | Econ Code Savings per Unit | 0 | 0 | 64.2494 | 64.1285 | 63.9989 | 63.8617 | 63.7182 | 63.5695 | 63.4164 | 63.26 | 63.1011 | 62.9404 | 62.7787 | 62.6165 | 62.4546 | 62.2935 | 62.1336 | 61.9755 | 61.8195 | 61.6747 | 61.5399 | 61.4159 | 61.302 | 61.1973 | 61.101 | 61.0124 | 60.931
F1_Industrial_Industrial - ID_Existing_Space Heating_Natural Gas_Ventilation - Demand Controlled_A | F1 | Industrial | Industrial - ID | Existing | Space Heating | Natural Gas | Ventilation - Demand Controlled | A | Tech. Market Savings per Unit | 0 | 0 | 0.051484 | 0.051389 | 0.051269 | 0.051125 | 0.050961 | 0.050778 | 0.050579 | 0.050366 | 0.05014 | 0.049903 | 0.049657 | 0.049402 | 0.049141 | 0.048874 | 0.048602 | 0.048327 | 0.04805 | 0.047792 | 0.04755 | 0.047327 | 0.047121 | 0.04693 | 0.046755 | 0.046593 | 0.046443
F2_Industrial_Industrial - ID_Existing_Space Heating_Natural Gas_Ventilation - Demand Controlled_A | F2 | Industrial | Industrial - ID | Existing | Space Heating | Natural Gas | Ventilation - Demand Controlled | A | Tech Code Savings per Unit | 0 | 0 | 0.051484 | 0.051389 | 0.051269 | 0.051125 | 0.050961 | 0.050778 | 0.050579 | 0.050366 | 0.05014 | 0.049903 | 0.049657 | 0.049402 | 0.049141 | 0.048874 | 0.048602 | 0.048327 | 0.04805 | 0.047792 | 0.04755 | 0.047327 | 0.047121 | 0.04693 | 0.046755 | 0.046593 | 0.046443
F3_Industrial_Industrial - ID_Existing_Space Heating_Natural Gas_Ventilation - Demand Controlled_A | F3 | Industrial | Industrial - ID | Existing | Space Heating | Natural Gas | Ventilation - Demand Controlled | A | Econ Market Savings per Unit | 0 | 0 | 0.051484 | 0.051389 | 0.051269 | 0.051125 | 0.050961 | 0.050778 | 0.050579 | 0.050366 | 0.05014 | 0.049903 | 0.049657 | 0.049402 | 0.049141 | 0.048874 | 0.048602 | 0.048327 | 0.04805 | 0.047792 | 0.04755 | 0.047327 | 0.047121 | 0.04693 | 0.046755 | 0.046593 | 0.046443
F4_Industrial_Industrial - ID_Existing_Space Heating_Natural Gas_Ventilation - Demand Controlled_A | F4 | Industrial | Industrial - ID | Existing | Space Heating | Natural Gas | Ventilation - Demand Controlled | A | Econ Code Savings per Unit | 0 | 0 | 0.051484 | 0.051389 | 0.051269 | 0.051125 | 0.050961 | 0.050778 | 0.050579 | 0.050366 | 0.05014 | 0.049903 | 0.049657 | 0.049402 | 0.049141 | 0.048874 | 0.048602 | 0.048327 | 0.04805 | 0.047792 | 0.04755 | 0.047327 | 0.047121 | 0.04693 | 0.046755 | 0.046593 | 0.046443
F1_Industrial_Industrial - ID_Existing_Space Heating_Natural Gas_Destratification Fans (HVLS)_A | F1 | Industrial | Industrial - ID | Existing | Space Heating | Natural Gas | Destratification Fans (HVLS) | A | Tech. Market Savings per Unit | 0 | 0 | 166639.6552 | 166326.0774 | 165989.7736 | 165634.0224 | 165261.8428 | 164876.015 | 164479.0995 | 164073.4539 | 163661.2499 | 163244.4873 | 162825.0081 | 162404.5089 | 161984.5521 | 161566.5773 | 161151.91 | 160741.7716 | 160337.2869 | 159961.7894 | 159612.0618 | 159290.5848 | 158995.0625 | 158723.3871 | 158473.6228 | 158243.992 | 158032.8624
F2_Industrial_Industrial - ID_Existing_Space Heating_Natural Gas_Destratification Fans (HVLS)_A | F2 | Industrial | Industrial - ID | Existing | Space Heating | Natural Gas | Destratification Fans (HVLS) | A | Tech Code Savings per Unit | 0 | 0 | 166639.6552 | 166326.0774 | 165989.7736 | 165634.0224 | 165261.8428 | 164876.015 | 164479.0995 | 164073.4539 | 163661.2499 | 163244.4873 | 162825.0081 | 162404.5089 | 161984.5521 | 161566.5773 | 161151.91 | 160741.7716 | 160337.2869 | 159961.7894 | 159612.0618 | 159290.5848 | 158995.0625 | 158723.3871 | 158473.6228 | 158243.992 | 158032.8624
F3_Industrial_Industrial - ID_Existing_Space Heating_Natural Gas_Destratification Fans (HVLS)_A | F3 | Industrial | Industrial - ID | Existing | Space Heating | Natural Gas | Destratification Fans (HVLS) | A | Econ Market Savings per Unit | 0 | 0 | 166639.6552 | 166326.0774 | 165989.7736 | 165634.0224 | 165261.8428 | 164876.015 | 164479.0995 | 164073.4539 | 163661.2499 | 163244.4873 | 162825.0081 | 162404.5089 | 161984.5521 | 161566.5773 | 161151.91 | 160741.7716 | 160337.2869 | 159961.7894 | 159612.0618 | 159290.5848 | 158995.0625 | 158723.3871 | 158473.6228 | 158243.992 | 158032.8624
F4_Industrial_Industrial - ID_Existing_Space Heating_Natural Gas_Destratification Fans (HVLS)_A | F4 | Industrial | Industrial - ID | Existing | Space Heating | Natural Gas | Destratification Fans (HVLS) | A | Econ Code Savings per Unit | 0 | 0 | 166639.6552 | 166326.0774 | 165989.7736 | 165634.0224 | 165261.8428 | 164876.015 | 164479.0995 | 164073.4539 | 163661.2499 | 163244.4873 | 162825.0081 | 162404.5089 | 161984.5521 | 161566.5773 | 161151.91 | 160741.7716 | 160337.2869 | 159961.7894 | 159612.0618 | 159290.5848 | 158995.0625 | 158723.3871 | 158473.6228 | 158243.992 | 158032.8624
F1_Industrial_Industrial - ID_Existing_Space Heating_Natural Gas_Condensing RTU_A | F1 | Industrial | Industrial - ID | Existing | Space Heating | Natural Gas | Condensing RTU | A | Tech. Market Savings per Unit | 0 | 0 | 0.082869 | 0.082716 | 0.082522 | 0.082291 | 0.082026 | 0.081732 | 0.081412 | 0.081069 | 0.080705 | 0.080324 | 0.079927 | 0.079517 | 0.079097 | 0.078667 | 0.07823 | 0.077788 | 0.077341 | 0.076925 | 0.076536 | 0.076177 | 0.075845 | 0.075539 | 0.075257 | 0.074996 | 0.074755
F2_Industrial_Industrial - ID_Existing_Space Heating_Natural Gas_Condensing RTU_A | F2 | Industrial | Industrial - ID | Existing | Space Heating | Natural Gas | Condensing RTU | A | Tech Code Savings per Unit | 0 | 0 | 0.082869 | 0.082716 | 0.082522 | 0.082291 | 0.082026 | 0.081732 | 0.081412 | 0.081069 | 0.080705 | 0.080324 | 0.079927 | 0.079517 | 0.079097 | 0.078667 | 0.07823 | 0.077788 | 0.077341 | 0.076925 | 0.076536 | 0.076177 | 0.075845 | 0.075539 | 0.075257 | 0.074996 | 0.074755
F3_Industrial_Industrial - ID_Existing_Space Heating_Natural Gas_Condensing RTU_A | F3 | Industrial | Industrial - ID | Existing | Space Heating | Natural Gas | Condensing RTU | A | Econ Market Savings per Unit | 0 | 0 | 0.082869 | 0.082716 | 0.082522 | 0.082291 | 0.082026 | 0.081732 | 0.081412 | 0.081069 | 0.080705 | 0.080324 | 0.079927 | 0.079517 | 0.079097 | 0.078667 | 0.07823 | 0.077788 | 0.077341 | 0.076925 | 0.076536 | 0.076177 | 0.075845 | 0.075539 | 0.075257 | 0.074996 | 0.074755
F4_Industrial_Industrial - ID_Existing_Space Heating_Natural Gas_Condensing RTU_A | F4 | Industrial | Industrial - ID | Existing | Space Heating | Natural Gas | Condensing RTU | A | Econ Code Savings per Unit | 0 | 0 | 0.082869 | 0.082716 | 0.082522 | 0.082291 | 0.082026 | 0.081732 | 0.081412 | 0.081069 | 0.080705 | 0.080324 | 0.079927 | 0.079517 | 0.079097 | 0.078667 | 0.07823 | 0.077788 | 0.077341 | 0.076925 | 0.076536 | 0.076177 | 0.075845 | 0.075539 | 0.075257 | 0.074996 | 0.074755
F1_Industrial_Industrial - ID_Existing_Space Heating_Natural Gas_Industrial Air Curtains_A | F1 | Industrial | Industrial - ID | Existing | Space Heating | Natural Gas | Industrial Air Curtains | A | Tech. Market Savings per Unit | 0 | 0 | -0.018168 | -0.018134 | -0.018098 | -0.018059 | -0.018018 | -0.017976 | -0.017933 | -0.017889 | -0.017844 | -0.017798 | -0.017753 | -0.017707 | -0.017661 | -0.017615 | -0.01757 | -0.017525 | -0.017481 | -0.01744 | -0.017402 | -0.017367 | -0.017335 | -0.017305 | -0.017278 | -0.017253 | -0.01723
F2_Industrial_Industrial - ID_Existing_Space Heating_Natural Gas_Industrial Air Curtains_A | F2 | Industrial | Industrial - ID | Existing | Space Heating | Natural Gas | Industrial Air Curtains | A | Tech Code Savings per Unit | 0 | 0 | -0.018168 | -0.018134 | -0.018098 | -0.018059 | -0.018018 | -0.017976 | -0.017933 | -0.017889 | -0.017844 | -0.017798 | -0.017753 | -0.017707 | -0.017661 | -0.017615 | -0.01757 | -0.017525 | -0.017481 | -0.01744 | -0.017402 | -0.017367 | -0.017335 | -0.017305 | -0.017278 | -0.017253 | -0.01723
F3_Industrial_Industrial - ID_Existing_Space Heating_Natural Gas_Industrial Air Curtains_A | F3 | Industrial | Industrial - ID | Existing | Space Heating | Natural Gas | Industrial Air Curtains | A | Econ Market Savings per Unit | 0 | 0 | -0.018168 | -0.018134 | -0.018098 | -0.018059 | -0.018018 | -0.017976 | -0.017933 | -0.017889 | -0.017844 | -0.017798 | -0.017753 | -0.017707 | -0.017661 | -0.017615 | -0.01757 | -0.017525 | -0.017481 | -0.01744 | -0.017402 | -0.017367 | -0.017335 | -0.017305 | -0.017278 | -0.017253 | -0.01723
F4_Industrial_Industrial - ID_Existing_Space Heating_Natural Gas_Industrial Air Curtains_A | F4 | Industrial | Industrial - ID | Existing | Space Heating | Natural Gas | Industrial Air Curtains | A | Econ Code Savings per Unit | 0 | 0 | -0.018168 | -0.018134 | -0.018098 | -0.018059 | -0.018018 | -0.017976 | -0.017933 | -0.017889 | -0.017844 | -0.017798 | -0.017753 | -0.017707 | -0.017661 | -0.017615 | -0.01757 | -0.017525 | -0.017481 | -0.01744 | -0.017402 | -0.017367 | -0.017335 | -0.017305 | -0.017278 | -0.017253 | -0.01723
F1_Industrial_Industrial - ID_Existing_Space Heating_Natural Gas_HVAC - Energy Recovery Ventilator_A | F1 | Industrial | Industrial - ID | Existing | Space Heating | Natural Gas | HVAC - Energy Recovery Ventilator | A | Tech. Market Savings per Unit | 0 | 0 | 0.20875 | 0.20836 | 0.20793 | 0.20749 | 0.20702 | 0.20654 | 0.20604 | 0.20553 | 0.20502 | 0.2045 | 0.20397 | 0.20344 | 0.20292 | 0.20239 | 0.20187 | 0.20136 | 0.20085 | 0.20038 | 0.19995 | 0.19954 | 0.19917 | 0.19883 | 0.19852 | 0.19823 | 0.19797
F2_Industrial_Industrial - ID_Existing_Space Heating_Natural Gas_HVAC - Energy Recovery Ventilator_A | F2 | Industrial | Industrial - ID | Existing | Space Heating | Natural Gas | HVAC - Energy Recovery Ventilator | A | Tech Code Savings per Unit | 0 | 0 | 0.20875 | 0.20836 | 0.20793 | 0.20749 | 0.20702 | 0.20654 | 0.20604 | 0.20553 | 0.20502 | 0.2045 | 0.20397 | 0.20344 | 0.20292 | 0.20239 | 0.20187 | 0.20136 | 0.20085 | 0.20038 | 0.19995 | 0.19954 | 0.19917 | 0.19883 | 0.19852 | 0.19823 | 0.19797
F3_Industrial_Industrial - ID_Existing_Space Heating_Natural Gas_HVAC - Energy Recovery Ventilator_A | F3 | Industrial | Industrial - ID | Existing | Space Heating | Natural Gas | HVAC - Energy Recovery Ventilator | A | Econ Market Savings per Unit | 0 | 0 | 0.20875 | 0.20836 | 0.20793 | 0.20749 | 0.20702 | 0.20654 | 0.20604 | 0.20553 | 0.20502 | 0.2045 | 0.20397 | 0.20344 | 0.20292 | 0.20239 | 0.20187 | 0.20136 | 0.20085 | 0.20038 | 0.19995 | 0.19954 | 0.19917 | 0.19883 | 0.19852 | 0.19823 | 0.19797
F4_Industrial_Industrial - ID_Existing_Space Heating_Natural Gas_HVAC - Energy Recovery Ventilator_A | F4 | Industrial | Industrial - ID | Existing | Space Heating | Natural Gas | HVAC - Energy Recovery Ventilator | A | Econ Code Savings per Unit | 0 | 0 | 0.20875 | 0.20836 | 0.20793 | 0.20749 | 0.20702 | 0.20654 | 0.20604 | 0.20553 | 0.20502 | 0.2045 | 0.20397 | 0.20344 | 0.20292 | 0.20239 | 0.20187 | 0.20136 | 0.20085 | 0.20038 | 0.19995 | 0.19954 | 0.19917 | 0.19883 | 0.19852 | 0.19823 | 0.19797
F1_Industrial_Industrial - ID_Existing_Space Heating_Natural Gas_Thermostat - Connected_A | F1 | Industrial | Industrial - ID | Existing | Space Heating | Natural Gas | Thermostat - Connected | A | Tech. Market Savings per Unit | 0 | 0 | 10062.5451 | 10043.6097 | 10023.302 | 10001.8199 | 9979.3458 | 9956.0476 | 9932.0798 | 9907.5849 | 9882.6939 | 9857.5277 | 9832.1974 | 9806.8055 | 9781.4464 | 9756.207 | 9731.1673 | 9706.4011 | 9681.9762 | 9659.3018 | 9638.1835 | 9618.7711 | 9600.9259 | 9584.5208 | 9569.4388 | 9555.5725 | 9542.8234
F2_Industrial_Industrial - ID_Existing_Space Heating_Natural Gas_Thermostat - Connected_A | F2 | Industrial | Industrial - ID | Existing | Space Heating | Natural Gas | Thermostat - Connected | A | Tech Code Savings per Unit | 0 | 0 | 10062.5451 | 10043.6097 | 10023.302 | 10001.8199 | 9979.3458 | 9956.0476 | 9932.0798 | 9907.5849 | 9882.6939 | 9857.5277 | 9832.1974 | 9806.8055 | 9781.4464 | 9756.207 | 9731.1673 | 9706.4011 | 9681.9762 | 9659.3018 | 9638.1835 | 9618.7711 | 9600.9259 | 9584.5208 | 9569.4388 | 9555.5725 | 9542.8234
F3_Industrial_Industrial - ID_Existing_Space Heating_Natural Gas_Thermostat - Connected_A | F3 | Industrial | Industrial - ID | Existing | Space Heating | Natural Gas | Thermostat - Connected | A | Econ Market Savings per Unit | 0 | 0 | 10062.5451 | 10043.6097 | 10023.302 | 10001.8199 | 9979.3458 | 9956.0476 | 9932.0798 | 9907.5849 | 9882.6939 | 9857.5277 | 9832.1974 | 9806.8055 | 9781.4464 | 9756.207 | 9731.1673 | 9706.4011 | 9681.9762 | 9659.3018 | 9638.1835 | 9618.7711 | 9600.9259 | 9584.5208 | 9569.4388 | 9555.5725 | 9542.8234
F4_Industrial_Industrial - ID_Existing_Space Heating_Natural Gas_Thermostat - Connected_A | F4 | Industrial | Industrial - ID | Existing | Space Heating | Natural Gas | Thermostat - Connected | A | Econ Code Savings per Unit | 0 | 0 | 10062.5451 | 10043.6097 | 10023.302 | 10001.8199 | 9979.3458 | 9956.0476 | 9932.0798 | 9907.5849 | 9882.6939 | 9857.5277 | 9832.1974 | 9806.8055 | 9781.4464 | 9756.207 | 9731.1673 | 9706.4011 | 9681.9762 | 9659.3018 | 9638.1835 | 9618.7711 | 9600.9259 | 9584.5208 | 9569.4388 | 9555.5725 | 9542.8234
F1_Industrial_Industrial - ID_Existing_Space Heating_Natural Gas_Gas Boiler - Maintenance_A | F1 | Industrial | Industrial - ID | Existing | Space Heating | Natural Gas | Gas Boiler - Maintenance | A | Tech. Market Savings per Unit | 0 | 0 | 0.70293 | 0.70117 | 0.69945 | 0.69777 | 0.69613 | 0.69453 | 0.69299 | 0.69149 | 0.69005 | 0.68867 | 0.68735 | 0.68609 | 0.68489 | 0.68375 | 0.68269 | 0.68169 | 0.68075 | 0.67989 | 0.6791 | 0.67838 | 0.67773 | 0.67714 | 0.67659 | 0.6761 | 0.67566
F2_Industrial_Industrial - ID_Existing_Space Heating_Natural Gas_Gas Boiler - Maintenance_A | F2 | Industrial | Industrial - ID | Existing | Space Heating | Natural Gas | Gas Boiler - Maintenance | A | Tech Code Savings per Unit | 0 | 0 | 0.70293 | 0.70117 | 0.69945 | 0.69777 | 0.69613 | 0.69453 | 0.69299 | 0.69149 | 0.69005 | 0.68867 | 0.68735 | 0.68609 | 0.68489 | 0.68375 | 0.68269 | 0.68169 | 0.68075 | 0.67989 | 0.6791 | 0.67838 | 0.67773 | 0.67714 | 0.67659 | 0.6761 | 0.67566
F3_Industrial_Industrial - ID_Existing_Space Heating_Natural Gas_Gas Boiler - Maintenance_A | F3 | Industrial | Industrial - ID | Existing | Space Heating | Natural Gas | Gas Boiler - Maintenance | A | Econ Market Savings per Unit | 0 | 0 | 0.70293 | 0.70117 | 0.69945 | 0.69777 | 0.69613 | 0.69453 | 0.69299 | 0.69149 | 0.69005 | 0.68867 | 0.68735 | 0.68609 | 0.68489 | 0.68375 | 0.68269 | 0.68169 | 0.68075 | 0.67989 | 0.6791 | 0.67838 | 0.67773 | 0.67714 | 0.67659 | 0.6761 | 0.67566
F4_Industrial_Industrial - ID_Existing_Space Heating_Natural Gas_Gas Boiler - Maintenance_A | F4 | Industrial | Industrial - ID | Existing | Space Heating | Natural Gas | Gas Boiler - Maintenance | A | Econ Code Savings per Unit | 0 | 0 | 0.70293 | 0.70117 | 0.69945 | 0.69777 | 0.69613 | 0.69453 | 0.69299 | 0.69149 | 0.69005 | 0.68867 | 0.68735 | 0.68609 | 0.68489 | 0.68375 | 0.68269 | 0.68169 | 0.68075 | 0.67989 | 0.6791 | 0.67838 | 0.67773 | 0.67714 | 0.67659 | 0.6761 | 0.67566
F1_Industrial_Industrial - ID_Existing_Space Heating_Natural Gas_Gas Furnace - Maintenance_A | F1 | Industrial | Industrial - ID | Existing | Space Heating | Natural Gas | Gas Furnace - Maintenance | A | Tech. Market Savings per Unit | 0 | 0 | 0.70608 | 0.70478 | 0.70312 | 0.70115 | 0.6989 | 0.69639 | 0.69367 | 0.69074 | 0.68764 | 0.68439 | 0.68101 | 0.67752 | 0.67394 | 0.67028 | 0.66656 | 0.66278 | 0.65898 | 0.65544 | 0.65212 | 0.64906 | 0.64624 | 0.64363 | 0.64122 | 0.639 | 0.63695
F2_Industrial_Industrial - ID_Existing_Space Heating_Natural Gas_Gas Furnace - Maintenance_A | F2 | Industrial | Industrial - ID | Existing | Space Heating | Natural Gas | Gas Furnace - Maintenance | A | Tech Code Savings per Unit | 0 | 0 | 0.70608 | 0.70478 | 0.70312 | 0.70115 | 0.6989 | 0.69639 | 0.69367 | 0.69074 | 0.68764 | 0.68439 | 0.68101 | 0.67752 | 0.67394 | 0.67028 | 0.66656 | 0.66278 | 0.65898 | 0.65544 | 0.65212 | 0.64906 | 0.64624 | 0.64363 | 0.64122 | 0.639 | 0.63695
F3_Industrial_Industrial - ID_Existing_Space Heating_Natural Gas_Gas Furnace - Maintenance_A | F3 | Industrial | Industrial - ID | Existing | Space Heating | Natural Gas | Gas Furnace - Maintenance | A | Econ Market Savings per Unit | 0 | 0 | 0.70608 | 0.70478 | 0.70312 | 0.70115 | 0.6989 | 0.69639 | 0.69367 | 0.69074 | 0.68764 | 0.68439 | 0.68101 | 0.67752 | 0.67394 | 0.67028 | 0.66656 | 0.66278 | 0.65898 | 0.65544 | 0.65212 | 0.64906 | 0.64624 | 0.64363 | 0.64122 | 0.639 | 0.63695
F4_Industrial_Industrial - ID_Existing_Space Heating_Natural Gas_Gas Furnace - Maintenance_A | F4 | Industrial | Industrial - ID | Existing | Space Heating | Natural Gas | Gas Furnace - Maintenance | A | Econ Code Savings per Unit | 0 | 0 | 0.70608 | 0.70478 | 0.70312 | 0.70115 | 0.6989 | 0.69639 | 0.69367 | 0.69074 | 0.68764 | 0.68439 | 0.68101 | 0.67752 | 0.67394 | 0.67028 | 0.66656 | 0.66278 | 0.65898 | 0.65544 | 0.65212 | 0.64906 | 0.64624 | 0.64363 | 0.64122 | 0.639 | 0.63695
F1_Industrial_Industrial - ID_Existing_Space Heating_Natural Gas_Gas Furnace - Tube Inserts_A | F1 | Industrial | Industrial - ID | Existing | Space Heating | Natural Gas | Gas Furnace - Tube Inserts | A | Tech. Market Savings per Unit | 0 | 0 | 0 | 0 | 0 | 0 | 0 | 0 | 0 | 0 | 0 | 0 | 0 | 0 | 0 | 0 | 0 | 0 | 0 | 0 | 0 | 0 | 0 | 0 | 0 | 0 | 0
F2_Industrial_Industrial - ID_Existing_Space Heating_Natural Gas_Gas Furnace - Tube Inserts_A | F2 | Industrial | Industrial - ID | Existing | Space Heating | Natural Gas | Gas Furnace - Tube Inserts | A | Tech Code Savings per Unit | 0 | 0 | 0 | 0 | 0 | 0 | 0 | 0 | 0 | 0 | 0 | 0 | 0 | 0 | 0 | 0 | 0 | 0 | 0 | 0 | 0 | 0 | 0 | 0 | 0 | 0 | 0
F3_Industrial_Industrial - ID_Existing_Space Heating_Natural Gas_Gas Furnace - Tube Inserts_A | F3 | Industrial | Industrial - ID | Existing | Space Heating | Natural Gas | Gas Furnace - Tube Inserts | A | Econ Market Savings per Unit | 0 | 0 | 0 | 0 | 0 | 0 | 0 | 0 | 0 | 0 | 0 | 0 | 0 | 0 | 0 | 0 | 0 | 0 | 0 | 0 | 0 | 0 | 0 | 0 | 0 | 0 | 0
F4_Industrial_Industrial - ID_Existing_Space Heating_Natural Gas_Gas Furnace - Tube Inserts_A | F4 | Industrial | Industrial - ID | Existing | Space Heating | Natural Gas | Gas Furnace - Tube Inserts | A | Econ Code Savings per Unit | 0 | 0 | 0 | 0 | 0 | 0 | 0 | 0 | 0 | 0 | 0 | 0 | 0 | 0 | 0 | 0 | 0 | 0 | 0 | 0 | 0 | 0 | 0 | 0 | 0 | 0 | 0
F1_Industrial_Industrial - ID_Existing_Space Heating_Natural Gas_Gas Boiler - Burner Control Optimization_A | F1 | Industrial | Industrial - ID | Existing | Space Heating | Natural Gas | Gas Boiler - Burner Control Optimization | A | Tech. Market Savings per Unit | 0 | 0 | 0.33975 | 0.3389 | 0.33807 | 0.33725 | 0.33646 | 0.33569 | 0.33494 | 0.33422 | 0.33353 | 0.33286 | 0.33222 | 0.33161 | 0.33103 | 0.33048 | 0.32996 | 0.32948 | 0.32903 | 0.32861 | 0.32823 | 0.32788 | 0.32757 | 0.32728 | 0.32702 | 0.32678 | 0.32657
F2_Industrial_Industrial - ID_Existing_Space Heating_Natural Gas_Gas Boiler - Burner Control Optimization_A | F2 | Industrial | Industrial - ID | Existing | Space Heating | Natural Gas | Gas Boiler - Burner Control Optimization | A | Tech Code Savings per Unit | 0 | 0 | 0.33975 | 0.3389 | 0.33807 | 0.33725 | 0.33646 | 0.33569 | 0.33494 | 0.33422 | 0.33353 | 0.33286 | 0.33222 | 0.33161 | 0.33103 | 0.33048 | 0.32996 | 0.32948 | 0.32903 | 0.32861 | 0.32823 | 0.32788 | 0.32757 | 0.32728 | 0.32702 | 0.32678 | 0.32657
F3_Industrial_Industrial - ID_Existing_Space Heating_Natural Gas_Gas Boiler - Burner Control Optimization_A | F3 | Industrial | Industrial - ID | Existing | Space Heating | Natural Gas | Gas Boiler - Burner Control Optimization | A | Econ Market Savings per Unit | 0 | 0 | 0.33975 | 0.3389 | 0.33807 | 0.33725 | 0.33646 | 0.33569 | 0.33494 | 0.33422 | 0.33353 | 0.33286 | 0.33222 | 0.33161 | 0.33103 | 0.33048 | 0.32996 | 0.32948 | 0.32903 | 0.32861 | 0.32823 | 0.32788 | 0.32757 | 0.32728 | 0.32702 | 0.32678 | 0.32657
F4_Industrial_Industrial - ID_Existing_Space Heating_Natural Gas_Gas Boiler - Burner Control Optimization_A | F4 | Industrial | Industrial - ID | Existing | Space Heating | Natural Gas | Gas Boiler - Burner Control Optimization | A | Econ Code Savings per Unit | 0 | 0 | 0.33975 | 0.3389 | 0.33807 | 0.33725 | 0.33646 | 0.33569 | 0.33494 | 0.33422 | 0.33353 | 0.33286 | 0.33222 | 0.33161 | 0.33103 | 0.33048 | 0.32996 | 0.32948 | 0.32903 | 0.32861 | 0.32823 | 0.32788 | 0.32757 | 0.32728 | 0.32702 | 0.32678 | 0.32657
F1_Industrial_Industrial - ID_Existing_Space Heating_Natural Gas_Gas Boiler - High Turndown Burner_A | F1 | Industrial | Industrial - ID | Existing | Space Heating | Natural Gas | Gas Boiler - High Turndown Burner | A | Tech. Market Savings per Unit | 0 | 0 | 1.1715 | 1.1686 | 1.1658 | 1.1629 | 1.1602 | 1.1576 | 1.155 | 1.1525 | 1.1501 | 1.1478 | 1.1456 | 1.1435 | 1.1415 | 1.1396 | 1.1378 | 1.1361 | 1.1346 | 1.1332 | 1.1318 | 1.1306 | 1.1295 | 1.1286 | 1.1277 | 1.1268 | 1.1261
F2_Industrial_Industrial - ID_Existing_Space Heating_Natural Gas_Gas Boiler - High Turndown Burner_A | F2 | Industrial | Industrial - ID | Existing | Space Heating | Natural Gas | Gas Boiler - High Turndown Burner | A | Tech Code Savings per Unit | 0 | 0 | 1.1715 | 1.1686 | 1.1658 | 1.1629 | 1.1602 | 1.1576 | 1.155 | 1.1525 | 1.1501 | 1.1478 | 1.1456 | 1.1435 | 1.1415 | 1.1396 | 1.1378 | 1.1361 | 1.1346 | 1.1332 | 1.1318 | 1.1306 | 1.1295 | 1.1286 | 1.1277 | 1.1268 | 1.1261
F3_Industrial_Industrial - ID_Existing_Space Heating_Natural Gas_Gas Boiler - High Turndown Burner_A | F3 | Industrial | Industrial - ID | Existing | Space Heating | Natural Gas | Gas Boiler - High Turndown Burner | A | Econ Market Savings per Unit | 0 | 0 | 1.1715 | 1.1686 | 1.1658 | 1.1629 | 1.1602 | 1.1576 | 1.155 | 1.1525 | 1.1501 | 1.1478 | 1.1456 | 1.1435 | 1.1415 | 1.1396 | 1.1378 | 1.1361 | 1.1346 | 1.1332 | 1.1318 | 1.1306 | 1.1295 | 1.1286 | 1.1277 | 1.1268 | 1.1261
F4_Industrial_Industrial - ID_Existing_Space Heating_Natural Gas_Gas Boiler - High Turndown Burner_A | F4 | Industrial | Industrial - ID | Existing | Space Heating | Natural Gas | Gas Boiler - High Turndown Burner | A | Econ Code Savings per Unit | 0 | 0 | 1.1715 | 1.1686 | 1.1658 | 1.1629 | 1.1602 | 1.1576 | 1.155 | 1.1525 | 1.1501 | 1.1478 | 1.1456 | 1.1435 | 1.1415 | 1.1396 | 1.1378 | 1.1361 | 1.1346 | 1.1332 | 1.1318 | 1.1306 | 1.1295 | 1.1286 | 1.1277 | 1.1268 | 1.1261
F1_Industrial_Industrial - ID_Existing_Space Heating_Natural Gas_Gas Boiler - Hot Water Reset_A | F1 | Industrial | Industrial - ID | Existing | Space Heating | Natural Gas | Gas Boiler - Hot Water Reset | A | Tech. Market Savings per Unit | 0 | 0 | 1249.6482 | 1246.5277 | 1243.4678 | 1240.4761 | 1237.5596 | 1234.7244 | 1231.9763 | 1229.3205 | 1226.7618 | 1224.3045 | 1221.9525 | 1219.7092 | 1217.5781 | 1215.5619 | 1213.6634 | 1211.8849 | 1210.2288 | 1208.697 | 1207.2913 | 1206.0134 | 1204.8517 | 1203.7956 | 1202.8355 | 1201.9627 | 1201.1692
F2_Industrial_Industrial - ID_Existing_Space Heating_Natural Gas_Gas Boiler - Hot Water Reset_A | F2 | Industrial | Industrial - ID | Existing | Space Heating | Natural Gas | Gas Boiler - Hot Water Reset | A | Tech Code Savings per Unit | 0 | 0 | 1249.6482 | 1246.5277 | 1243.4678 | 1240.4761 | 1237.5596 | 1234.7244 | 1231.9763 | 1229.3205 | 1226.7618 | 1224.3045 | 1221.9525 | 1219.7092 | 1217.5781 | 1215.5619 | 1213.6634 | 1211.8849 | 1210.2288 | 1208.697 | 1207.2913 | 1206.0134 | 1204.8517 | 1203.7956 | 1202.8355 | 1201.9627 | 1201.1692
F3_Industrial_Industrial - ID_Existing_Space Heating_Natural Gas_Gas Boiler - Hot Water Reset_A | F3 | Industrial | Industrial - ID | Existing | Space Heating | Natural Gas | Gas Boiler - Hot Water Reset | A | Econ Market Savings per Unit | 0 | 0 | 1249.6482 | 1246.5277 | 1243.4678 | 1240.4761 | 1237.5596 | 1234.7244 | 1231.9763 | 1229.3205 | 1226.7618 | 1224.3045 | 1221.9525 | 1219.7092 | 1217.5781 | 1215.5619 | 1213.6634 | 1211.8849 | 1210.2288 | 1208.697 | 1207.2913 | 1206.0134 | 1204.8517 | 1203.7956 | 1202.8355 | 1201.9627 | 1201.1692
F4_Industrial_Industrial - ID_Existing_Space Heating_Natural Gas_Gas Boiler - Hot Water Reset_A | F4 | Industrial | Industrial - ID | Existing | Space Heating | Natural Gas | Gas Boiler - Hot Water Reset | A | Econ Code Savings per Unit | 0 | 0 | 1249.6482 | 1246.5277 | 1243.4678 | 1240.4761 | 1237.5596 | 1234.7244 | 1231.9763 | 1229.3205 | 1226.7618 | 1224.3045 | 1221.9525 | 1219.7092 | 1217.5781 | 1215.5619 | 1213.6634 | 1211.8849 | 1210.2288 | 1208.697 | 1207.2913 | 1206.0134 | 1204.8517 | 1203.7956 | 1202.8355 | 1201.9627 | 1201.1692
F1_Industrial_Industrial - ID_Existing_Space Heating_Natural Gas_Gas Boiler - Insulate Hot Water Lines_A | F1 | Industrial | Industrial - ID | Existing | Space Heating | Natural Gas | Gas Boiler - Insulate Hot Water Lines | A | Tech. Market Savings per Unit | 0 | 0 | 5.2341 | 5.221 | 5.2082 | 5.1957 | 5.1835 | 5.1716 | 5.1601 | 5.149 | 5.1383 | 5.128 | 5.1181 | 5.1087 | 5.0998 | 5.0913 | 5.0834 | 5.0759 | 5.069 | 5.0626 | 5.0567 | 5.0513 | 5.0465 | 5.0421 | 5.038 | 5.0344 | 5.0311
F2_Industrial_Industrial - ID_Existing_Space Heating_Natural Gas_Gas Boiler - Insulate Hot Water Lines_A | F2 | Industrial | Industrial - ID | Existing | Space Heating | Natural Gas | Gas Boiler - Insulate Hot Water Lines | A | Tech Code Savings per Unit | 0 | 0 | 5.2341 | 5.221 | 5.2082 | 5.1957 | 5.1835 | 5.1716 | 5.1601 | 5.149 | 5.1383 | 5.128 | 5.1181 | 5.1087 | 5.0998 | 5.0913 | 5.0834 | 5.0759 | 5.069 | 5.0626 | 5.0567 | 5.0513 | 5.0465 | 5.0421 | 5.038 | 5.0344 | 5.0311
F3_Industrial_Industrial - ID_Existing_Space Heating_Natural Gas_Gas Boiler - Insulate Hot Water Lines_A | F3 | Industrial | Industrial - ID | Existing | Space Heating | Natural Gas | Gas Boiler - Insulate Hot Water Lines | A | Econ Market Savings per Unit | 0 | 0 | 5.2341 | 5.221 | 5.2082 | 5.1957 | 5.1835 | 5.1716 | 5.1601 | 5.149 | 5.1383 | 5.128 | 5.1181 | 5.1087 | 5.0998 | 5.0913 | 5.0834 | 5.0759 | 5.069 | 5.0626 | 5.0567 | 5.0513 | 5.0465 | 5.0421 | 5.038 | 5.0344 | 5.0311
F4_Industrial_Industrial - ID_Existing_Space Heating_Natural Gas_Gas Boiler - Insulate Hot Water Lines_A | F4 | Industrial | Industrial - ID | Existing | Space Heating | Natural Gas | Gas Boiler - Insulate Hot Water Lines | A | Econ Code Savings per Unit | 0 | 0 | 5.2341 | 5.221 | 5.2082 | 5.1957 | 5.1835 | 5.1716 | 5.1601 | 5.149 | 5.1383 | 5.128 | 5.1181 | 5.1087 | 5.0998 | 5.0913 | 5.0834 | 5.0759 | 5.069 | 5.0626 | 5.0567 | 5.0513 | 5.0465 | 5.0421 | 5.038 | 5.0344 | 5.0311
F1_Industrial_Industrial - ID_Existing_Space Heating_Natural Gas_Gas Boiler - Insulate Steam Lines/Condensate Tank_A | F1 | Industrial | Industrial - ID | Existing | Space Heating | Natural Gas | Gas Boiler - Insulate Steam Lines/Condensate Tank | A | Tech. Market Savings per Unit | 0 | 0 | 7.8185 | 7.799 | 7.7799 | 7.7612 | 7.7429 | 7.7252 | 7.708 | 7.6914 | 7.6753 | 7.66 | 7.6453 | 7.6312 | 7.6179 | 7.6053 | 7.5934 | 7.5823 | 7.5719 | 7.5623 | 7.5535 | 7.5455 | 7.5383 | 7.5317 | 7.5256 | 7.5202 | 7.5152
F2_Industrial_Industrial - ID_Existing_Space Heating_Natural Gas_Gas Boiler - Insulate Steam Lines/Condensate Tank_A | F2 | Industrial | Industrial - ID | Existing | Space Heating | Natural Gas | Gas Boiler - Insulate Steam Lines/Condensate Tank | A | Tech Code Savings per Unit | 0 | 0 | 7.8185 | 7.799 | 7.7799 | 7.7612 | 7.7429 | 7.7252 | 7.708 | 7.6914 | 7.6753 | 7.66 | 7.6453 | 7.6312 | 7.6179 | 7.6053 | 7.5934 | 7.5823 | 7.5719 | 7.5623 | 7.5535 | 7.5455 | 7.5383 | 7.5317 | 7.5256 | 7.5202 | 7.5152
F3_Industrial_Industrial - ID_Existing_Space Heating_Natural Gas_Gas Boiler - Insulate Steam Lines/Condensate Tank_A | F3 | Industrial | Industrial - ID | Existing | Space Heating | Natural Gas | Gas Boiler - Insulate Steam Lines/Condensate Tank | A | Econ Market Savings per Unit | 0 | 0 | 7.8185 | 7.799 | 7.7799 | 7.7612 | 7.7429 | 7.7252 | 7.708 | 7.6914 | 7.6753 | 7.66 | 7.6453 | 7.6312 | 7.6179 | 7.6053 | 7.5934 | 7.5823 | 7.5719 | 7.5623 | 7.5535 | 7.5455 | 7.5383 | 7.5317 | 7.5256 | 7.5202 | 7.5152
F4_Industrial_Industrial - ID_Existing_Space Heating_Natural Gas_Gas Boiler - Insulate Steam Lines/Condensate Tank_A | F4 | Industrial | Industrial - ID | Existing | Space Heating | Natural Gas | Gas Boiler - Insulate Steam Lines/Condensate Tank | A | Econ Code Savings per Unit | 0 | 0 | 7.8185 | 7.799 | 7.7799 | 7.7612 | 7.7429 | 7.7252 | 7.708 | 7.6914 | 7.6753 | 7.66 | 7.6453 | 7.6312 | 7.6179 | 7.6053 | 7.5934 | 7.5823 | 7.5719 | 7.5623 | 7.5535 | 7.5455 | 7.5383 | 7.5317 | 7.5256 | 7.5202 | 7.5152
F1_Industrial_Industrial - ID_Existing_Space Heating_Natural Gas_Gas Boiler - Stack Economizer_A | F1 | Industrial | Industrial - ID | Existing | Space Heating | Natural Gas | Gas Boiler - Stack Economizer | A | Tech. Market Savings per Unit | 0 | 0 | 1.1247 | 1.1219 | 1.1191 | 1.1164 | 1.1138 | 1.1113 | 1.1088 | 1.1064 | 1.1041 | 1.1019 | 1.0998 | 1.0977 | 1.0958 | 1.094 | 1.0923 | 1.0907 | 1.0892 | 1.0878 | 1.0866 | 1.0854 | 1.0844 | 1.0834 | 1.0826 | 1.0818 | 1.0811
F2_Industrial_Industrial - ID_Existing_Space Heating_Natural Gas_Gas Boiler - Stack Economizer_A | F2 | Industrial | Industrial - ID | Existing | Space Heating | Natural Gas | Gas Boiler - Stack Economizer | A | Tech Code Savings per Unit | 0 | 0 | 1.1247 | 1.1219 | 1.1191 | 1.1164 | 1.1138 | 1.1113 | 1.1088 | 1.1064 | 1.1041 | 1.1019 | 1.0998 | 1.0977 | 1.0958 | 1.094 | 1.0923 | 1.0907 | 1.0892 | 1.0878 | 1.0866 | 1.0854 | 1.0844 | 1.0834 | 1.0826 | 1.0818 | 1.0811
F3_Industrial_Industrial - ID_Existing_Space Heating_Natural Gas_Gas Boiler - Stack Economizer_A | F3 | Industrial | Industrial - ID | Existing | Space Heating | Natural Gas | Gas Boiler - Stack Economizer | A | Econ Market Savings per Unit | 0 | 0 | 1.1247 | 1.1219 | 1.1191 | 1.1164 | 1.1138 | 1.1113 | 1.1088 | 1.1064 | 1.1041 | 1.1019 | 1.0998 | 1.0977 | 1.0958 | 1.094 | 1.0923 | 1.0907 | 1.0892 | 1.0878 | 1.0866 | 1.0854 | 1.0844 | 1.0834 | 1.0826 | 1.0818 | 1.0811
F4_Industrial_Industrial - ID_Existing_Space Heating_Natural Gas_Gas Boiler - Stack Economizer_A | F4 | Industrial | Industrial - ID | Existing | Space Heating | Natural Gas | Gas Boiler - Stack Economizer | A | Econ Code Savings per Unit | 0 | 0 | 1.1247 | 1.1219 | 1.1191 | 1.1164 | 1.1138 | 1.1113 | 1.1088 | 1.1064 | 1.1041 | 1.1019 | 1.0998 | 1.0977 | 1.0958 | 1.094 | 1.0923 | 1.0907 | 1.0892 | 1.0878 | 1.0866 | 1.0854 | 1.0844 | 1.0834 | 1.0826 | 1.0818 | 1.0811
F1_Industrial_Industrial - ID_Existing_Space Heating_Natural Gas_Gas Boiler - Steam Trap Replacement_A | F1 | Industrial | Industrial - ID | Existing | Space Heating | Natural Gas | Gas Boiler - Steam Trap Replacement | A | Tech. Market Savings per Unit | 0 | 0 | 47339.4589 | 47221.25 | 47105.3351 | 46992.0028 | 46881.5156 | 46774.1119 | 46670.0086 | 46569.403 | 46472.4742 | 46379.3852 | 46290.284 | 46205.3055 | 46124.5718 | 46048.1945 | 45976.2745 | 45908.904 | 45846.1665 | 45788.138 | 45734.8876 | 45686.4782 | 45642.4696 | 45602.4618 | 45566.0911 | 45533.0268 | 45502.9684
F2_Industrial_Industrial - ID_Existing_Space Heating_Natural Gas_Gas Boiler - Steam Trap Replacement_A | F2 | Industrial | Industrial - ID | Existing | Space Heating | Natural Gas | Gas Boiler - Steam Trap Replacement | A | Tech Code Savings per Unit | 0 | 0 | 47339.4589 | 47221.25 | 47105.3351 | 46992.0028 | 46881.5156 | 46774.1119 | 46670.0086 | 46569.403 | 46472.4742 | 46379.3852 | 46290.284 | 46205.3055 | 46124.5718 | 46048.1945 | 45976.2745 | 45908.904 | 45846.1665 | 45788.138 | 45734.8876 | 45686.4782 | 45642.4696 | 45602.4618 | 45566.0911 | 45533.0268 | 45502.9684
F3_Industrial_Industrial - ID_Existing_Space Heating_Natural Gas_Gas Boiler - Steam Trap Replacement_A | F3 | Industrial | Industrial - ID | Existing | Space Heating | Natural Gas | Gas Boiler - Steam Trap Replacement | A | Econ Market Savings per Unit | 0 | 0 | 47339.4589 | 47221.25 | 47105.3351 | 46992.0028 | 46881.5156 | 46774.1119 | 46670.0086 | 46569.403 | 46472.4742 | 46379.3852 | 46290.284 | 46205.3055 | 46124.5718 | 46048.1945 | 45976.2745 | 45908.904 | 45846.1665 | 45788.138 | 45734.8876 | 45686.4782 | 45642.4696 | 45602.4618 | 45566.0911 | 45533.0268 | 45502.9684
F4_Industrial_Industrial - ID_Existing_Space Heating_Natural Gas_Gas Boiler - Steam Trap Replacement_A | F4 | Industrial | Industrial - ID | Existing | Space Heating | Natural Gas | Gas Boiler - Steam Trap Replacement | A | Econ Code Savings per Unit | 0 | 0 | 47339.4589 | 47221.25 | 47105.3351 | 46992.0028 | 46881.5156 | 46774.1119 | 46670.0086 | 46569.403 | 46472.4742 | 46379.3852 | 46290.284 | 46205.3055 | 46124.5718 | 46048.1945 | 45976.2745 | 45908.904 | 45846.1665 | 45788.138 | 45734.8876 | 45686.4782 | 45642.4696 | 45602.4618 | 45566.0911 | 45533.0268 | 45502.9684
F1_Industrial_Industrial - ID_Existing_Process_Natural Gas_Process Boiler - Hot Water Reset_A | F1 | Industrial | Industrial - ID | Existing | Process | Natural Gas | Process Boiler - Hot Water Reset | A | Tech. Market Savings per Unit | 0 | 0 | 8529.0556 | 8529.0556 | 8529.0556 | 8529.0556 | 8529.0556 | 8529.0556 | 8529.0556 | 8529.0556 | 8529.0556 | 8529.0556 | 8529.0556 | 8529.0556 | 8529.0556 | 8529.0556 | 8529.0556 | 8529.0556 | 8529.0556 | 8529.0556 | 8529.0556 | 8529.0556 | 8529.0556 | 8529.0556 | 8529.0556 | 8529.0556 | 8529.0556
F2_Industrial_Industrial - ID_Existing_Process_Natural Gas_Process Boiler - Hot Water Reset_A | F2 | Industrial | Industrial - ID | Existing | Process | Natural Gas | Process Boiler - Hot Water Reset | A | Tech Code Savings per Unit | 0 | 0 | 8529.0556 | 8529.0556 | 8529.0556 | 8529.0556 | 8529.0556 | 8529.0556 | 8529.0556 | 8529.0556 | 8529.0556 | 8529.0556 | 8529.0556 | 8529.0556 | 8529.0556 | 8529.0556 | 8529.0556 | 8529.0556 | 8529.0556 | 8529.0556 | 8529.0556 | 8529.0556 | 8529.0556 | 8529.0556 | 8529.0556 | 8529.0556 | 8529.0556
F3_Industrial_Industrial - ID_Existing_Process_Natural Gas_Process Boiler - Hot Water Reset_A | F3 | Industrial | Industrial - ID | Existing | Process | Natural Gas | Process Boiler - Hot Water Reset | A | Econ Market Savings per Unit | 0 | 0 | 8529.0556 | 8529.0556 | 8529.0556 | 8529.0556 | 8529.0556 | 8529.0556 | 8529.0556 | 8529.0556 | 8529.0556 | 8529.0556 | 8529.0556 | 8529.0556 | 8529.0556 | 8529.0556 | 8529.0556 | 8529.0556 | 8529.0556 | 8529.0556 | 8529.0556 | 8529.0556 | 8529.0556 | 8529.0556 | 8529.0556 | 8529.0556 | 8529.0556
F4_Industrial_Industrial - ID_Existing_Process_Natural Gas_Process Boiler - Hot Water Reset_A | F4 | Industrial | Industrial - ID | Existing | Process | Natural Gas | Process Boiler - Hot Water Reset | A | Econ Code Savings per Unit | 0 | 0 | 8529.0556 | 8529.0556 | 8529.0556 | 8529.0556 | 8529.0556 | 8529.0556 | 8529.0556 | 8529.0556 | 8529.0556 | 8529.0556 | 8529.0556 | 8529.0556 | 8529.0556 | 8529.0556 | 8529.0556 | 8529.0556 | 8529.0556 | 8529.0556 | 8529.0556 | 8529.0556 | 8529.0556 | 8529.0556 | 8529.0556 | 8529.0556 | 8529.0556
F1_Industrial_Industrial - ID_Existing_Process_Natural Gas_Process Boiler - Burner Control Optimization_A | F1 | Industrial | Industrial - ID | Existing | Process | Natural Gas | Process Boiler - Burner Control Optimization | A | Tech. Market Savings per Unit | 0 | 0 | 2.3188 | 2.3188 | 2.3188 | 2.3188 | 2.3188 | 2.3188 | 2.3188 | 2.3188 | 2.3188 | 2.3188 | 2.3188 | 2.3188 | 2.3188 | 2.3188 | 2.3188 | 2.3188 | 2.3188 | 2.3188 | 2.3188 | 2.3188 | 2.3188 | 2.3188 | 2.3188 | 2.3188 | 2.3188
F2_Industrial_Industrial - ID_Existing_Process_Natural Gas_Process Boiler - Burner Control Optimization_A | F2 | Industrial | Industrial - ID | Existing | Process | Natural Gas | Process Boiler - Burner Control Optimization | A | Tech Code Savings per Unit | 0 | 0 | 2.3188 | 2.3188 | 2.3188 | 2.3188 | 2.3188 | 2.3188 | 2.3188 | 2.3188 | 2.3188 | 2.3188 | 2.3188 | 2.3188 | 2.3188 | 2.3188 | 2.3188 | 2.3188 | 2.3188 | 2.3188 | 2.3188 | 2.3188 | 2.3188 | 2.3188 | 2.3188 | 2.3188 | 2.3188
F3_Industrial_Industrial - ID_Existing_Process_Natural Gas_Process Boiler - Burner Control Optimization_A | F3 | Industrial | Industrial - ID | Existing | Process | Natural Gas | Process Boiler - Burner Control Optimization | A | Econ Market Savings per Unit | 0 | 0 | 2.3188 | 2.3188 | 2.3188 | 2.3188 | 2.3188 | 2.3188 | 2.3188 | 2.3188 | 2.3188 | 2.3188 | 2.3188 | 2.3188 | 2.3188 | 2.3188 | 2.3188 | 2.3188 | 2.3188 | 2.3188 | 2.3188 | 2.3188 | 2.3188 | 2.3188 | 2.3188 | 2.3188 | 2.3188
F4_Industrial_Industrial - ID_Existing_Process_Natural Gas_Process Boiler - Burner Control Optimization_A | F4 | Industrial | Industrial - ID | Existing | Process | Natural Gas | Process Boiler - Burner Control Optimization | A | Econ Code Savings per Unit | 0 | 0 | 2.3188 | 2.3188 | 2.3188 | 2.3188 | 2.3188 | 2.3188 | 2.3188 | 2.3188 | 2.3188 | 2.3188 | 2.3188 | 2.3188 | 2.3188 | 2.3188 | 2.3188 | 2.3188 | 2.3188 | 2.3188 | 2.3188 | 2.3188 | 2.3188 | 2.3188 | 2.3188 | 2.3188 | 2.3188
F1_Industrial_Industrial - ID_Existing_Process_Natural Gas_Process Boiler - Insulate Hot Water Lines_A | F1 | Industrial | Industrial - ID | Existing | Process | Natural Gas | Process Boiler - Insulate Hot Water Lines | A | Tech. Market Savings per Unit | 0 | 0 | 35.7237 | 35.7237 | 35.7237 | 35.7237 | 35.7237 | 35.7237 | 35.7237 | 35.7237 | 35.7237 | 35.7237 | 35.7237 | 35.7237 | 35.7237 | 35.7237 | 35.7237 | 35.7237 | 35.7237 | 35.7237 | 35.7237 | 35.7237 | 35.7237 | 35.7237 | 35.7237 | 35.7237 | 35.7237
F2_Industrial_Industrial - ID_Existing_Process_Natural Gas_Process Boiler - Insulate Hot Water Lines_A | F2 | Industrial | Industrial - ID | Existing | Process | Natural Gas | Process Boiler - Insulate Hot Water Lines | A | Tech Code Savings per Unit | 0 | 0 | 35.7237 | 35.7237 | 35.7237 | 35.7237 | 35.7237 | 35.7237 | 35.7237 | 35.7237 | 35.7237 | 35.7237 | 35.7237 | 35.7237 | 35.7237 | 35.7237 | 35.7237 | 35.7237 | 35.7237 | 35.7237 | 35.7237 | 35.7237 | 35.7237 | 35.7237 | 35.7237 | 35.7237 | 35.7237
F3_Industrial_Industrial - ID_Existing_Process_Natural Gas_Process Boiler - Insulate Hot Water Lines_A | F3 | Industrial | Industrial - ID | Existing | Process | Natural Gas | Process Boiler - Insulate Hot Water Lines | A | Econ Market Savings per Unit | 0 | 0 | 35.7237 | 35.7237 | 35.7237 | 35.7237 | 35.7237 | 35.7237 | 35.7237 | 35.7237 | 35.7237 | 35.7237 | 35.7237 | 35.7237 | 35.7237 | 35.7237 | 35.7237 | 35.7237 | 35.7237 | 35.7237 | 35.7237 | 35.7237 | 35.7237 | 35.7237 | 35.7237 | 35.7237 | 35.7237
F4_Industrial_Industrial - ID_Existing_Process_Natural Gas_Process Boiler - Insulate Hot Water Lines_A | F4 | Industrial | Industrial - ID | Existing | Process | Natural Gas | Process Boiler - Insulate Hot Water Lines | A | Econ Code Savings per Unit | 0 | 0 | 35.7237 | 35.7237 | 35.7237 | 35.7237 | 35.7237 | 35.7237 | 35.7237 | 35.7237 | 35.7237 | 35.7237 | 35.7237 | 35.7237 | 35.7237 | 35.7237 | 35.7237 | 35.7237 | 35.7237 | 35.7237 | 35.7237 | 35.7237 | 35.7237 | 35.7237 | 35.7237 | 35.7237 | 35.7237
F1_Industrial_Industrial - ID_Existing_Process_Natural Gas_Process Boiler - Insulate Steam Lines/Condensate Tank_A | F1 | Industrial | Industrial - ID | Existing | Process | Natural Gas | Process Boiler - Insulate Steam Lines/Condensate Tank | A | Tech. Market Savings per Unit | 0 | 0 | 53.3628 | 53.3628 | 53.3628 | 53.3628 | 53.3628 | 53.3628 | 53.3628 | 53.3628 | 53.3628 | 53.3628 | 53.3628 | 53.3628 | 53.3628 | 53.3628 | 53.3628 | 53.3628 | 53.3628 | 53.3628 | 53.3628 | 53.3628 | 53.3628 | 53.3628 | 53.3628 | 53.3628 | 53.3628
F2_Industrial_Industrial - ID_Existing_Process_Natural Gas_Process Boiler - Insulate Steam Lines/Condensate Tank_A | F2 | Industrial | Industrial - ID | Existing | Process | Natural Gas | Process Boiler - Insulate Steam Lines/Condensate Tank | A | Tech Code Savings per Unit | 0 | 0 | 53.3628 | 53.3628 | 53.3628 | 53.3628 | 53.3628 | 53.3628 | 53.3628 | 53.3628 | 53.3628 | 53.3628 | 53.3628 | 53.3628 | 53.3628 | 53.3628 | 53.3628 | 53.3628 | 53.3628 | 53.3628 | 53.3628 | 53.3628 | 53.3628 | 53.3628 | 53.3628 | 53.3628 | 53.3628
F3_Industrial_Industrial - ID_Existing_Process_Natural Gas_Process Boiler - Insulate Steam Lines/Condensate Tank_A | F3 | Industrial | Industrial - ID | Existing | Process | Natural Gas | Process Boiler - Insulate Steam Lines/Condensate Tank | A | Econ Market Savings per Unit | 0 | 0 | 53.3628 | 53.3628 | 53.3628 | 53.3628 | 53.3628 | 53.3628 | 53.3628 | 53.3628 | 53.3628 | 53.3628 | 53.3628 | 53.3628 | 53.3628 | 53.3628 | 53.3628 | 53.3628 | 53.3628 | 53.3628 | 53.3628 | 53.3628 | 53.3628 | 53.3628 | 53.3628 | 53.3628 | 53.3628
F4_Industrial_Industrial - ID_Existing_Process_Natural Gas_Process Boiler - Insulate Steam Lines/Condensate Tank_A | F4 | Industrial | Industrial - ID | Existing | Process | Natural Gas | Process Boiler - Insulate Steam Lines/Condensate Tank | A | Econ Code Savings per Unit | 0 | 0 | 53.3628 | 53.3628 | 53.3628 | 53.3628 | 53.3628 | 53.3628 | 53.3628 | 53.3628 | 53.3628 | 53.3628 | 53.3628 | 53.3628 | 53.3628 | 53.3628 | 53.3628 | 53.3628 | 53.3628 | 53.3628 | 53.3628 | 53.3628 | 53.3628 | 53.3628 | 53.3628 | 53.3628 | 53.3628
F1_Industrial_Industrial - ID_Existing_Process_Natural Gas_Process Boiler - Stack Economizer_A | F1 | Industrial | Industrial - ID | Existing | Process | Natural Gas | Process Boiler - Stack Economizer | A | Tech. Market Savings per Unit | 0 | 0 | 7.6762 | 7.6762 | 7.6762 | 7.6762 | 7.6762 | 7.6762 | 7.6762 | 7.6762 | 7.6762 | 7.6762 | 7.6762 | 7.6762 | 7.6762 | 7.6762 | 7.6762 | 7.6762 | 7.6762 | 7.6762 | 7.6762 | 7.6762 | 7.6762 | 7.6762 | 7.6762 | 7.6762 | 7.6762
F2_Industrial_Industrial - ID_Existing_Process_Natural Gas_Process Boiler - Stack Economizer_A | F2 | Industrial | Industrial - ID | Existing | Process | Natural Gas | Process Boiler - Stack Economizer | A | Tech Code Savings per Unit | 0 | 0 | 7.6762 | 7.6762 | 7.6762 | 7.6762 | 7.6762 | 7.6762 | 7.6762 | 7.6762 | 7.6762 | 7.6762 | 7.6762 | 7.6762 | 7.6762 | 7.6762 | 7.6762 | 7.6762 | 7.6762 | 7.6762 | 7.6762 | 7.6762 | 7.6762 | 7.6762 | 7.6762 | 7.6762 | 7.6762
F3_Industrial_Industrial - ID_Existing_Process_Natural Gas_Process Boiler - Stack Economizer_A | F3 | Industrial | Industrial - ID | Existing | Process | Natural Gas | Process Boiler - Stack Economizer | A | Econ Market Savings per Unit | 0 | 0 | 7.6762 | 7.6762 | 7.6762 | 7.6762 | 7.6762 | 7.6762 | 7.6762 | 7.6762 | 7.6762 | 7.6762 | 7.6762 | 7.6762 | 7.6762 | 7.6762 | 7.6762 | 7.6762 | 7.6762 | 7.6762 | 7.6762 | 7.6762 | 7.6762 | 7.6762 | 7.6762 | 7.6762 | 7.6762
F4_Industrial_Industrial - ID_Existing_Process_Natural Gas_Process Boiler - Stack Economizer_A | F4 | Industrial | Industrial - ID | Existing | Process | Natural Gas | Process Boiler - Stack Economizer | A | Econ Code Savings per Unit | 0 | 0 | 7.6762 | 7.6762 | 7.6762 | 7.6762 | 7.6762 | 7.6762 | 7.6762 | 7.6762 | 7.6762 | 7.6762 | 7.6762 | 7.6762 | 7.6762 | 7.6762 | 7.6762 | 7.6762 | 7.6762 | 7.6762 | 7.6762 | 7.6762 | 7.6762 | 7.6762 | 7.6762 | 7.6762 | 7.6762
F1_Industrial_Industrial - ID_Existing_Process_Natural Gas_Process Boiler - Steam Trap Replacement_A | F1 | Industrial | Industrial - ID | Existing | Process | Natural Gas | Process Boiler - Steam Trap Replacement | A | Tech. Market Savings per Unit | 0 | 0 | 323099.6453 | 323099.6453 | 323099.6453 | 323099.6453 | 323099.6453 | 323099.6453 | 323099.6453 | 323099.6453 | 323099.6453 | 323099.6453 | 323099.6453 | 323099.6453 | 323099.6453 | 323099.6453 | 323099.6453 | 323099.6453 | 323099.6453 | 323099.6453 | 323099.6453 | 323099.6453 | 323099.6453 | 323099.6453 | 323099.6453 | 323099.6453 | 323099.6453
F2_Industrial_Industrial - ID_Existing_Process_Natural Gas_Process Boiler - Steam Trap Replacement_A | F2 | Industrial | Industrial - ID | Existing | Process | Natural Gas | Process Boiler - Steam Trap Replacement | A | Tech Code Savings per Unit | 0 | 0 | 323099.6453 | 323099.6453 | 323099.6453 | 323099.6453 | 323099.6453 | 323099.6453 | 323099.6453 | 323099.6453 | 323099.6453 | 323099.6453 | 323099.6453 | 323099.6453 | 323099.6453 | 323099.6453 | 323099.6453 | 323099.6453 | 323099.6453 | 323099.6453 | 323099.6453 | 323099.6453 | 323099.6453 | 323099.6453 | 323099.6453 | 323099.6453 | 323099.6453
F3_Industrial_Industrial - ID_Existing_Process_Natural Gas_Process Boiler - Steam Trap Replacement_A | F3 | Industrial | Industrial - ID | Existing | Process | Natural Gas | Process Boiler - Steam Trap Replacement | A | Econ Market Savings per Unit | 0 | 0 | 323099.6453 | 323099.6453 | 323099.6453 | 323099.6453 | 323099.6453 | 323099.6453 | 323099.6453 | 323099.6453 | 323099.6453 | 323099.6453 | 323099.6453 | 323099.6453 | 323099.6453 | 323099.6453 | 323099.6453 | 323099.6453 | 323099.6453 | 323099.6453 | 323099.6453 | 323099.6453 | 323099.6453 | 323099.6453 | 323099.6453 | 323099.6453 | 323099.6453
F4_Industrial_Industrial - ID_Existing_Process_Natural Gas_Process Boiler - Steam Trap Replacement_A | F4 | Industrial | Industrial - ID | Existing | Process | Natural Gas | Process Boiler - Steam Trap Replacement | A | Econ Code Savings per Unit | 0 | 0 | 323099.6453 | 323099.6453 | 323099.6453 | 323099.6453 | 323099.6453 | 323099.6453 | 323099.6453 | 323099.6453 | 323099.6453 | 323099.6453 | 323099.6453 | 323099.6453 | 323099.6453 | 323099.6453 | 323099.6453 | 323099.6453 | 323099.6453 | 323099.6453 | 323099.6453 | 323099.6453 | 323099.6453 | 323099.6453 | 323099.6453 | 323099.6453 | 323099.6453
F1_Industrial_Industrial - ID_Existing_Process_Natural Gas_Process Boiler - Maintenance_A | F1 | Industrial | Industrial - ID | Existing | Process | Natural Gas | Process Boiler - Maintenance | A | Tech. Market Savings per Unit | 0 | 0 | 4.7976 | 4.7976 | 4.7976 | 4.7976 | 4.7976 | 4.7976 | 4.7976 | 4.7976 | 4.7976 | 4.7976 | 4.7976 | 4.7976 | 4.7976 | 4.7976 | 4.7976 | 4.7976 | 4.7976 | 4.7976 | 4.7976 | 4.7976 | 4.7976 | 4.7976 | 4.7976 | 4.7976 | 4.7976
F2_Industrial_Industrial - ID_Existing_Process_Natural Gas_Process Boiler - Maintenance_A | F2 | Industrial | Industrial - ID | Existing | Process | Natural Gas | Process Boiler - Maintenance | A | Tech Code Savings per Unit | 0 | 0 | 4.7976 | 4.7976 | 4.7976 | 4.7976 | 4.7976 | 4.7976 | 4.7976 | 4.7976 | 4.7976 | 4.7976 | 4.7976 | 4.7976 | 4.7976 | 4.7976 | 4.7976 | 4.7976 | 4.7976 | 4.7976 | 4.7976 | 4.7976 | 4.7976 | 4.7976 | 4.7976 | 4.7976 | 4.7976
F3_Industrial_Industrial - ID_Existing_Process_Natural Gas_Process Boiler - Maintenance_A | F3 | Industrial | Industrial - ID | Existing | Process | Natural Gas | Process Boiler - Maintenance | A | Econ Market Savings per Unit | 0 | 0 | 4.7976 | 4.7976 | 4.7976 | 4.7976 | 4.7976 | 4.7976 | 4.7976 | 4.7976 | 4.7976 | 4.7976 | 4.7976 | 4.7976 | 4.7976 | 4.7976 | 4.7976 | 4.7976 | 4.7976 | 4.7976 | 4.7976 | 4.7976 | 4.7976 | 4.7976 | 4.7976 | 4.7976 | 4.7976
F4_Industrial_Industrial - ID_Existing_Process_Natural Gas_Process Boiler - Maintenance_A | F4 | Industrial | Industrial - ID | Existing | Process | Natural Gas | Process Boiler - Maintenance | A | Econ Code Savings per Unit | 0 | 0 | 4.7976 | 4.7976 | 4.7976 | 4.7976 | 4.7976 | 4.7976 | 4.7976 | 4.7976 | 4.7976 | 4.7976 | 4.7976 | 4.7976 | 4.7976 | 4.7976 | 4.7976 | 4.7976 | 4.7976 | 4.7976 | 4.7976 | 4.7976 | 4.7976 | 4.7976 | 4.7976 | 4.7976 | 4.7976
F1_Industrial_Industrial - ID_Existing_Process_Natural Gas_Process - Heat Recovery_A | F1 | Industrial | Industrial - ID | Existing | Process | Natural Gas | Process - Heat Recovery | A | Tech. Market Savings per Unit | 0 | 0 | 0.71666 | 0.71666 | 0.71666 | 0.71666 | 0.71666 | 0.71666 | 0.71666 | 0.71666 | 0.71666 | 0.71666 | 0.71666 | 0.71666 | 0.71666 | 0.71666 | 0.71666 | 0.71666 | 0.71666 | 0.71666 | 0.71666 | 0.71666 | 0.71666 | 0.71666 | 0.71666 | 0.71666 | 0.71666
F2_Industrial_Industrial - ID_Existing_Process_Natural Gas_Process - Heat Recovery_A | F2 | Industrial | Industrial - ID | Existing | Process | Natural Gas | Process - Heat Recovery | A | Tech Code Savings per Unit | 0 | 0 | 0.71666 | 0.71666 | 0.71666 | 0.71666 | 0.71666 | 0.71666 | 0.71666 | 0.71666 | 0.71666 | 0.71666 | 0.71666 | 0.71666 | 0.71666 | 0.71666 | 0.71666 | 0.71666 | 0.71666 | 0.71666 | 0.71666 | 0.71666 | 0.71666 | 0.71666 | 0.71666 | 0.71666 | 0.71666
F3_Industrial_Industrial - ID_Existing_Process_Natural Gas_Process - Heat Recovery_A | F3 | Industrial | Industrial - ID | Existing | Process | Natural Gas | Process - Heat Recovery | A | Econ Market Savings per Unit | 0 | 0 | 0.71666 | 0.71666 | 0.71666 | 0.71666 | 0.71666 | 0.71666 | 0.71666 | 0.71666 | 0.71666 | 0.71666 | 0.71666 | 0.71666 | 0.71666 | 0.71666 | 0.71666 | 0.71666 | 0.71666 | 0.71666 | 0.71666 | 0.71666 | 0.71666 | 0.71666 | 0.71666 | 0.71666 | 0.71666
F4_Industrial_Industrial - ID_Existing_Process_Natural Gas_Process - Heat Recovery_A | F4 | Industrial | Industrial - ID | Existing | Process | Natural Gas | Process - Heat Recovery | A | Econ Code Savings per Unit | 0 | 0 | 0.71666 | 0.71666 | 0.71666 | 0.71666 | 0.71666 | 0.71666 | 0.71666 | 0.71666 | 0.71666 | 0.71666 | 0.71666 | 0.71666 | 0.71666 | 0.71666 | 0.71666 | 0.71666 | 0.71666 | 0.71666 | 0.71666 | 0.71666 | 0.71666 | 0.71666 | 0.71666 | 0.71666 | 0.71666
F1_Industrial_Industrial - ID_Existing_Space Heating_Natural Gas_Strategic Energy Management_A | F1 | Industrial | Industrial - ID | Existing | Space Heating | Natural Gas | Strategic Energy Management | A | Tech. Market Savings per Unit | 0 | 0 | 0.034001 | 0.033937 | 0.033868 | 0.033796 | 0.03372 | 0.033641 | 0.03356 | 0.033477 | 0.033393 | 0.033308 | 0.033222 | 0.033137 | 0.033051 | 0.032966 | 0.032881 | 0.032797 | 0.032715 | 0.032638 | 0.032567 | 0.032501 | 0.032441 | 0.032385 | 0.032335 | 0.032288 | 0.032245
F2_Industrial_Industrial - ID_Existing_Space Heating_Natural Gas_Strategic Energy Management_A | F2 | Industrial | Industrial - ID | Existing | Space Heating | Natural Gas | Strategic Energy Management | A | Tech Code Savings per Unit | 0 | 0 | 0.034001 | 0.033937 | 0.033868 | 0.033796 | 0.03372 | 0.033641 | 0.03356 | 0.033477 | 0.033393 | 0.033308 | 0.033222 | 0.033137 | 0.033051 | 0.032966 | 0.032881 | 0.032797 | 0.032715 | 0.032638 | 0.032567 | 0.032501 | 0.032441 | 0.032385 | 0.032335 | 0.032288 | 0.032245
F3_Industrial_Industrial - ID_Existing_Space Heating_Natural Gas_Strategic Energy Management_A | F3 | Industrial | Industrial - ID | Existing | Space Heating | Natural Gas | Strategic Energy Management | A | Econ Market Savings per Unit | 0 | 0 | 0.034001 | 0.033937 | 0.033868 | 0.033796 | 0.03372 | 0.033641 | 0.03356 | 0.033477 | 0.033393 | 0.033308 | 0.033222 | 0.033137 | 0.033051 | 0.032966 | 0.032881 | 0.032797 | 0.032715 | 0.032638 | 0.032567 | 0.032501 | 0.032441 | 0.032385 | 0.032335 | 0.032288 | 0.032245
F4_Industrial_Industrial - ID_Existing_Space Heating_Natural Gas_Strategic Energy Management_A | F4 | Industrial | Industrial - ID | Existing | Space Heating | Natural Gas | Strategic Energy Management | A | Econ Code Savings per Unit | 0 | 0 | 0.034001 | 0.033937 | 0.033868 | 0.033796 | 0.03372 | 0.033641 | 0.03356 | 0.033477 | 0.033393 | 0.033308 | 0.033222 | 0.033137 | 0.033051 | 0.032966 | 0.032881 | 0.032797 | 0.032715 | 0.032638 | 0.032567 | 0.032501 | 0.032441 | 0.032385 | 0.032335 | 0.032288 | 0.032245
F1_Industrial_Industrial - ID_Existing_Process_Natural Gas_Strategic Energy Management_A | F1 | Industrial | Industrial - ID | Existing | Process | Natural Gas | Strategic Energy Management | A | Tech. Market Savings per Unit | 0 | 0 | 0.11673 | 0.11673 | 0.11673 | 0.11673 | 0.11673 | 0.11673 | 0.11673 | 0.11673 | 0.11673 | 0.11673 | 0.11673 | 0.11673 | 0.11673 | 0.11673 | 0.11673 | 0.11673 | 0.11673 | 0.11673 | 0.11673 | 0.11673 | 0.11673 | 0.11673 | 0.11673 | 0.11673 | 0.11673
F2_Industrial_Industrial - ID_Existing_Process_Natural Gas_Strategic Energy Management_A | F2 | Industrial | Industrial - ID | Existing | Process | Natural Gas | Strategic Energy Management | A | Tech Code Savings per Unit | 0 | 0 | 0.11673 | 0.11673 | 0.11673 | 0.11673 | 0.11673 | 0.11673 | 0.11673 | 0.11673 | 0.11673 | 0.11673 | 0.11673 | 0.11673 | 0.11673 | 0.11673 | 0.11673 | 0.11673 | 0.11673 | 0.11673 | 0.11673 | 0.11673 | 0.11673 | 0.11673 | 0.11673 | 0.11673 | 0.11673
F3_Industrial_Industrial - ID_Existing_Process_Natural Gas_Strategic Energy Management_A | F3 | Industrial | Industrial - ID | Existing | Process | Natural Gas | Strategic Energy Management | A | Econ Market Savings per Unit | 0 | 0 | 0.11673 | 0.11673 | 0.11673 | 0.11673 | 0.11673 | 0.11673 | 0.11673 | 0.11673 | 0.11673 | 0.11673 | 0.11673 | 0.11673 | 0.11673 | 0.11673 | 0.11673 | 0.11673 | 0.11673 | 0.11673 | 0.11673 | 0.11673 | 0.11673 | 0.11673 | 0.11673 | 0.11673 | 0.11673
F4_Industrial_Industrial - ID_Existing_Process_Natural Gas_Strategic Energy Management_A | F4 | Industrial | Industrial - ID | Existing | Process | Natural Gas | Strategic Energy Management | A | Econ Code Savings per Unit | 0 | 0 | 0.11673 | 0.11673 | 0.11673 | 0.11673 | 0.11673 | 0.11673 | 0.11673 | 0.11673 | 0.11673 | 0.11673 | 0.11673 | 0.11673 | 0.11673 | 0.11673 | 0.11673 | 0.11673 | 0.11673 | 0.11673 | 0.11673 | 0.11673 | 0.11673 | 0.11673 | 0.11673 | 0.11673 | 0.11673
F1_Industrial_Industrial - ID_Existing_Miscellaneous_Natural Gas_Strategic Energy Management_A | F1 | Industrial | Industrial - ID | Existing | Miscellaneous | Natural Gas | Strategic Energy Management | A | Tech. Market Savings per Unit | 0 | 0 | 0.025488 | 0.025488 | 0.025488 | 0.025488 | 0.025488 | 0.025488 | 0.025488 | 0.025488 | 0.025488 | 0.025488 | 0.025488 | 0.025488 | 0.025488 | 0.025488 | 0.025488 | 0.025488 | 0.025488 | 0.025488 | 0.025488 | 0.025488 | 0.025488 | 0.025488 | 0.025488 | 0.025488 | 0.025488
F2_Industrial_Industrial - ID_Existing_Miscellaneous_Natural Gas_Strategic Energy Management_A | F2 | Industrial | Industrial - ID | Existing | Miscellaneous | Natural Gas | Strategic Energy Management | A | Tech Code Savings per Unit | 0 | 0 | 0.025488 | 0.025488 | 0.025488 | 0.025488 | 0.025488 | 0.025488 | 0.025488 | 0.025488 | 0.025488 | 0.025488 | 0.025488 | 0.025488 | 0.025488 | 0.025488 | 0.025488 | 0.025488 | 0.025488 | 0.025488 | 0.025488 | 0.025488 | 0.025488 | 0.025488 | 0.025488 | 0.025488 | 0.025488
F3_Industrial_Industrial - ID_Existing_Miscellaneous_Natural Gas_Strategic Energy Management_A | F3 | Industrial | Industrial - ID | Existing | Miscellaneous | Natural Gas | Strategic Energy Management | A | Econ Market Savings per Unit | 0 | 0 | 0.025488 | 0.025488 | 0.025488 | 0.025488 | 0.025488 | 0.025488 | 0.025488 | 0.025488 | 0.025488 | 0.025488 | 0.025488 | 0.025488 | 0.025488 | 0.025488 | 0.025488 | 0.025488 | 0.025488 | 0.025488 | 0.025488 | 0.025488 | 0.025488 | 0.025488 | 0.025488 | 0.025488 | 0.025488
F4_Industrial_Industrial - ID_Existing_Miscellaneous_Natural Gas_Strategic Energy Management_A | F4 | Industrial | Industrial - ID | Existing | Miscellaneous | Natural Gas | Strategic Energy Management | A | Econ Code Savings per Unit | 0 | 0 | 0.025488 | 0.025488 | 0.025488 | 0.025488 | 0.025488 | 0.025488 | 0.025488 | 0.025488 | 0.025488 | 0.025488 | 0.025488 | 0.025488 | 0.025488 | 0.025488 | 0.025488 | 0.025488 | 0.025488 | 0.025488 | 0.025488 | 0.025488 | 0.025488 | 0.025488 | 0.025488 | 0.025488 | 0.025488
F1_Industrial_Industrial - ID_Existing_Space Heating_Natural Gas_Retrocommissioning_A | F1 | Industrial | Industrial - ID | Existing | Space Heating | Natural Gas | Retrocommissioning | A | Tech. Market Savings per Unit | 0 | 0 | 0.04175 | 0.041671 | 0.041587 | 0.041498 | 0.041405 | 0.041308 | 0.041208 | 0.041107 | 0.041004 | 0.040899 | 0.040794 | 0.040689 | 0.040583 | 0.040479 | 0.040375 | 0.040272 | 0.040171 | 0.040077 | 0.039989 | 0.039908 | 0.039834 | 0.039766 | 0.039704 | 0.039646 | 0.039593
F2_Industrial_Industrial - ID_Existing_Space Heating_Natural Gas_Retrocommissioning_A | F2 | Industrial | Industrial - ID | Existing | Space Heating | Natural Gas | Retrocommissioning | A | Tech Code Savings per Unit | 0 | 0 | 0.04175 | 0.041671 | 0.041587 | 0.041498 | 0.041405 | 0.041308 | 0.041208 | 0.041107 | 0.041004 | 0.040899 | 0.040794 | 0.040689 | 0.040583 | 0.040479 | 0.040375 | 0.040272 | 0.040171 | 0.040077 | 0.039989 | 0.039908 | 0.039834 | 0.039766 | 0.039704 | 0.039646 | 0.039593
F3_Industrial_Industrial - ID_Existing_Space Heating_Natural Gas_Retrocommissioning_A | F3 | Industrial | Industrial - ID | Existing | Space Heating | Natural Gas | Retrocommissioning | A | Econ Market Savings per Unit | 0 | 0 | 0.04175 | 0.041671 | 0.041587 | 0.041498 | 0.041405 | 0.041308 | 0.041208 | 0.041107 | 0.041004 | 0.040899 | 0.040794 | 0.040689 | 0.040583 | 0.040479 | 0.040375 | 0.040272 | 0.040171 | 0.040077 | 0.039989 | 0.039908 | 0.039834 | 0.039766 | 0.039704 | 0.039646 | 0.039593
F4_Industrial_Industrial - ID_Existing_Space Heating_Natural Gas_Retrocommissioning_A | F4 | Industrial | Industrial - ID | Existing | Space Heating | Natural Gas | Retrocommissioning | A | Econ Code Savings per Unit | 0 | 0 | 0.04175 | 0.041671 | 0.041587 | 0.041498 | 0.041405 | 0.041308 | 0.041208 | 0.041107 | 0.041004 | 0.040899 | 0.040794 | 0.040689 | 0.040583 | 0.040479 | 0.040375 | 0.040272 | 0.040171 | 0.040077 | 0.039989 | 0.039908 | 0.039834 | 0.039766 | 0.039704 | 0.039646 | 0.039593
F1_Industrial_Industrial - ID_Existing_Process_Natural Gas_Retrocommissioning_A | F1 | Industrial | Industrial - ID | Existing | Process | Natural Gas | Retrocommissioning | A | Tech. Market Savings per Unit | 0 | 0 | 0 | 0 | 0 | 0 | 0 | 0 | 0 | 0 | 0 | 0 | 0 | 0 | 0 | 0 | 0 | 0 | 0 | 0 | 0 | 0 | 0 | 0 | 0 | 0 | 0
F2_Industrial_Industrial - ID_Existing_Process_Natural Gas_Retrocommissioning_A | F2 | Industrial | Industrial - ID | Existing | Process | Natural Gas | Retrocommissioning | A | Tech Code Savings per Unit | 0 | 0 | 0 | 0 | 0 | 0 | 0 | 0 | 0 | 0 | 0 | 0 | 0 | 0 | 0 | 0 | 0 | 0 | 0 | 0 | 0 | 0 | 0 | 0 | 0 | 0 | 0
F3_Industrial_Industrial - ID_Existing_Process_Natural Gas_Retrocommissioning_A | F3 | Industrial | Industrial - ID | Existing | Process | Natural Gas | Retrocommissioning | A | Econ Market Savings per Unit | 0 | 0 | 0 | 0 | 0 | 0 | 0 | 0 | 0 | 0 | 0 | 0 | 0 | 0 | 0 | 0 | 0 | 0 | 0 | 0 | 0 | 0 | 0 | 0 | 0 | 0 | 0
F4_Industrial_Industrial - ID_Existing_Process_Natural Gas_Retrocommissioning_A | F4 | Industrial | Industrial - ID | Existing | Process | Natural Gas | Retrocommissioning | A | Econ Code Savings per Unit | 0 | 0 | 0 | 0 | 0 | 0 | 0 | 0 | 0 | 0 | 0 | 0 | 0 | 0 | 0 | 0 | 0 | 0 | 0 | 0 | 0 | 0 | 0 | 0 | 0 | 0 | 0
F1_Industrial_Industrial - ID_New_Space Heating_Natural Gas_Insulation - Ceiling_A | F1 | Industrial | Industrial - ID | New | Space Heating | Natural Gas | Insulation - Ceiling | A | Tech. Market Savings per Unit | 0 | 0 | 0.07575 | 0.073705 | 0.07354 | 0.073477 | 0.073444 | 0.073424 | 0.07341 | 0.073401 | 0.073393 | 0.073387 | 0.073383 | 0.073379 | 0.073375 | 0.073373 | 0.07337 | 0.073368 | 0.073367 | 0.073364 | 0.073361 | 0.073358 | 0.073355 | 0.073353 | 0.073351 | 0.073349 | 0.073348
F2_Industrial_Industrial - ID_New_Space Heating_Natural Gas_Insulation - Ceiling_A | F2 | Industrial | Industrial - ID | New | Space Heating | Natural Gas | Insulation - Ceiling | A | Tech Code Savings per Unit | 0 | 0 | 0.07575 | 0.073705 | 0.07354 | 0.073477 | 0.073444 | 0.073424 | 0.07341 | 0.073401 | 0.073393 | 0.073387 | 0.073383 | 0.073379 | 0.073375 | 0.073373 | 0.07337 | 0.073368 | 0.073367 | 0.073364 | 0.073361 | 0.073358 | 0.073355 | 0.073353 | 0.073351 | 0.073349 | 0.073348
F3_Industrial_Industrial - ID_New_Space Heating_Natural Gas_Insulation - Ceiling_A | F3 | Industrial | Industrial - ID | New | Space Heating | Natural Gas | Insulation - Ceiling | A | Econ Market Savings per Unit | 0 | 0 | 0.07575 | 0.073705 | 0.07354 | 0.073477 | 0.073444 | 0.073424 | 0.07341 | 0.073401 | 0.073393 | 0.073387 | 0.073383 | 0.073379 | 0.073375 | 0.073373 | 0.07337 | 0.073368 | 0.073367 | 0.073364 | 0.073361 | 0.073358 | 0.073355 | 0.073353 | 0.073351 | 0.073349 | 0.073348
F4_Industrial_Industrial - ID_New_Space Heating_Natural Gas_Insulation - Ceiling_A | F4 | Industrial | Industrial - ID | New | Space Heating | Natural Gas | Insulation - Ceiling | A | Econ Code Savings per Unit | 0 | 0 | 0.07575 | 0.073705 | 0.07354 | 0.073477 | 0.073444 | 0.073424 | 0.07341 | 0.073401 | 0.073393 | 0.073387 | 0.073383 | 0.073379 | 0.073375 | 0.073373 | 0.07337 | 0.073368 | 0.073367 | 0.073364 | 0.073361 | 0.073358 | 0.073355 | 0.073353 | 0.073351 | 0.073349 | 0.073348
F1_Industrial_Industrial - ID_New_Space Heating_Natural Gas_Insulation - Wall Cavity_A | F1 | Industrial | Industrial - ID | New | Space Heating | Natural Gas | Insulation - Wall Cavity | A | Tech. Market Savings per Unit | 0 | 0 | 0.20161 | 0.19616 | 0.19573 | 0.19556 | 0.19547 | 0.19542 | 0.19538 | 0.19536 | 0.19534 | 0.19532 | 0.19531 | 0.1953 | 0.19529 | 0.19528 | 0.19527 | 0.19527 | 0.19526 | 0.19526 | 0.19525 | 0.19524 | 0.19523 | 0.19523 | 0.19522 | 0.19522 | 0.19521
F2_Industrial_Industrial - ID_New_Space Heating_Natural Gas_Insulation - Wall Cavity_A | F2 | Industrial | Industrial - ID | New | Space Heating | Natural Gas | Insulation - Wall Cavity | A | Tech Code Savings per Unit | 0 | 0 | 0.20161 | 0.19616 | 0.19573 | 0.19556 | 0.19547 | 0.19542 | 0.19538 | 0.19536 | 0.19534 | 0.19532 | 0.19531 | 0.1953 | 0.19529 | 0.19528 | 0.19527 | 0.19527 | 0.19526 | 0.19526 | 0.19525 | 0.19524 | 0.19523 | 0.19523 | 0.19522 | 0.19522 | 0.19521
F3_Industrial_Industrial - ID_New_Space Heating_Natural Gas_Insulation - Wall Cavity_A | F3 | Industrial | Industrial - ID | New | Space Heating | Natural Gas | Insulation - Wall Cavity | A | Econ Market Savings per Unit | 0 | 0 | 0.20161 | 0.19616 | 0.19573 | 0.19556 | 0.19547 | 0.19542 | 0.19538 | 0.19536 | 0.19534 | 0.19532 | 0.19531 | 0.1953 | 0.19529 | 0.19528 | 0.19527 | 0.19527 | 0.19526 | 0.19526 | 0.19525 | 0.19524 | 0.19523 | 0.19523 | 0.19522 | 0.19522 | 0.19521
F4_Industrial_Industrial - ID_New_Space Heating_Natural Gas_Insulation - Wall Cavity_A | F4 | Industrial | Industrial - ID | New | Space Heating | Natural Gas | Insulation - Wall Cavity | A | Econ Code Savings per Unit | 0 | 0 | 0.20161 | 0.19616 | 0.19573 | 0.19556 | 0.19547 | 0.19542 | 0.19538 | 0.19536 | 0.19534 | 0.19532 | 0.19531 | 0.1953 | 0.19529 | 0.19528 | 0.19527 | 0.19527 | 0.19526 | 0.19526 | 0.19525 | 0.19524 | 0.19523 | 0.19523 | 0.19522 | 0.19522 | 0.19521
F1_Industrial_Industrial - ID_New_Space Heating_Natural Gas_Insulation - Ducting_A | F1 | Industrial | Industrial - ID | New | Space Heating | Natural Gas | Insulation - Ducting | A | Tech. Market Savings per Unit | 0 | 0 | 0.048839 | 0.044241 | 0.043871 | 0.043729 | 0.043656 | 0.043611 | 0.04358 | 0.043558 | 0.043541 | 0.043528 | 0.043517 | 0.043508 | 0.043501 | 0.043495 | 0.04349 | 0.043485 | 0.043481 | 0.043476 | 0.043468 | 0.043461 | 0.043456 | 0.04345 | 0.043446 | 0.043442 | 0.043439
F2_Industrial_Industrial - ID_New_Space Heating_Natural Gas_Insulation - Ducting_A | F2 | Industrial | Industrial - ID | New | Space Heating | Natural Gas | Insulation - Ducting | A | Tech Code Savings per Unit | 0 | 0 | 0.048839 | 0.044241 | 0.043871 | 0.043729 | 0.043656 | 0.043611 | 0.04358 | 0.043558 | 0.043541 | 0.043528 | 0.043517 | 0.043508 | 0.043501 | 0.043495 | 0.04349 | 0.043485 | 0.043481 | 0.043476 | 0.043468 | 0.043461 | 0.043456 | 0.04345 | 0.043446 | 0.043442 | 0.043439
F3_Industrial_Industrial - ID_New_Space Heating_Natural Gas_Insulation - Ducting_A | F3 | Industrial | Industrial - ID | New | Space Heating | Natural Gas | Insulation - Ducting | A | Econ Market Savings per Unit | 0 | 0 | 0.048839 | 0.044241 | 0.043871 | 0.043729 | 0.043656 | 0.043611 | 0.04358 | 0.043558 | 0.043541 | 0.043528 | 0.043517 | 0.043508 | 0.043501 | 0.043495 | 0.04349 | 0.043485 | 0.043481 | 0.043476 | 0.043468 | 0.043461 | 0.043456 | 0.04345 | 0.043446 | 0.043442 | 0.043439
F4_Industrial_Industrial - ID_New_Space Heating_Natural Gas_Insulation - Ducting_A | F4 | Industrial | Industrial - ID | New | Space Heating | Natural Gas | Insulation - Ducting | A | Econ Code Savings per Unit | 0 | 0 | 0.048839 | 0.044241 | 0.043871 | 0.043729 | 0.043656 | 0.043611 | 0.04358 | 0.043558 | 0.043541 | 0.043528 | 0.043517 | 0.043508 | 0.043501 | 0.043495 | 0.04349 | 0.043485 | 0.043481 | 0.043476 | 0.043468 | 0.043461 | 0.043456 | 0.04345 | 0.043446 | 0.043442 | 0.043439
F1_Industrial_Industrial - ID_New_Space Heating_Natural Gas_Ducting - Repair and Sealing_A | F1 | Industrial | Industrial - ID | New | Space Heating | Natural Gas | Ducting - Repair and Sealing | A | Tech. Market Savings per Unit | 0 | 0 | 0.19395 | 0.17569 | 0.17422 | 0.17366 | 0.17337 | 0.17319 | 0.17306 | 0.17298 | 0.17291 | 0.17286 | 0.17282 | 0.17278 | 0.17275 | 0.17273 | 0.17271 | 0.17269 | 0.17267 | 0.17265 | 0.17262 | 0.17259 | 0.17257 | 0.17255 | 0.17253 | 0.17252 | 0.1725
F2_Industrial_Industrial - ID_New_Space Heating_Natural Gas_Ducting - Repair and Sealing_A | F2 | Industrial | Industrial - ID | New | Space Heating | Natural Gas | Ducting - Repair and Sealing | A | Tech Code Savings per Unit | 0 | 0 | 0.19395 | 0.17569 | 0.17422 | 0.17366 | 0.17337 | 0.17319 | 0.17306 | 0.17298 | 0.17291 | 0.17286 | 0.17282 | 0.17278 | 0.17275 | 0.17273 | 0.17271 | 0.17269 | 0.17267 | 0.17265 | 0.17262 | 0.17259 | 0.17257 | 0.17255 | 0.17253 | 0.17252 | 0.1725
F3_Industrial_Industrial - ID_New_Space Heating_Natural Gas_Ducting - Repair and Sealing_A | F3 | Industrial | Industrial - ID | New | Space Heating | Natural Gas | Ducting - Repair and Sealing | A | Econ Market Savings per Unit | 0 | 0 | 0.19395 | 0.17569 | 0.17422 | 0.17366 | 0.17337 | 0.17319 | 0.17306 | 0.17298 | 0.17291 | 0.17286 | 0.17282 | 0.17278 | 0.17275 | 0.17273 | 0.17271 | 0.17269 | 0.17267 | 0.17265 | 0.17262 | 0.17259 | 0.17257 | 0.17255 | 0.17253 | 0.17252 | 0.1725
F4_Industrial_Industrial - ID_New_Space Heating_Natural Gas_Ducting - Repair and Sealing_A | F4 | Industrial | Industrial - ID | New | Space Heating | Natural Gas | Ducting - Repair and Sealing | A | Econ Code Savings per Unit | 0 | 0 | 0.19395 | 0.17569 | 0.17422 | 0.17366 | 0.17337 | 0.17319 | 0.17306 | 0.17298 | 0.17291 | 0.17286 | 0.17282 | 0.17278 | 0.17275 | 0.17273 | 0.17271 | 0.17269 | 0.17267 | 0.17265 | 0.17262 | 0.17259 | 0.17257 | 0.17255 | 0.17253 | 0.17252 | 0.1725
F1_Industrial_Industrial - ID_New_Space Heating_Natural Gas_Building Shell - Air Sealing (Infiltration Control)_A | F1 | Industrial | Industrial - ID | New | Space Heating | Natural Gas | Building Shell - Air Sealing (Infiltration Control) | A | Tech. Market Savings per Unit | 0 | 0 | 54.2341 | 52.7695 | 52.6515 | 52.6064 | 52.583 | 52.5686 | 52.5588 | 52.5517 | 52.5464 | 52.5422 | 52.5388 | 52.5361 | 52.5338 | 52.5318 | 52.5301 | 52.5287 | 52.5274 | 52.5258 | 52.5233 | 52.5211 | 52.5192 | 52.5176 | 52.5162 | 52.5149 | 52.5139
F2_Industrial_Industrial - ID_New_Space Heating_Natural Gas_Building Shell - Air Sealing (Infiltration Control)_A | F2 | Industrial | Industrial - ID | New | Space Heating | Natural Gas | Building Shell - Air Sealing (Infiltration Control) | A | Tech Code Savings per Unit | 0 | 0 | 54.2341 | 52.7695 | 52.6515 | 52.6064 | 52.583 | 52.5686 | 52.5588 | 52.5517 | 52.5464 | 52.5422 | 52.5388 | 52.5361 | 52.5338 | 52.5318 | 52.5301 | 52.5287 | 52.5274 | 52.5258 | 52.5233 | 52.5211 | 52.5192 | 52.5176 | 52.5162 | 52.5149 | 52.5139
F3_Industrial_Industrial - ID_New_Space Heating_Natural Gas_Building Shell - Air Sealing (Infiltration Control)_A | F3 | Industrial | Industrial - ID | New | Space Heating | Natural Gas | Building Shell - Air Sealing (Infiltration Control) | A | Econ Market Savings per Unit | 0 | 0 | 54.2341 | 52.7695 | 52.6515 | 52.6064 | 52.583 | 52.5686 | 52.5588 | 52.5517 | 52.5464 | 52.5422 | 52.5388 | 52.5361 | 52.5338 | 52.5318 | 52.5301 | 52.5287 | 52.5274 | 52.5258 | 52.5233 | 52.5211 | 52.5192 | 52.5176 | 52.5162 | 52.5149 | 52.5139
F4_Industrial_Industrial - ID_New_Space Heating_Natural Gas_Building Shell - Air Sealing (Infiltration Control)_A | F4 | Industrial | Industrial - ID | New | Space Heating | Natural Gas | Building Shell - Air Sealing (Infiltration Control) | A | Econ Code Savings per Unit | 0 | 0 | 54.2341 | 52.7695 | 52.6515 | 52.6064 | 52.583 | 52.5686 | 52.5588 | 52.5517 | 52.5464 | 52.5422 | 52.5388 | 52.5361 | 52.5338 | 52.5318 | 52.5301 | 52.5287 | 52.5274 | 52.5258 | 52.5233 | 52.5211 | 52.5192 | 52.5176 | 52.5162 | 52.5149 | 52.5139
F1_Industrial_Industrial - ID_New_Space Heating_Natural Gas_Ventilation - Demand Controlled_A | F1 | Industrial | Industrial - ID | New | Space Heating | Natural Gas | Ventilation - Demand Controlled | A | Tech. Market Savings per Unit | 0 | 0 | 0.035785 | 0.032416 | 0.032144 | 0.032041 | 0.031987 | 0.031954 | 0.031931 | 0.031915 | 0.031903 | 0.031893 | 0.031885 | 0.031879 | 0.031873 | 0.031869 | 0.031865 | 0.031862 | 0.031859 | 0.031855 | 0.031849 | 0.031844 | 0.03184 | 0.031836 | 0.031833 | 0.03183 | 0.031828
F2_Industrial_Industrial - ID_New_Space Heating_Natural Gas_Ventilation - Demand Controlled_A | F2 | Industrial | Industrial - ID | New | Space Heating | Natural Gas | Ventilation - Demand Controlled | A | Tech Code Savings per Unit | 0 | 0 | 0.035785 | 0.032416 | 0.032144 | 0.032041 | 0.031987 | 0.031954 | 0.031931 | 0.031915 | 0.031903 | 0.031893 | 0.031885 | 0.031879 | 0.031873 | 0.031869 | 0.031865 | 0.031862 | 0.031859 | 0.031855 | 0.031849 | 0.031844 | 0.03184 | 0.031836 | 0.031833 | 0.03183 | 0.031828
F3_Industrial_Industrial - ID_New_Space Heating_Natural Gas_Ventilation - Demand Controlled_A | F3 | Industrial | Industrial - ID | New | Space Heating | Natural Gas | Ventilation - Demand Controlled | A | Econ Market Savings per Unit | 0 | 0 | 0.035785 | 0.032416 | 0.032144 | 0.032041 | 0.031987 | 0.031954 | 0.031931 | 0.031915 | 0.031903 | 0.031893 | 0.031885 | 0.031879 | 0.031873 | 0.031869 | 0.031865 | 0.031862 | 0.031859 | 0.031855 | 0.031849 | 0.031844 | 0.03184 | 0.031836 | 0.031833 | 0.03183 | 0.031828
F4_Industrial_Industrial - ID_New_Space Heating_Natural Gas_Ventilation - Demand Controlled_A | F4 | Industrial | Industrial - ID | New | Space Heating | Natural Gas | Ventilation - Demand Controlled | A | Econ Code Savings per Unit | 0 | 0 | 0.035785 | 0.032416 | 0.032144 | 0.032041 | 0.031987 | 0.031954 | 0.031931 | 0.031915 | 0.031903 | 0.031893 | 0.031885 | 0.031879 | 0.031873 | 0.031869 | 0.031865 | 0.031862 | 0.031859 | 0.031855 | 0.031849 | 0.031844 | 0.03184 | 0.031836 | 0.031833 | 0.03183 | 0.031828
F1_Industrial_Industrial - ID_New_Space Heating_Natural Gas_Destratification Fans (HVLS)_A | F1 | Industrial | Industrial - ID | New | Space Heating | Natural Gas | Destratification Fans (HVLS) | A | Tech. Market Savings per Unit | 0 | 0 | 133830.5571 | 130216.3697 | 129925.1444 | 129813.8831 | 129756.1877 | 129720.5963 | 129696.4516 | 129678.9988 | 129665.7962 | 129655.4613 | 129647.1524 | 129640.328 | 129634.6237 | 129629.7852 | 129625.6301 | 129622.0236 | 129618.8642 | 129614.987 | 129608.7634 | 129603.4083 | 129598.7786 | 129594.7588 | 129591.2553 | 129588.1912 | 129585.5031
F2_Industrial_Industrial - ID_New_Space Heating_Natural Gas_Destratification Fans (HVLS)_A | F2 | Industrial | Industrial - ID | New | Space Heating | Natural Gas | Destratification Fans (HVLS) | A | Tech Code Savings per Unit | 0 | 0 | 133830.5571 | 130216.3697 | 129925.1444 | 129813.8831 | 129756.1877 | 129720.5963 | 129696.4516 | 129678.9988 | 129665.7962 | 129655.4613 | 129647.1524 | 129640.328 | 129634.6237 | 129629.7852 | 129625.6301 | 129622.0236 | 129618.8642 | 129614.987 | 129608.7634 | 129603.4083 | 129598.7786 | 129594.7588 | 129591.2553 | 129588.1912 | 129585.5031
F3_Industrial_Industrial - ID_New_Space Heating_Natural Gas_Destratification Fans (HVLS)_A | F3 | Industrial | Industrial - ID | New | Space Heating | Natural Gas | Destratification Fans (HVLS) | A | Econ Market Savings per Unit | 0 | 0 | 133830.5571 | 130216.3697 | 129925.1444 | 129813.8831 | 129756.1877 | 129720.5963 | 129696.4516 | 129678.9988 | 129665.7962 | 129655.4613 | 129647.1524 | 129640.328 | 129634.6237 | 129629.7852 | 129625.6301 | 129622.0236 | 129618.8642 | 129614.987 | 129608.7634 | 129603.4083 | 129598.7786 | 129594.7588 | 129591.2553 | 129588.1912 | 129585.5031
F4_Industrial_Industrial - ID_New_Space Heating_Natural Gas_Destratification Fans (HVLS)_A | F4 | Industrial | Industrial - ID | New | Space Heating | Natural Gas | Destratification Fans (HVLS) | A | Econ Code Savings per Unit | 0 | 0 | 133830.5571 | 130216.3697 | 129925.1444 | 129813.8831 | 129756.1877 | 129720.5963 | 129696.4516 | 129678.9988 | 129665.7962 | 129655.4613 | 129647.1524 | 129640.328 | 129634.6237 | 129629.7852 | 129625.6301 | 129622.0236 | 129618.8642 | 129614.987 | 129608.7634 | 129603.4083 | 129598.7786 | 129594.7588 | 129591.2553 | 129588.1912 | 129585.5031
F1_Industrial_Industrial - ID_New_Space Heating_Natural Gas_Condensing RTU_A | F1 | Industrial | Industrial - ID | New | Space Heating | Natural Gas | Condensing RTU | A | Tech. Market Savings per Unit | 0 | 0 | 0.057618 | 0.052194 | 0.051757 | 0.05159 | 0.051504 | 0.05145 | 0.051414 | 0.051388 | 0.051368 | 0.051352 | 0.05134 | 0.05133 | 0.051321 | 0.051314 | 0.051308 | 0.051302 | 0.051297 | 0.051292 | 0.051282 | 0.051274 | 0.051267 | 0.051261 | 0.051256 | 0.051251 | 0.051247
F2_Industrial_Industrial - ID_New_Space Heating_Natural Gas_Condensing RTU_A | F2 | Industrial | Industrial - ID | New | Space Heating | Natural Gas | Condensing RTU | A | Tech Code Savings per Unit | 0 | 0 | 0.057618 | 0.052194 | 0.051757 | 0.05159 | 0.051504 | 0.05145 | 0.051414 | 0.051388 | 0.051368 | 0.051352 | 0.05134 | 0.05133 | 0.051321 | 0.051314 | 0.051308 | 0.051302 | 0.051297 | 0.051292 | 0.051282 | 0.051274 | 0.051267 | 0.051261 | 0.051256 | 0.051251 | 0.051247
F3_Industrial_Industrial - ID_New_Space Heating_Natural Gas_Condensing RTU_A | F3 | Industrial | Industrial - ID | New | Space Heating | Natural Gas | Condensing RTU | A | Econ Market Savings per Unit | 0 | 0 | 0.057618 | 0.052194 | 0.051757 | 0.05159 | 0.051504 | 0.05145 | 0.051414 | 0.051388 | 0.051368 | 0.051352 | 0.05134 | 0.05133 | 0.051321 | 0.051314 | 0.051308 | 0.051302 | 0.051297 | 0.051292 | 0.051282 | 0.051274 | 0.051267 | 0.051261 | 0.051256 | 0.051251 | 0.051247
F4_Industrial_Industrial - ID_New_Space Heating_Natural Gas_Condensing RTU_A | F4 | Industrial | Industrial - ID | New | Space Heating | Natural Gas | Condensing RTU | A | Econ Code Savings per Unit | 0 | 0 | 0.057618 | 0.052194 | 0.051757 | 0.05159 | 0.051504 | 0.05145 | 0.051414 | 0.051388 | 0.051368 | 0.051352 | 0.05134 | 0.05133 | 0.051321 | 0.051314 | 0.051308 | 0.051302 | 0.051297 | 0.051292 | 0.051282 | 0.051274 | 0.051267 | 0.051261 | 0.051256 | 0.051251 | 0.051247
F1_Industrial_Industrial - ID_New_Space Heating_Natural Gas_Industrial Air Curtains_A | F1 | Industrial | Industrial - ID | New | Space Heating | Natural Gas | Industrial Air Curtains | A | Tech. Market Savings per Unit | 0 | 0 | -0.016936 | -0.016479 | -0.016442 | -0.016428 | -0.01642 | -0.016416 | -0.016413 | -0.016411 | -0.016409 | -0.016408 | -0.016407 | -0.016406 | -0.016405 | -0.016404 | -0.016404 | -0.016403 | -0.016403 | -0.016403 | -0.016402 | -0.016401 | -0.016401 | -0.0164 | -0.0164 | -0.016399 | -0.016399
F2_Industrial_Industrial - ID_New_Space Heating_Natural Gas_Industrial Air Curtains_A | F2 | Industrial | Industrial - ID | New | Space Heating | Natural Gas | Industrial Air Curtains | A | Tech Code Savings per Unit | 0 | 0 | -0.016936 | -0.016479 | -0.016442 | -0.016428 | -0.01642 | -0.016416 | -0.016413 | -0.016411 | -0.016409 | -0.016408 | -0.016407 | -0.016406 | -0.016405 | -0.016404 | -0.016404 | -0.016403 | -0.016403 | -0.016403 | -0.016402 | -0.016401 | -0.016401 | -0.0164 | -0.0164 | -0.016399 | -0.016399
F3_Industrial_Industrial - ID_New_Space Heating_Natural Gas_Industrial Air Curtains_A | F3 | Industrial | Industrial - ID | New | Space Heating | Natural Gas | Industrial Air Curtains | A | Econ Market Savings per Unit | 0 | 0 | -0.016936 | -0.016479 | -0.016442 | -0.016428 | -0.01642 | -0.016416 | -0.016413 | -0.016411 | -0.016409 | -0.016408 | -0.016407 | -0.016406 | -0.016405 | -0.016404 | -0.016404 | -0.016403 | -0.016403 | -0.016403 | -0.016402 | -0.016401 | -0.016401 | -0.0164 | -0.0164 | -0.016399 | -0.016399
F4_Industrial_Industrial - ID_New_Space Heating_Natural Gas_Industrial Air Curtains_A | F4 | Industrial | Industrial - ID | New | Space Heating | Natural Gas | Industrial Air Curtains | A | Econ Code Savings per Unit | 0 | 0 | -0.016936 | -0.016479 | -0.016442 | -0.016428 | -0.01642 | -0.016416 | -0.016413 | -0.016411 | -0.016409 | -0.016408 | -0.016407 | -0.016406 | -0.016405 | -0.016404 | -0.016404 | -0.016403 | -0.016403 | -0.016403 | -0.016402 | -0.016401 | -0.016401 | -0.0164 | -0.0164 | -0.016399 | -0.016399
F1_Industrial_Industrial - ID_New_Space Heating_Natural Gas_HVAC - Energy Recovery Ventilator_A | F1 | Industrial | Industrial - ID | New | Space Heating | Natural Gas | HVAC - Energy Recovery Ventilator | A | Tech. Market Savings per Unit | 0 | 0 | 0.17621 | 0.17145 | 0.17107 | 0.17092 | 0.17084 | 0.1708 | 0.17077 | 0.17074 | 0.17072 | 0.17071 | 0.1707 | 0.17069 | 0.17068 | 0.17068 | 0.17067 | 0.17067 | 0.17066 | 0.17066 | 0.17065 | 0.17064 | 0.17064 | 0.17063 | 0.17063 | 0.17062 | 0.17062
F2_Industrial_Industrial - ID_New_Space Heating_Natural Gas_HVAC - Energy Recovery Ventilator_A | F2 | Industrial | Industrial - ID | New | Space Heating | Natural Gas | HVAC - Energy Recovery Ventilator | A | Tech Code Savings per Unit | 0 | 0 | 0.17621 | 0.17145 | 0.17107 | 0.17092 | 0.17084 | 0.1708 | 0.17077 | 0.17074 | 0.17072 | 0.17071 | 0.1707 | 0.17069 | 0.17068 | 0.17068 | 0.17067 | 0.17067 | 0.17066 | 0.17066 | 0.17065 | 0.17064 | 0.17064 | 0.17063 | 0.17063 | 0.17062 | 0.17062
F3_Industrial_Industrial - ID_New_Space Heating_Natural Gas_HVAC - Energy Recovery Ventilator_A | F3 | Industrial | Industrial - ID | New | Space Heating | Natural Gas | HVAC - Energy Recovery Ventilator | A | Econ Market Savings per Unit | 0 | 0 | 0.17621 | 0.17145 | 0.17107 | 0.17092 | 0.17084 | 0.1708 | 0.17077 | 0.17074 | 0.17072 | 0.17071 | 0.1707 | 0.17069 | 0.17068 | 0.17068 | 0.17067 | 0.17067 | 0.17066 | 0.17066 | 0.17065 | 0.17064 | 0.17064 | 0.17063 | 0.17063 | 0.17062 | 0.17062
F4_Industrial_Industrial - ID_New_Space Heating_Natural Gas_HVAC - Energy Recovery Ventilator_A | F4 | Industrial | Industrial - ID | New | Space Heating | Natural Gas | HVAC - Energy Recovery Ventilator | A | Econ Code Savings per Unit | 0 | 0 | 0.17621 | 0.17145 | 0.17107 | 0.17092 | 0.17084 | 0.1708 | 0.17077 | 0.17074 | 0.17072 | 0.17071 | 0.1707 | 0.17069 | 0.17068 | 0.17068 | 0.17067 | 0.17067 | 0.17066 | 0.17066 | 0.17065 | 0.17064 | 0.17064 | 0.17063 | 0.17063 | 0.17062 | 0.17062
F1_Industrial_Industrial - ID_New_Space Heating_Natural Gas_Thermostat - Connected_A | F1 | Industrial | Industrial - ID | New | Space Heating | Natural Gas | Thermostat - Connected | A | Tech. Market Savings per Unit | 0 | 0 | 8493.9799 | 8264.5941 | 8246.1105 | 8239.049 | 8235.3872 | 8233.1282 | 8231.5958 | 8230.4881 | 8229.6502 | 8228.9942 | 8228.4669 | 8228.0337 | 8227.6717 | 8227.3646 | 8227.1009 | 8226.872 | 8226.6715 | 8226.4254 | 8226.0304 | 8225.6905 | 8225.3967 | 8225.1416 | 8224.9192 | 8224.7247 | 8224.5541
F2_Industrial_Industrial - ID_New_Space Heating_Natural Gas_Thermostat - Connected_A | F2 | Industrial | Industrial - ID | New | Space Heating | Natural Gas | Thermostat - Connected | A | Tech Code Savings per Unit | 0 | 0 | 8493.9799 | 8264.5941 | 8246.1105 | 8239.049 | 8235.3872 | 8233.1282 | 8231.5958 | 8230.4881 | 8229.6502 | 8228.9942 | 8228.4669 | 8228.0337 | 8227.6717 | 8227.3646 | 8227.1009 | 8226.872 | 8226.6715 | 8226.4254 | 8226.0304 | 8225.6905 | 8225.3967 | 8225.1416 | 8224.9192 | 8224.7247 | 8224.5541
F3_Industrial_Industrial - ID_New_Space Heating_Natural Gas_Thermostat - Connected_A | F3 | Industrial | Industrial - ID | New | Space Heating | Natural Gas | Thermostat - Connected | A | Econ Market Savings per Unit | 0 | 0 | 8493.9799 | 8264.5941 | 8246.1105 | 8239.049 | 8235.3872 | 8233.1282 | 8231.5958 | 8230.4881 | 8229.6502 | 8228.9942 | 8228.4669 | 8228.0337 | 8227.6717 | 8227.3646 | 8227.1009 | 8226.872 | 8226.6715 | 8226.4254 | 8226.0304 | 8225.6905 | 8225.3967 | 8225.1416 | 8224.9192 | 8224.7247 | 8224.5541
F4_Industrial_Industrial - ID_New_Space Heating_Natural Gas_Thermostat - Connected_A | F4 | Industrial | Industrial - ID | New | Space Heating | Natural Gas | Thermostat - Connected | A | Econ Code Savings per Unit | 0 | 0 | 8493.9799 | 8264.5941 | 8246.1105 | 8239.049 | 8235.3872 | 8233.1282 | 8231.5958 | 8230.4881 | 8229.6502 | 8228.9942 | 8228.4669 | 8228.0337 | 8227.6717 | 8227.3646 | 8227.1009 | 8226.872 | 8226.6715 | 8226.4254 | 8226.0304 | 8225.6905 | 8225.3967 | 8225.1416 | 8224.9192 | 8224.7247 | 8224.5541
F1_Industrial_Industrial - ID_New_Space Heating_Natural Gas_Gas Boiler - Maintenance_A | F1 | Industrial | Industrial - ID | New | Space Heating | Natural Gas | Gas Boiler - Maintenance | A | Tech. Market Savings per Unit | 0 | 0 | 0.559 | 0.559 | 0.559 | 0.559 | 0.559 | 0.559 | 0.559 | 0.559 | 0.559 | 0.559 | 0.559 | 0.559 | 0.559 | 0.559 | 0.559 | 0.559 | 0.559 | 0.559 | 0.559 | 0.559 | 0.559 | 0.559 | 0.559 | 0.559 | 0.559
F2_Industrial_Industrial - ID_New_Space Heating_Natural Gas_Gas Boiler - Maintenance_A | F2 | Industrial | Industrial - ID | New | Space Heating | Natural Gas | Gas Boiler - Maintenance | A | Tech Code Savings per Unit | 0 | 0 | 0.559 | 0.559 | 0.559 | 0.559 | 0.559 | 0.559 | 0.559 | 0.559 | 0.559 | 0.559 | 0.559 | 0.559 | 0.559 | 0.559 | 0.559 | 0.559 | 0.559 | 0.559 | 0.559 | 0.559 | 0.559 | 0.559 | 0.559 | 0.559 | 0.559
F3_Industrial_Industrial - ID_New_Space Heating_Natural Gas_Gas Boiler - Maintenance_A | F3 | Industrial | Industrial - ID | New | Space Heating | Natural Gas | Gas Boiler - Maintenance | A | Econ Market Savings per Unit | 0 | 0 | 0.559 | 0.559 | 0.559 | 0.559 | 0.559 | 0.559 | 0.559 | 0.559 | 0.559 | 0.559 | 0.559 | 0.559 | 0.559 | 0.559 | 0.559 | 0.559 | 0.559 | 0.559 | 0.559 | 0.559 | 0.559 | 0.559 | 0.559 | 0.559 | 0.559
F4_Industrial_Industrial - ID_New_Space Heating_Natural Gas_Gas Boiler - Maintenance_A | F4 | Industrial | Industrial - ID | New | Space Heating | Natural Gas | Gas Boiler - Maintenance | A | Econ Code Savings per Unit | 0 | 0 | 0.559 | 0.559 | 0.559 | 0.559 | 0.559 | 0.559 | 0.559 | 0.559 | 0.559 | 0.559 | 0.559 | 0.559 | 0.559 | 0.559 | 0.559 | 0.559 | 0.559 | 0.559 | 0.559 | 0.559 | 0.559 | 0.559 | 0.559 | 0.559 | 0.559
F1_Industrial_Industrial - ID_New_Space Heating_Natural Gas_Gas Furnace - Maintenance_A | F1 | Industrial | Industrial - ID | New | Space Heating | Natural Gas | Gas Furnace - Maintenance | A | Tech. Market Savings per Unit | 0 | 0 | 0.49094 | 0.44472 | 0.44099 | 0.43957 | 0.43883 | 0.43838 | 0.43807 | 0.43785 | 0.43768 | 0.43754 | 0.43744 | 0.43735 | 0.43728 | 0.43722 | 0.43716 | 0.43712 | 0.43708 | 0.43703 | 0.43695 | 0.43688 | 0.43682 | 0.43677 | 0.43672 | 0.43668 | 0.43665
F2_Industrial_Industrial - ID_New_Space Heating_Natural Gas_Gas Furnace - Maintenance_A | F2 | Industrial | Industrial - ID | New | Space Heating | Natural Gas | Gas Furnace - Maintenance | A | Tech Code Savings per Unit | 0 | 0 | 0.49094 | 0.44472 | 0.44099 | 0.43957 | 0.43883 | 0.43838 | 0.43807 | 0.43785 | 0.43768 | 0.43754 | 0.43744 | 0.43735 | 0.43728 | 0.43722 | 0.43716 | 0.43712 | 0.43708 | 0.43703 | 0.43695 | 0.43688 | 0.43682 | 0.43677 | 0.43672 | 0.43668 | 0.43665
F3_Industrial_Industrial - ID_New_Space Heating_Natural Gas_Gas Furnace - Maintenance_A | F3 | Industrial | Industrial - ID | New | Space Heating | Natural Gas | Gas Furnace - Maintenance | A | Econ Market Savings per Unit | 0 | 0 | 0.49094 | 0.44472 | 0.44099 | 0.43957 | 0.43883 | 0.43838 | 0.43807 | 0.43785 | 0.43768 | 0.43754 | 0.43744 | 0.43735 | 0.43728 | 0.43722 | 0.43716 | 0.43712 | 0.43708 | 0.43703 | 0.43695 | 0.43688 | 0.43682 | 0.43677 | 0.43672 | 0.43668 | 0.43665
F4_Industrial_Industrial - ID_New_Space Heating_Natural Gas_Gas Furnace - Maintenance_A | F4 | Industrial | Industrial - ID | New | Space Heating | Natural Gas | Gas Furnace - Maintenance | A | Econ Code Savings per Unit | 0 | 0 | 0.49094 | 0.44472 | 0.44099 | 0.43957 | 0.43883 | 0.43838 | 0.43807 | 0.43785 | 0.43768 | 0.43754 | 0.43744 | 0.43735 | 0.43728 | 0.43722 | 0.43716 | 0.43712 | 0.43708 | 0.43703 | 0.43695 | 0.43688 | 0.43682 | 0.43677 | 0.43672 | 0.43668 | 0.43665
F1_Industrial_Industrial - ID_New_Space Heating_Natural Gas_Gas Furnace - Tube Inserts_A | F1 | Industrial | Industrial - ID | New | Space Heating | Natural Gas | Gas Furnace - Tube Inserts | A | Tech. Market Savings per Unit | 0 | 0 | 0 | 0 | 0 | 0 | 0 | 0 | 0 | 0 | 0 | 0 | 0 | 0 | 0 | 0 | 0 | 0 | 0 | 0 | 0 | 0 | 0 | 0 | 0 | 0 | 0
F2_Industrial_Industrial - ID_New_Space Heating_Natural Gas_Gas Furnace - Tube Inserts_A | F2 | Industrial | Industrial - ID | New | Space Heating | Natural Gas | Gas Furnace - Tube Inserts | A | Tech Code Savings per Unit | 0 | 0 | 0 | 0 | 0 | 0 | 0 | 0 | 0 | 0 | 0 | 0 | 0 | 0 | 0 | 0 | 0 | 0 | 0 | 0 | 0 | 0 | 0 | 0 | 0 | 0 | 0
F3_Industrial_Industrial - ID_New_Space Heating_Natural Gas_Gas Furnace - Tube Inserts_A | F3 | Industrial | Industrial - ID | New | Space Heating | Natural Gas | Gas Furnace - Tube Inserts | A | Econ Market Savings per Unit | 0 | 0 | 0 | 0 | 0 | 0 | 0 | 0 | 0 | 0 | 0 | 0 | 0 | 0 | 0 | 0 | 0 | 0 | 0 | 0 | 0 | 0 | 0 | 0 | 0 | 0 | 0
F4_Industrial_Industrial - ID_New_Space Heating_Natural Gas_Gas Furnace - Tube Inserts_A | F4 | Industrial | Industrial - ID | New | Space Heating | Natural Gas | Gas Furnace - Tube Inserts | A | Econ Code Savings per Unit | 0 | 0 | 0 | 0 | 0 | 0 | 0 | 0 | 0 | 0 | 0 | 0 | 0 | 0 | 0 | 0 | 0 | 0 | 0 | 0 | 0 | 0 | 0 | 0 | 0 | 0 | 0
F1_Industrial_Industrial - ID_New_Space Heating_Natural Gas_Gas Boiler - Burner Control Optimization_A | F1 | Industrial | Industrial - ID | New | Space Heating | Natural Gas | Gas Boiler - Burner Control Optimization | A | Tech. Market Savings per Unit | 0 | 0 | 0.27018 | 0.27018 | 0.27018 | 0.27018 | 0.27018 | 0.27018 | 0.27018 | 0.27018 | 0.27018 | 0.27018 | 0.27018 | 0.27018 | 0.27018 | 0.27018 | 0.27018 | 0.27018 | 0.27018 | 0.27018 | 0.27018 | 0.27018 | 0.27018 | 0.27018 | 0.27018 | 0.27018 | 0.27018
F2_Industrial_Industrial - ID_New_Space Heating_Natural Gas_Gas Boiler - Burner Control Optimization_A | F2 | Industrial | Industrial - ID | New | Space Heating | Natural Gas | Gas Boiler - Burner Control Optimization | A | Tech Code Savings per Unit | 0 | 0 | 0.27018 | 0.27018 | 0.27018 | 0.27018 | 0.27018 | 0.27018 | 0.27018 | 0.27018 | 0.27018 | 0.27018 | 0.27018 | 0.27018 | 0.27018 | 0.27018 | 0.27018 | 0.27018 | 0.27018 | 0.27018 | 0.27018 | 0.27018 | 0.27018 | 0.27018 | 0.27018 | 0.27018 | 0.27018
F3_Industrial_Industrial - ID_New_Space Heating_Natural Gas_Gas Boiler - Burner Control Optimization_A | F3 | Industrial | Industrial - ID | New | Space Heating | Natural Gas | Gas Boiler - Burner Control Optimization | A | Econ Market Savings per Unit | 0 | 0 | 0.27018 | 0.27018 | 0.27018 | 0.27018 | 0.27018 | 0.27018 | 0.27018 | 0.27018 | 0.27018 | 0.27018 | 0.27018 | 0.27018 | 0.27018 | 0.27018 | 0.27018 | 0.27018 | 0.27018 | 0.27018 | 0.27018 | 0.27018 | 0.27018 | 0.27018 | 0.27018 | 0.27018 | 0.27018
F4_Industrial_Industrial - ID_New_Space Heating_Natural Gas_Gas Boiler - Burner Control Optimization_A | F4 | Industrial | Industrial - ID | New | Space Heating | Natural Gas | Gas Boiler - Burner Control Optimization | A | Econ Code Savings per Unit | 0 | 0 | 0.27018 | 0.27018 | 0.27018 | 0.27018 | 0.27018 | 0.27018 | 0.27018 | 0.27018 | 0.27018 | 0.27018 | 0.27018 | 0.27018 | 0.27018 | 0.27018 | 0.27018 | 0.27018 | 0.27018 | 0.27018 | 0.27018 | 0.27018 | 0.27018 | 0.27018 | 0.27018 | 0.27018 | 0.27018
F1_Industrial_Industrial - ID_New_Space Heating_Natural Gas_Gas Boiler - High Turndown Burner_A | F1 | Industrial | Industrial - ID | New | Space Heating | Natural Gas | Gas Boiler - High Turndown Burner | A | Tech. Market Savings per Unit | 0 | 0 | 0.93166 | 0.93166 | 0.93166 | 0.93166 | 0.93166 | 0.93166 | 0.93166 | 0.93166 | 0.93166 | 0.93166 | 0.93166 | 0.93166 | 0.93166 | 0.93166 | 0.93166 | 0.93166 | 0.93166 | 0.93166 | 0.93166 | 0.93166 | 0.93166 | 0.93166 | 0.93166 | 0.93166 | 0.93166
F2_Industrial_Industrial - ID_New_Space Heating_Natural Gas_Gas Boiler - High Turndown Burner_A | F2 | Industrial | Industrial - ID | New | Space Heating | Natural Gas | Gas Boiler - High Turndown Burner | A | Tech Code Savings per Unit | 0 | 0 | 0.93166 | 0.93166 | 0.93166 | 0.93166 | 0.93166 | 0.93166 | 0.93166 | 0.93166 | 0.93166 | 0.93166 | 0.93166 | 0.93166 | 0.93166 | 0.93166 | 0.93166 | 0.93166 | 0.93166 | 0.93166 | 0.93166 | 0.93166 | 0.93166 | 0.93166 | 0.93166 | 0.93166 | 0.93166
F3_Industrial_Industrial - ID_New_Space Heating_Natural Gas_Gas Boiler - High Turndown Burner_A | F3 | Industrial | Industrial - ID | New | Space Heating | Natural Gas | Gas Boiler - High Turndown Burner | A | Econ Market Savings per Unit | 0 | 0 | 0.93166 | 0.93166 | 0.93166 | 0.93166 | 0.93166 | 0.93166 | 0.93166 | 0.93166 | 0.93166 | 0.93166 | 0.93166 | 0.93166 | 0.93166 | 0.93166 | 0.93166 | 0.93166 | 0.93166 | 0.93166 | 0.93166 | 0.93166 | 0.93166 | 0.93166 | 0.93166 | 0.93166 | 0.93166
F4_Industrial_Industrial - ID_New_Space Heating_Natural Gas_Gas Boiler - High Turndown Burner_A | F4 | Industrial | Industrial - ID | New | Space Heating | Natural Gas | Gas Boiler - High Turndown Burner | A | Econ Code Savings per Unit | 0 | 0 | 0.93166 | 0.93166 | 0.93166 | 0.93166 | 0.93166 | 0.93166 | 0.93166 | 0.93166 | 0.93166 | 0.93166 | 0.93166 | 0.93166 | 0.93166 | 0.93166 | 0.93166 | 0.93166 | 0.93166 | 0.93166 | 0.93166 | 0.93166 | 0.93166 | 0.93166 | 0.93166 | 0.93166 | 0.93166
F1_Industrial_Industrial - ID_New_Space Heating_Natural Gas_Gas Boiler - Hot Water Reset_A | F1 | Industrial | Industrial - ID | New | Space Heating | Natural Gas | Gas Boiler - Hot Water Reset | A | Tech. Market Savings per Unit | 0 | 0 | 993.7749 | 993.7749 | 993.7749 | 993.7749 | 993.7749 | 993.7749 | 993.7749 | 993.7749 | 993.7749 | 993.7749 | 993.7749 | 993.7749 | 993.7749 | 993.7749 | 993.7749 | 993.7749 | 993.7749 | 993.7749 | 993.7749 | 993.7749 | 993.7749 | 993.7749 | 993.7749 | 993.7749 | 993.7749
F2_Industrial_Industrial - ID_New_Space Heating_Natural Gas_Gas Boiler - Hot Water Reset_A | F2 | Industrial | Industrial - ID | New | Space Heating | Natural Gas | Gas Boiler - Hot Water Reset | A | Tech Code Savings per Unit | 0 | 0 | 993.7749 | 993.7749 | 993.7749 | 993.7749 | 993.7749 | 993.7749 | 993.7749 | 993.7749 | 993.7749 | 993.7749 | 993.7749 | 993.7749 | 993.7749 | 993.7749 | 993.7749 | 993.7749 | 993.7749 | 993.7749 | 993.7749 | 993.7749 | 993.7749 | 993.7749 | 993.7749 | 993.7749 | 993.7749
F3_Industrial_Industrial - ID_New_Space Heating_Natural Gas_Gas Boiler - Hot Water Reset_A | F3 | Industrial | Industrial - ID | New | Space Heating | Natural Gas | Gas Boiler - Hot Water Reset | A | Econ Market Savings per Unit | 0 | 0 | 993.7749 | 993.7749 | 993.7749 | 993.7749 | 993.7749 | 993.7749 | 993.7749 | 993.7749 | 993.7749 | 993.7749 | 993.7749 | 993.7749 | 993.7749 | 993.7749 | 993.7749 | 993.7749 | 993.7749 | 993.7749 | 993.7749 | 993.7749 | 993.7749 | 993.7749 | 993.7749 | 993.7749 | 993.7749
F4_Industrial_Industrial - ID_New_Space Heating_Natural Gas_Gas Boiler - Hot Water Reset_A | F4 | Industrial | Industrial - ID | New | Space Heating | Natural Gas | Gas Boiler - Hot Water Reset | A | Econ Code Savings per Unit | 0 | 0 | 993.7749 | 993.7749 | 993.7749 | 993.7749 | 993.7749 | 993.7749 | 993.7749 | 993.7749 | 993.7749 | 993.7749 | 993.7749 | 993.7749 | 993.7749 | 993.7749 | 993.7749 | 993.7749 | 993.7749 | 993.7749 | 993.7749 | 993.7749 | 993.7749 | 993.7749 | 993.7749 | 993.7749 | 993.7749
F1_Industrial_Industrial - ID_New_Space Heating_Natural Gas_Gas Boiler - Insulate Hot Water Lines_A | F1 | Industrial | Industrial - ID | New | Space Heating | Natural Gas | Gas Boiler - Insulate Hot Water Lines | A | Tech. Market Savings per Unit | 0 | 0 | 4.4284 | 4.4284 | 4.4284 | 4.4284 | 4.4284 | 4.4284 | 4.4284 | 4.4284 | 4.4284 | 4.4284 | 4.4284 | 4.4284 | 4.4284 | 4.4284 | 4.4284 | 4.4284 | 4.4284 | 4.4284 | 4.4284 | 4.4284 | 4.4284 | 4.4284 | 4.4284 | 4.4284 | 4.4284
F2_Industrial_Industrial - ID_New_Space Heating_Natural Gas_Gas Boiler - Insulate Hot Water Lines_A | F2 | Industrial | Industrial - ID | New | Space Heating | Natural Gas | Gas Boiler - Insulate Hot Water Lines | A | Tech Code Savings per Unit | 0 | 0 | 4.4284 | 4.4284 | 4.4284 | 4.4284 | 4.4284 | 4.4284 | 4.4284 | 4.4284 | 4.4284 | 4.4284 | 4.4284 | 4.4284 | 4.4284 | 4.4284 | 4.4284 | 4.4284 | 4.4284 | 4.4284 | 4.4284 | 4.4284 | 4.4284 | 4.4284 | 4.4284 | 4.4284 | 4.4284
F3_Industrial_Industrial - ID_New_Space Heating_Natural Gas_Gas Boiler - Insulate Hot Water Lines_A | F3 | Industrial | Industrial - ID | New | Space Heating | Natural Gas | Gas Boiler - Insulate Hot Water Lines | A | Econ Market Savings per Unit | 0 | 0 | 4.4284 | 4.4284 | 4.4284 | 4.4284 | 4.4284 | 4.4284 | 4.4284 | 4.4284 | 4.4284 | 4.4284 | 4.4284 | 4.4284 | 4.4284 | 4.4284 | 4.4284 | 4.4284 | 4.4284 | 4.4284 | 4.4284 | 4.4284 | 4.4284 | 4.4284 | 4.4284 | 4.4284 | 4.4284
F4_Industrial_Industrial - ID_New_Space Heating_Natural Gas_Gas Boiler - Insulate Hot Water Lines_A | F4 | Industrial | Industrial - ID | New | Space Heating | Natural Gas | Gas Boiler - Insulate Hot Water Lines | A | Econ Code Savings per Unit | 0 | 0 | 4.4284 | 4.4284 | 4.4284 | 4.4284 | 4.4284 | 4.4284 | 4.4284 | 4.4284 | 4.4284 | 4.4284 | 4.4284 | 4.4284 | 4.4284 | 4.4284 | 4.4284 | 4.4284 | 4.4284 | 4.4284 | 4.4284 | 4.4284 | 4.4284 | 4.4284 | 4.4284 | 4.4284 | 4.4284
F1_Industrial_Industrial - ID_New_Space Heating_Natural Gas_Gas Boiler - Insulate Steam Lines/Condensate Tank_A | F1 | Industrial | Industrial - ID | New | Space Heating | Natural Gas | Gas Boiler - Insulate Steam Lines/Condensate Tank | A | Tech. Market Savings per Unit | 0 | 0 | 6.6149 | 6.6149 | 6.6149 | 6.6149 | 6.6149 | 6.6149 | 6.6149 | 6.6149 | 6.6149 | 6.6149 | 6.6149 | 6.6149 | 6.6149 | 6.6149 | 6.6149 | 6.6149 | 6.6149 | 6.6149 | 6.6149 | 6.6149 | 6.6149 | 6.6149 | 6.6149 | 6.6149 | 6.6149
F2_Industrial_Industrial - ID_New_Space Heating_Natural Gas_Gas Boiler - Insulate Steam Lines/Condensate Tank_A | F2 | Industrial | Industrial - ID | New | Space Heating | Natural Gas | Gas Boiler - Insulate Steam Lines/Condensate Tank | A | Tech Code Savings per Unit | 0 | 0 | 6.6149 | 6.6149 | 6.6149 | 6.6149 | 6.6149 | 6.6149 | 6.6149 | 6.6149 | 6.6149 | 6.6149 | 6.6149 | 6.6149 | 6.6149 | 6.6149 | 6.6149 | 6.6149 | 6.6149 | 6.6149 | 6.6149 | 6.6149 | 6.6149 | 6.6149 | 6.6149 | 6.6149 | 6.6149
F3_Industrial_Industrial - ID_New_Space Heating_Natural Gas_Gas Boiler - Insulate Steam Lines/Condensate Tank_A | F3 | Industrial | Industrial - ID | New | Space Heating | Natural Gas | Gas Boiler - Insulate Steam Lines/Condensate Tank | A | Econ Market Savings per Unit | 0 | 0 | 6.6149 | 6.6149 | 6.6149 | 6.6149 | 6.6149 | 6.6149 | 6.6149 | 6.6149 | 6.6149 | 6.6149 | 6.6149 | 6.6149 | 6.6149 | 6.6149 | 6.6149 | 6.6149 | 6.6149 | 6.6149 | 6.6149 | 6.6149 | 6.6149 | 6.6149 | 6.6149 | 6.6149 | 6.6149
F4_Industrial_Industrial - ID_New_Space Heating_Natural Gas_Gas Boiler - Insulate Steam Lines/Condensate Tank_A | F4 | Industrial | Industrial - ID | New | Space Heating | Natural Gas | Gas Boiler - Insulate Steam Lines/Condensate Tank | A | Econ Code Savings per Unit | 0 | 0 | 6.6149 | 6.6149 | 6.6149 | 6.6149 | 6.6149 | 6.6149 | 6.6149 | 6.6149 | 6.6149 | 6.6149 | 6.6149 | 6.6149 | 6.6149 | 6.6149 | 6.6149 | 6.6149 | 6.6149 | 6.6149 | 6.6149 | 6.6149 | 6.6149 | 6.6149 | 6.6149 | 6.6149 | 6.6149
F1_Industrial_Industrial - ID_New_Space Heating_Natural Gas_Gas Boiler - Stack Economizer_A | F1 | Industrial | Industrial - ID | New | Space Heating | Natural Gas | Gas Boiler - Stack Economizer | A | Tech. Market Savings per Unit | 0 | 0 | 0.8944 | 0.8944 | 0.8944 | 0.8944 | 0.8944 | 0.8944 | 0.8944 | 0.8944 | 0.8944 | 0.8944 | 0.8944 | 0.8944 | 0.8944 | 0.8944 | 0.8944 | 0.8944 | 0.8944 | 0.8944 | 0.8944 | 0.8944 | 0.8944 | 0.8944 | 0.8944 | 0.8944 | 0.8944
F2_Industrial_Industrial - ID_New_Space Heating_Natural Gas_Gas Boiler - Stack Economizer_A | F2 | Industrial | Industrial - ID | New | Space Heating | Natural Gas | Gas Boiler - Stack Economizer | A | Tech Code Savings per Unit | 0 | 0 | 0.8944 | 0.8944 | 0.8944 | 0.8944 | 0.8944 | 0.8944 | 0.8944 | 0.8944 | 0.8944 | 0.8944 | 0.8944 | 0.8944 | 0.8944 | 0.8944 | 0.8944 | 0.8944 | 0.8944 | 0.8944 | 0.8944 | 0.8944 | 0.8944 | 0.8944 | 0.8944 | 0.8944 | 0.8944
F3_Industrial_Industrial - ID_New_Space Heating_Natural Gas_Gas Boiler - Stack Economizer_A | F3 | Industrial | Industrial - ID | New | Space Heating | Natural Gas | Gas Boiler - Stack Economizer | A | Econ Market Savings per Unit | 0 | 0 | 0.8944 | 0.8944 | 0.8944 | 0.8944 | 0.8944 | 0.8944 | 0.8944 | 0.8944 | 0.8944 | 0.8944 | 0.8944 | 0.8944 | 0.8944 | 0.8944 | 0.8944 | 0.8944 | 0.8944 | 0.8944 | 0.8944 | 0.8944 | 0.8944 | 0.8944 | 0.8944 | 0.8944 | 0.8944
F4_Industrial_Industrial - ID_New_Space Heating_Natural Gas_Gas Boiler - Stack Economizer_A | F4 | Industrial | Industrial - ID | New | Space Heating | Natural Gas | Gas Boiler - Stack Economizer | A | Econ Code Savings per Unit | 0 | 0 | 0.8944 | 0.8944 | 0.8944 | 0.8944 | 0.8944 | 0.8944 | 0.8944 | 0.8944 | 0.8944 | 0.8944 | 0.8944 | 0.8944 | 0.8944 | 0.8944 | 0.8944 | 0.8944 | 0.8944 | 0.8944 | 0.8944 | 0.8944 | 0.8944 | 0.8944 | 0.8944 | 0.8944 | 0.8944
F1_Industrial_Industrial - ID_New_Space Heating_Natural Gas_Gas Boiler - Steam Trap Replacement_A | F1 | Industrial | Industrial - ID | New | Space Heating | Natural Gas | Gas Boiler - Steam Trap Replacement | A | Tech. Market Savings per Unit | 0 | 0 | 40051.8778 | 40051.8778 | 40051.8778 | 40051.8778 | 40051.8778 | 40051.8778 | 40051.8778 | 40051.8778 | 40051.8778 | 40051.8778 | 40051.8778 | 40051.8778 | 40051.8778 | 40051.8778 | 40051.8778 | 40051.8778 | 40051.8778 | 40051.8778 | 40051.8778 | 40051.8778 | 40051.8778 | 40051.8778 | 40051.8778 | 40051.8778 | 40051.8778
F2_Industrial_Industrial - ID_New_Space Heating_Natural Gas_Gas Boiler - Steam Trap Replacement_A | F2 | Industrial | Industrial - ID | New | Space Heating | Natural Gas | Gas Boiler - Steam Trap Replacement | A | Tech Code Savings per Unit | 0 | 0 | 40051.8778 | 40051.8778 | 40051.8778 | 40051.8778 | 40051.8778 | 40051.8778 | 40051.8778 | 40051.8778 | 40051.8778 | 40051.8778 | 40051.8778 | 40051.8778 | 40051.8778 | 40051.8778 | 40051.8778 | 40051.8778 | 40051.8778 | 40051.8778 | 40051.8778 | 40051.8778 | 40051.8778 | 40051.8778 | 40051.8778 | 40051.8778 | 40051.8778
F3_Industrial_Industrial - ID_New_Space Heating_Natural Gas_Gas Boiler - Steam Trap Replacement_A | F3 | Industrial | Industrial - ID | New | Space Heating | Natural Gas | Gas Boiler - Steam Trap Replacement | A | Econ Market Savings per Unit | 0 | 0 | 40051.8778 | 40051.8778 | 40051.8778 | 40051.8778 | 40051.8778 | 40051.8778 | 40051.8778 | 40051.8778 | 40051.8778 | 40051.8778 | 40051.8778 | 40051.8778 | 40051.8778 | 40051.8778 | 40051.8778 | 40051.8778 | 40051.8778 | 40051.8778 | 40051.8778 | 40051.8778 | 40051.8778 | 40051.8778 | 40051.8778 | 40051.8778 | 40051.8778
F4_Industrial_Industrial - ID_New_Space Heating_Natural Gas_Gas Boiler - Steam Trap Replacement_A | F4 | Industrial | Industrial - ID | New | Space Heating | Natural Gas | Gas Boiler - Steam Trap Replacement | A | Econ Code Savings per Unit | 0 | 0 | 40051.8778 | 40051.8778 | 40051.8778 | 40051.8778 | 40051.8778 | 40051.8778 | 40051.8778 | 40051.8778 | 40051.8778 | 40051.8778 | 40051.8778 | 40051.8778 | 40051.8778 | 40051.8778 | 40051.8778 | 40051.8778 | 40051.8778 | 40051.8778 | 40051.8778 | 40051.8778 | 40051.8778 | 40051.8778 | 40051.8778 | 40051.8778 | 40051.8778
F1_Industrial_Industrial - ID_New_Process_Natural Gas_Process Boiler - Hot Water Reset_A | F1 | Industrial | Industrial - ID | New | Process | Natural Gas | Process Boiler - Hot Water Reset | A | Tech. Market Savings per Unit | 0 | 0 | 8529.0556 | 8529.0556 | 8529.0556 | 8529.0556 | 8529.0556 | 8529.0556 | 8529.0556 | 8529.0556 | 8529.0556 | 8529.0556 | 8529.0556 | 8529.0556 | 8529.0556 | 8529.0556 | 8529.0556 | 8529.0556 | 8529.0556 | 8529.0556 | 8529.0556 | 8529.0556 | 8529.0556 | 8529.0556 | 8529.0556 | 8529.0556 | 8529.0556
F2_Industrial_Industrial - ID_New_Process_Natural Gas_Process Boiler - Hot Water Reset_A | F2 | Industrial | Industrial - ID | New | Process | Natural Gas | Process Boiler - Hot Water Reset | A | Tech Code Savings per Unit | 0 | 0 | 8529.0556 | 8529.0556 | 8529.0556 | 8529.0556 | 8529.0556 | 8529.0556 | 8529.0556 | 8529.0556 | 8529.0556 | 8529.0556 | 8529.0556 | 8529.0556 | 8529.0556 | 8529.0556 | 8529.0556 | 8529.0556 | 8529.0556 | 8529.0556 | 8529.0556 | 8529.0556 | 8529.0556 | 8529.0556 | 8529.0556 | 8529.0556 | 8529.0556
F3_Industrial_Industrial - ID_New_Process_Natural Gas_Process Boiler - Hot Water Reset_A | F3 | Industrial | Industrial - ID | New | Process | Natural Gas | Process Boiler - Hot Water Reset | A | Econ Market Savings per Unit | 0 | 0 | 8529.0556 | 8529.0556 | 8529.0556 | 8529.0556 | 8529.0556 | 8529.0556 | 8529.0556 | 8529.0556 | 8529.0556 | 8529.0556 | 8529.0556 | 8529.0556 | 8529.0556 | 8529.0556 | 8529.0556 | 8529.0556 | 8529.0556 | 8529.0556 | 8529.0556 | 8529.0556 | 8529.0556 | 8529.0556 | 8529.0556 | 8529.0556 | 8529.0556
F4_Industrial_Industrial - ID_New_Process_Natural Gas_Process Boiler - Hot Water Reset_A | F4 | Industrial | Industrial - ID | New | Process | Natural Gas | Process Boiler - Hot Water Reset | A | Econ Code Savings per Unit | 0 | 0 | 8529.0556 | 8529.0556 | 8529.0556 | 8529.0556 | 8529.0556 | 8529.0556 | 8529.0556 | 8529.0556 | 8529.0556 | 8529.0556 | 8529.0556 | 8529.0556 | 8529.0556 | 8529.0556 | 8529.0556 | 8529.0556 | 8529.0556 | 8529.0556 | 8529.0556 | 8529.0556 | 8529.0556 | 8529.0556 | 8529.0556 | 8529.0556 | 8529.0556
F1_Industrial_Industrial - ID_New_Process_Natural Gas_Process Boiler - Burner Control Optimization_A | F1 | Industrial | Industrial - ID | New | Process | Natural Gas | Process Boiler - Burner Control Optimization | A | Tech. Market Savings per Unit | 0 | 0 | 2.3188 | 2.3188 | 2.3188 | 2.3188 | 2.3188 | 2.3188 | 2.3188 | 2.3188 | 2.3188 | 2.3188 | 2.3188 | 2.3188 | 2.3188 | 2.3188 | 2.3188 | 2.3188 | 2.3188 | 2.3188 | 2.3188 | 2.3188 | 2.3188 | 2.3188 | 2.3188 | 2.3188 | 2.3188
F2_Industrial_Industrial - ID_New_Process_Natural Gas_Process Boiler - Burner Control Optimization_A | F2 | Industrial | Industrial - ID | New | Process | Natural Gas | Process Boiler - Burner Control Optimization | A | Tech Code Savings per Unit | 0 | 0 | 2.3188 | 2.3188 | 2.3188 | 2.3188 | 2.3188 | 2.3188 | 2.3188 | 2.3188 | 2.3188 | 2.3188 | 2.3188 | 2.3188 | 2.3188 | 2.3188 | 2.3188 | 2.3188 | 2.3188 | 2.3188 | 2.3188 | 2.3188 | 2.3188 | 2.3188 | 2.3188 | 2.3188 | 2.3188
F3_Industrial_Industrial - ID_New_Process_Natural Gas_Process Boiler - Burner Control Optimization_A | F3 | Industrial | Industrial - ID | New | Process | Natural Gas | Process Boiler - Burner Control Optimization | A | Econ Market Savings per Unit | 0 | 0 | 2.3188 | 2.3188 | 2.3188 | 2.3188 | 2.3188 | 2.3188 | 2.3188 | 2.3188 | 2.3188 | 2.3188 | 2.3188 | 2.3188 | 2.3188 | 2.3188 | 2.3188 | 2.3188 | 2.3188 | 2.3188 | 2.3188 | 2.3188 | 2.3188 | 2.3188 | 2.3188 | 2.3188 | 2.3188
F4_Industrial_Industrial - ID_New_Process_Natural Gas_Process Boiler - Burner Control Optimization_A | F4 | Industrial | Industrial - ID | New | Process | Natural Gas | Process Boiler - Burner Control Optimization | A | Econ Code Savings per Unit | 0 | 0 | 2.3188 | 2.3188 | 2.3188 | 2.3188 | 2.3188 | 2.3188 | 2.3188 | 2.3188 | 2.3188 | 2.3188 | 2.3188 | 2.3188 | 2.3188 | 2.3188 | 2.3188 | 2.3188 | 2.3188 | 2.3188 | 2.3188 | 2.3188 | 2.3188 | 2.3188 | 2.3188 | 2.3188 | 2.3188
F1_Industrial_Industrial - ID_New_Process_Natural Gas_Process Boiler - Insulate Hot Water Lines_A | F1 | Industrial | Industrial - ID | New | Process | Natural Gas | Process Boiler - Insulate Hot Water Lines | A | Tech. Market Savings per Unit | 0 | 0 | 38.0063 | 38.0063 | 38.0063 | 38.0063 | 38.0063 | 38.0063 | 38.0063 | 38.0063 | 38.0063 | 38.0063 | 38.0063 | 38.0063 | 38.0063 | 38.0063 | 38.0063 | 38.0063 | 38.0063 | 38.0063 | 38.0063 | 38.0063 | 38.0063 | 38.0063 | 38.0063 | 38.0063 | 38.0063
F2_Industrial_Industrial - ID_New_Process_Natural Gas_Process Boiler - Insulate Hot Water Lines_A | F2 | Industrial | Industrial - ID | New | Process | Natural Gas | Process Boiler - Insulate Hot Water Lines | A | Tech Code Savings per Unit | 0 | 0 | 38.0063 | 38.0063 | 38.0063 | 38.0063 | 38.0063 | 38.0063 | 38.0063 | 38.0063 | 38.0063 | 38.0063 | 38.0063 | 38.0063 | 38.0063 | 38.0063 | 38.0063 | 38.0063 | 38.0063 | 38.0063 | 38.0063 | 38.0063 | 38.0063 | 38.0063 | 38.0063 | 38.0063 | 38.0063
F3_Industrial_Industrial - ID_New_Process_Natural Gas_Process Boiler - Insulate Hot Water Lines_A | F3 | Industrial | Industrial - ID | New | Process | Natural Gas | Process Boiler - Insulate Hot Water Lines | A | Econ Market Savings per Unit | 0 | 0 | 38.0063 | 38.0063 | 38.0063 | 38.0063 | 38.0063 | 38.0063 | 38.0063 | 38.0063 | 38.0063 | 38.0063 | 38.0063 | 38.0063 | 38.0063 | 38.0063 | 38.0063 | 38.0063 | 38.0063 | 38.0063 | 38.0063 | 38.0063 | 38.0063 | 38.0063 | 38.0063 | 38.0063 | 38.0063
F4_Industrial_Industrial - ID_New_Process_Natural Gas_Process Boiler - Insulate Hot Water Lines_A | F4 | Industrial | Industrial - ID | New | Process | Natural Gas | Process Boiler - Insulate Hot Water Lines | A | Econ Code Savings per Unit | 0 | 0 | 38.0063 | 38.0063 | 38.0063 | 38.0063 | 38.0063 | 38.0063 | 38.0063 | 38.0063 | 38.0063 | 38.0063 | 38.0063 | 38.0063 | 38.0063 | 38.0063 | 38.0063 | 38.0063 | 38.0063 | 38.0063 | 38.0063 | 38.0063 | 38.0063 | 38.0063 | 38.0063 | 38.0063 | 38.0063
F1_Industrial_Industrial - ID_New_Process_Natural Gas_Process Boiler - Insulate Steam Lines/Condensate Tank_A | F1 | Industrial | Industrial - ID | New | Process | Natural Gas | Process Boiler - Insulate Steam Lines/Condensate Tank | A | Tech. Market Savings per Unit | 0 | 0 | 56.7725 | 56.7725 | 56.7725 | 56.7725 | 56.7725 | 56.7725 | 56.7725 | 56.7725 | 56.7725 | 56.7725 | 56.7725 | 56.7725 | 56.7725 | 56.7725 | 56.7725 | 56.7725 | 56.7725 | 56.7725 | 56.7725 | 56.7725 | 56.7725 | 56.7725 | 56.7725 | 56.7725 | 56.7725
F2_Industrial_Industrial - ID_New_Process_Natural Gas_Process Boiler - Insulate Steam Lines/Condensate Tank_A | F2 | Industrial | Industrial - ID | New | Process | Natural Gas | Process Boiler - Insulate Steam Lines/Condensate Tank | A | Tech Code Savings per Unit | 0 | 0 | 56.7725 | 56.7725 | 56.7725 | 56.7725 | 56.7725 | 56.7725 | 56.7725 | 56.7725 | 56.7725 | 56.7725 | 56.7725 | 56.7725 | 56.7725 | 56.7725 | 56.7725 | 56.7725 | 56.7725 | 56.7725 | 56.7725 | 56.7725 | 56.7725 | 56.7725 | 56.7725 | 56.7725 | 56.7725
F3_Industrial_Industrial - ID_New_Process_Natural Gas_Process Boiler - Insulate Steam Lines/Condensate Tank_A | F3 | Industrial | Industrial - ID | New | Process | Natural Gas | Process Boiler - Insulate Steam Lines/Condensate Tank | A | Econ Market Savings per Unit | 0 | 0 | 56.7725 | 56.7725 | 56.7725 | 56.7725 | 56.7725 | 56.7725 | 56.7725 | 56.7725 | 56.7725 | 56.7725 | 56.7725 | 56.7725 | 56.7725 | 56.7725 | 56.7725 | 56.7725 | 56.7725 | 56.7725 | 56.7725 | 56.7725 | 56.7725 | 56.7725 | 56.7725 | 56.7725 | 56.7725
F4_Industrial_Industrial - ID_New_Process_Natural Gas_Process Boiler - Insulate Steam Lines/Condensate Tank_A | F4 | Industrial | Industrial - ID | New | Process | Natural Gas | Process Boiler - Insulate Steam Lines/Condensate Tank | A | Econ Code Savings per Unit | 0 | 0 | 56.7725 | 56.7725 | 56.7725 | 56.7725 | 56.7725 | 56.7725 | 56.7725 | 56.7725 | 56.7725 | 56.7725 | 56.7725 | 56.7725 | 56.7725 | 56.7725 | 56.7725 | 56.7725 | 56.7725 | 56.7725 | 56.7725 | 56.7725 | 56.7725 | 56.7725 | 56.7725 | 56.7725 | 56.7725
F1_Industrial_Industrial - ID_New_Process_Natural Gas_Process Boiler - Stack Economizer_A | F1 | Industrial | Industrial - ID | New | Process | Natural Gas | Process Boiler - Stack Economizer | A | Tech. Market Savings per Unit | 0 | 0 | 7.6762 | 7.6762 | 7.6762 | 7.6762 | 7.6762 | 7.6762 | 7.6762 | 7.6762 | 7.6762 | 7.6762 | 7.6762 | 7.6762 | 7.6762 | 7.6762 | 7.6762 | 7.6762 | 7.6762 | 7.6762 | 7.6762 | 7.6762 | 7.6762 | 7.6762 | 7.6762 | 7.6762 | 7.6762
F2_Industrial_Industrial - ID_New_Process_Natural Gas_Process Boiler - Stack Economizer_A | F2 | Industrial | Industrial - ID | New | Process | Natural Gas | Process Boiler - Stack Economizer | A | Tech Code Savings per Unit | 0 | 0 | 7.6762 | 7.6762 | 7.6762 | 7.6762 | 7.6762 | 7.6762 | 7.6762 | 7.6762 | 7.6762 | 7.6762 | 7.6762 | 7.6762 | 7.6762 | 7.6762 | 7.6762 | 7.6762 | 7.6762 | 7.6762 | 7.6762 | 7.6762 | 7.6762 | 7.6762 | 7.6762 | 7.6762 | 7.6762
F3_Industrial_Industrial - ID_New_Process_Natural Gas_Process Boiler - Stack Economizer_A | F3 | Industrial | Industrial - ID | New | Process | Natural Gas | Process Boiler - Stack Economizer | A | Econ Market Savings per Unit | 0 | 0 | 7.6762 | 7.6762 | 7.6762 | 7.6762 | 7.6762 | 7.6762 | 7.6762 | 7.6762 | 7.6762 | 7.6762 | 7.6762 | 7.6762 | 7.6762 | 7.6762 | 7.6762 | 7.6762 | 7.6762 | 7.6762 | 7.6762 | 7.6762 | 7.6762 | 7.6762 | 7.6762 | 7.6762 | 7.6762
F4_Industrial_Industrial - ID_New_Process_Natural Gas_Process Boiler - Stack Economizer_A | F4 | Industrial | Industrial - ID | New | Process | Natural Gas | Process Boiler - Stack Economizer | A | Econ Code Savings per Unit | 0 | 0 | 7.6762 | 7.6762 | 7.6762 | 7.6762 | 7.6762 | 7.6762 | 7.6762 | 7.6762 | 7.6762 | 7.6762 | 7.6762 | 7.6762 | 7.6762 | 7.6762 | 7.6762 | 7.6762 | 7.6762 | 7.6762 | 7.6762 | 7.6762 | 7.6762 | 7.6762 | 7.6762 | 7.6762 | 7.6762
F1_Industrial_Industrial - ID_New_Process_Natural Gas_Process Boiler - Steam Trap Replacement_A | F1 | Industrial | Industrial - ID | New | Process | Natural Gas | Process Boiler - Steam Trap Replacement | A | Tech. Market Savings per Unit | 0 | 0 | 343744.5378 | 343744.5378 | 343744.5378 | 343744.5378 | 343744.5378 | 343744.5378 | 343744.5378 | 343744.5378 | 343744.5378 | 343744.5378 | 343744.5378 | 343744.5378 | 343744.5378 | 343744.5378 | 343744.5378 | 343744.5378 | 343744.5378 | 343744.5378 | 343744.5378 | 343744.5378 | 343744.5378 | 343744.5378 | 343744.5378 | 343744.5378 | 343744.5378
F2_Industrial_Industrial - ID_New_Process_Natural Gas_Process Boiler - Steam Trap Replacement_A | F2 | Industrial | Industrial - ID | New | Process | Natural Gas | Process Boiler - Steam Trap Replacement | A | Tech Code Savings per Unit | 0 | 0 | 343744.5378 | 343744.5378 | 343744.5378 | 343744.5378 | 343744.5378 | 343744.5378 | 343744.5378 | 343744.5378 | 343744.5378 | 343744.5378 | 343744.5378 | 343744.5378 | 343744.5378 | 343744.5378 | 343744.5378 | 343744.5378 | 343744.5378 | 343744.5378 | 343744.5378 | 343744.5378 | 343744.5378 | 343744.5378 | 343744.5378 | 343744.5378 | 343744.5378
F3_Industrial_Industrial - ID_New_Process_Natural Gas_Process Boiler - Steam Trap Replacement_A | F3 | Industrial | Industrial - ID | New | Process | Natural Gas | Process Boiler - Steam Trap Replacement | A | Econ Market Savings per Unit | 0 | 0 | 343744.5378 | 343744.5378 | 343744.5378 | 343744.5378 | 343744.5378 | 343744.5378 | 343744.5378 | 343744.5378 | 343744.5378 | 343744.5378 | 343744.5378 | 343744.5378 | 343744.5378 | 343744.5378 | 343744.5378 | 343744.5378 | 343744.5378 | 343744.5378 | 343744.5378 | 343744.5378 | 343744.5378 | 343744.5378 | 343744.5378 | 343744.5378 | 343744.5378
F4_Industrial_Industrial - ID_New_Process_Natural Gas_Process Boiler - Steam Trap Replacement_A | F4 | Industrial | Industrial - ID | New | Process | Natural Gas | Process Boiler - Steam Trap Replacement | A | Econ Code Savings per Unit | 0 | 0 | 343744.5378 | 343744.5378 | 343744.5378 | 343744.5378 | 343744.5378 | 343744.5378 | 343744.5378 | 343744.5378 | 343744.5378 | 343744.5378 | 343744.5378 | 343744.5378 | 343744.5378 | 343744.5378 | 343744.5378 | 343744.5378 | 343744.5378 | 343744.5378 | 343744.5378 | 343744.5378 | 343744.5378 | 343744.5378 | 343744.5378 | 343744.5378 | 343744.5378
F1_Industrial_Industrial - ID_New_Process_Natural Gas_Process Boiler - Maintenance_A | F1 | Industrial | Industrial - ID | New | Process | Natural Gas | Process Boiler - Maintenance | A | Tech. Market Savings per Unit | 0 | 0 | 4.7976 | 4.7976 | 4.7976 | 4.7976 | 4.7976 | 4.7976 | 4.7976 | 4.7976 | 4.7976 | 4.7976 | 4.7976 | 4.7976 | 4.7976 | 4.7976 | 4.7976 | 4.7976 | 4.7976 | 4.7976 | 4.7976 | 4.7976 | 4.7976 | 4.7976 | 4.7976 | 4.7976 | 4.7976
F2_Industrial_Industrial - ID_New_Process_Natural Gas_Process Boiler - Maintenance_A | F2 | Industrial | Industrial - ID | New | Process | Natural Gas | Process Boiler - Maintenance | A | Tech Code Savings per Unit | 0 | 0 | 4.7976 | 4.7976 | 4.7976 | 4.7976 | 4.7976 | 4.7976 | 4.7976 | 4.7976 | 4.7976 | 4.7976 | 4.7976 | 4.7976 | 4.7976 | 4.7976 | 4.7976 | 4.7976 | 4.7976 | 4.7976 | 4.7976 | 4.7976 | 4.7976 | 4.7976 | 4.7976 | 4.7976 | 4.7976
F3_Industrial_Industrial - ID_New_Process_Natural Gas_Process Boiler - Maintenance_A | F3 | Industrial | Industrial - ID | New | Process | Natural Gas | Process Boiler - Maintenance | A | Econ Market Savings per Unit | 0 | 0 | 4.7976 | 4.7976 | 4.7976 | 4.7976 | 4.7976 | 4.7976 | 4.7976 | 4.7976 | 4.7976 | 4.7976 | 4.7976 | 4.7976 | 4.7976 | 4.7976 | 4.7976 | 4.7976 | 4.7976 | 4.7976 | 4.7976 | 4.7976 | 4.7976 | 4.7976 | 4.7976 | 4.7976 | 4.7976
F4_Industrial_Industrial - ID_New_Process_Natural Gas_Process Boiler - Maintenance_A | F4 | Industrial | Industrial - ID | New | Process | Natural Gas | Process Boiler - Maintenance | A | Econ Code Savings per Unit | 0 | 0 | 4.7976 | 4.7976 | 4.7976 | 4.7976 | 4.7976 | 4.7976 | 4.7976 | 4.7976 | 4.7976 | 4.7976 | 4.7976 | 4.7976 | 4.7976 | 4.7976 | 4.7976 | 4.7976 | 4.7976 | 4.7976 | 4.7976 | 4.7976 | 4.7976 | 4.7976 | 4.7976 | 4.7976 | 4.7976
F1_Industrial_Industrial - ID_New_Process_Natural Gas_Process - Heat Recovery_A | F1 | Industrial | Industrial - ID | New | Process | Natural Gas | Process - Heat Recovery | A | Tech. Market Savings per Unit | 0 | 0 | 0.71666 | 0.71666 | 0.71666 | 0.71666 | 0.71666 | 0.71666 | 0.71666 | 0.71666 | 0.71666 | 0.71666 | 0.71666 | 0.71666 | 0.71666 | 0.71666 | 0.71666 | 0.71666 | 0.71666 | 0.71666 | 0.71666 | 0.71666 | 0.71666 | 0.71666 | 0.71666 | 0.71666 | 0.71666
F2_Industrial_Industrial - ID_New_Process_Natural Gas_Process - Heat Recovery_A | F2 | Industrial | Industrial - ID | New | Process | Natural Gas | Process - Heat Recovery | A | Tech Code Savings per Unit | 0 | 0 | 0.71666 | 0.71666 | 0.71666 | 0.71666 | 0.71666 | 0.71666 | 0.71666 | 0.71666 | 0.71666 | 0.71666 | 0.71666 | 0.71666 | 0.71666 | 0.71666 | 0.71666 | 0.71666 | 0.71666 | 0.71666 | 0.71666 | 0.71666 | 0.71666 | 0.71666 | 0.71666 | 0.71666 | 0.71666
F3_Industrial_Industrial - ID_New_Process_Natural Gas_Process - Heat Recovery_A | F3 | Industrial | Industrial - ID | New | Process | Natural Gas | Process - Heat Recovery | A | Econ Market Savings per Unit | 0 | 0 | 0.71666 | 0.71666 | 0.71666 | 0.71666 | 0.71666 | 0.71666 | 0.71666 | 0.71666 | 0.71666 | 0.71666 | 0.71666 | 0.71666 | 0.71666 | 0.71666 | 0.71666 | 0.71666 | 0.71666 | 0.71666 | 0.71666 | 0.71666 | 0.71666 | 0.71666 | 0.71666 | 0.71666 | 0.71666
F4_Industrial_Industrial - ID_New_Process_Natural Gas_Process - Heat Recovery_A | F4 | Industrial | Industrial - ID | New | Process | Natural Gas | Process - Heat Recovery | A | Econ Code Savings per Unit | 0 | 0 | 0.71666 | 0.71666 | 0.71666 | 0.71666 | 0.71666 | 0.71666 | 0.71666 | 0.71666 | 0.71666 | 0.71666 | 0.71666 | 0.71666 | 0.71666 | 0.71666 | 0.71666 | 0.71666 | 0.71666 | 0.71666 | 0.71666 | 0.71666 | 0.71666 | 0.71666 | 0.71666 | 0.71666 | 0.71666
F1_Industrial_Industrial - ID_New_Space Heating_Natural Gas_Strategic Energy Management_A | F1 | Industrial | Industrial - ID | New | Space Heating | Natural Gas | Strategic Energy Management | A | Tech. Market Savings per Unit | 0 | 0 | 0.028701 | 0.027926 | 0.027863 | 0.027839 | 0.027827 | 0.027819 | 0.027814 | 0.02781 | 0.027807 | 0.027805 | 0.027803 | 0.027802 | 0.027801 | 0.0278 | 0.027799 | 0.027798 | 0.027797 | 0.027797 | 0.027795 | 0.027794 | 0.027793 | 0.027792 | 0.027791 | 0.027791 | 0.02779
F2_Industrial_Industrial - ID_New_Space Heating_Natural Gas_Strategic Energy Management_A | F2 | Industrial | Industrial - ID | New | Space Heating | Natural Gas | Strategic Energy Management | A | Tech Code Savings per Unit | 0 | 0 | 0.028701 | 0.027926 | 0.027863 | 0.027839 | 0.027827 | 0.027819 | 0.027814 | 0.02781 | 0.027807 | 0.027805 | 0.027803 | 0.027802 | 0.027801 | 0.0278 | 0.027799 | 0.027798 | 0.027797 | 0.027797 | 0.027795 | 0.027794 | 0.027793 | 0.027792 | 0.027791 | 0.027791 | 0.02779
F3_Industrial_Industrial - ID_New_Space Heating_Natural Gas_Strategic Energy Management_A | F3 | Industrial | Industrial - ID | New | Space Heating | Natural Gas | Strategic Energy Management | A | Econ Market Savings per Unit | 0 | 0 | 0.028701 | 0.027926 | 0.027863 | 0.027839 | 0.027827 | 0.027819 | 0.027814 | 0.02781 | 0.027807 | 0.027805 | 0.027803 | 0.027802 | 0.027801 | 0.0278 | 0.027799 | 0.027798 | 0.027797 | 0.027797 | 0.027795 | 0.027794 | 0.027793 | 0.027792 | 0.027791 | 0.027791 | 0.02779
F4_Industrial_Industrial - ID_New_Space Heating_Natural Gas_Strategic Energy Management_A | F4 | Industrial | Industrial - ID | New | Space Heating | Natural Gas | Strategic Energy Management | A | Econ Code Savings per Unit | 0 | 0 | 0.028701 | 0.027926 | 0.027863 | 0.027839 | 0.027827 | 0.027819 | 0.027814 | 0.02781 | 0.027807 | 0.027805 | 0.027803 | 0.027802 | 0.027801 | 0.0278 | 0.027799 | 0.027798 | 0.027797 | 0.027797 | 0.027795 | 0.027794 | 0.027793 | 0.027792 | 0.027791 | 0.027791 | 0.02779
F1_Industrial_Industrial - ID_New_Process_Natural Gas_Strategic Energy Management_A | F1 | Industrial | Industrial - ID | New | Process | Natural Gas | Strategic Energy Management | A | Tech. Market Savings per Unit | 0 | 0 | 0.11673 | 0.11673 | 0.11673 | 0.11673 | 0.11673 | 0.11673 | 0.11673 | 0.11673 | 0.11673 | 0.11673 | 0.11673 | 0.11673 | 0.11673 | 0.11673 | 0.11673 | 0.11673 | 0.11673 | 0.11673 | 0.11673 | 0.11673 | 0.11673 | 0.11673 | 0.11673 | 0.11673 | 0.11673
F2_Industrial_Industrial - ID_New_Process_Natural Gas_Strategic Energy Management_A | F2 | Industrial | Industrial - ID | New | Process | Natural Gas | Strategic Energy Management | A | Tech Code Savings per Unit | 0 | 0 | 0.11673 | 0.11673 | 0.11673 | 0.11673 | 0.11673 | 0.11673 | 0.11673 | 0.11673 | 0.11673 | 0.11673 | 0.11673 | 0.11673 | 0.11673 | 0.11673 | 0.11673 | 0.11673 | 0.11673 | 0.11673 | 0.11673 | 0.11673 | 0.11673 | 0.11673 | 0.11673 | 0.11673 | 0.11673
F3_Industrial_Industrial - ID_New_Process_Natural Gas_Strategic Energy Management_A | F3 | Industrial | Industrial - ID | New | Process | Natural Gas | Strategic Energy Management | A | Econ Market Savings per Unit | 0 | 0 | 0.11673 | 0.11673 | 0.11673 | 0.11673 | 0.11673 | 0.11673 | 0.11673 | 0.11673 | 0.11673 | 0.11673 | 0.11673 | 0.11673 | 0.11673 | 0.11673 | 0.11673 | 0.11673 | 0.11673 | 0.11673 | 0.11673 | 0.11673 | 0.11673 | 0.11673 | 0.11673 | 0.11673 | 0.11673
F4_Industrial_Industrial - ID_New_Process_Natural Gas_Strategic Energy Management_A | F4 | Industrial | Industrial - ID | New | Process | Natural Gas | Strategic Energy Management | A | Econ Code Savings per Unit | 0 | 0 | 0.11673 | 0.11673 | 0.11673 | 0.11673 | 0.11673 | 0.11673 | 0.11673 | 0.11673 | 0.11673 | 0.11673 | 0.11673 | 0.11673 | 0.11673 | 0.11673 | 0.11673 | 0.11673 | 0.11673 | 0.11673 | 0.11673 | 0.11673 | 0.11673 | 0.11673 | 0.11673 | 0.11673 | 0.11673
F1_Industrial_Industrial - ID_New_Miscellaneous_Natural Gas_Strategic Energy Management_A | F1 | Industrial | Industrial - ID | New | Miscellaneous | Natural Gas | Strategic Energy Management | A | Tech. Market Savings per Unit | 0 | 0 | 0.025488 | 0.025488 | 0.025488 | 0.025488 | 0.025488 | 0.025488 | 0.025488 | 0.025488 | 0.025488 | 0.025488 | 0.025488 | 0.025488 | 0.025488 | 0.025488 | 0.025488 | 0.025488 | 0.025488 | 0.025488 | 0.025488 | 0.025488 | 0.025488 | 0.025488 | 0.025488 | 0.025488 | 0.025488
F2_Industrial_Industrial - ID_New_Miscellaneous_Natural Gas_Strategic Energy Management_A | F2 | Industrial | Industrial - ID | New | Miscellaneous | Natural Gas | Strategic Energy Management | A | Tech Code Savings per Unit | 0 | 0 | 0.025488 | 0.025488 | 0.025488 | 0.025488 | 0.025488 | 0.025488 | 0.025488 | 0.025488 | 0.025488 | 0.025488 | 0.025488 | 0.025488 | 0.025488 | 0.025488 | 0.025488 | 0.025488 | 0.025488 | 0.025488 | 0.025488 | 0.025488 | 0.025488 | 0.025488 | 0.025488 | 0.025488 | 0.025488
F3_Industrial_Industrial - ID_New_Miscellaneous_Natural Gas_Strategic Energy Management_A | F3 | Industrial | Industrial - ID | New | Miscellaneous | Natural Gas | Strategic Energy Management | A | Econ Market Savings per Unit | 0 | 0 | 0.025488 | 0.025488 | 0.025488 | 0.025488 | 0.025488 | 0.025488 | 0.025488 | 0.025488 | 0.025488 | 0.025488 | 0.025488 | 0.025488 | 0.025488 | 0.025488 | 0.025488 | 0.025488 | 0.025488 | 0.025488 | 0.025488 | 0.025488 | 0.025488 | 0.025488 | 0.025488 | 0.025488 | 0.025488
F4_Industrial_Industrial - ID_New_Miscellaneous_Natural Gas_Strategic Energy Management_A | F4 | Industrial | Industrial - ID | New | Miscellaneous | Natural Gas | Strategic Energy Management | A | Econ Code Savings per Unit | 0 | 0 | 0.025488 | 0.025488 | 0.025488 | 0.025488 | 0.025488 | 0.025488 | 0.025488 | 0.025488 | 0.025488 | 0.025488 | 0.025488 | 0.025488 | 0.025488 | 0.025488 | 0.025488 | 0.025488 | 0.025488 | 0.025488 | 0.025488 | 0.025488 | 0.025488 | 0.025488 | 0.025488 | 0.025488 | 0.025488
F1_Industrial_Industrial - ID_New_Space Heating_Natural Gas_Retrocommissioning_A | F1 | Industrial | Industrial - ID | New | Space Heating | Natural Gas | Retrocommissioning | A | Tech. Market Savings per Unit | 0 | 0 | 0.035242 | 0.03429 | 0.034213 | 0.034184 | 0.034169 | 0.034159 | 0.034153 | 0.034148 | 0.034145 | 0.034142 | 0.03414 | 0.034138 | 0.034137 | 0.034136 | 0.034134 | 0.034133 | 0.034133 | 0.034132 | 0.03413 | 0.034129 | 0.034127 | 0.034126 | 0.034125 | 0.034125 | 0.034124
F2_Industrial_Industrial - ID_New_Space Heating_Natural Gas_Retrocommissioning_A | F2 | Industrial | Industrial - ID | New | Space Heating | Natural Gas | Retrocommissioning | A | Tech Code Savings per Unit | 0 | 0 | 0.035242 | 0.03429 | 0.034213 | 0.034184 | 0.034169 | 0.034159 | 0.034153 | 0.034148 | 0.034145 | 0.034142 | 0.03414 | 0.034138 | 0.034137 | 0.034136 | 0.034134 | 0.034133 | 0.034133 | 0.034132 | 0.03413 | 0.034129 | 0.034127 | 0.034126 | 0.034125 | 0.034125 | 0.034124
F3_Industrial_Industrial - ID_New_Space Heating_Natural Gas_Retrocommissioning_A | F3 | Industrial | Industrial - ID | New | Space Heating | Natural Gas | Retrocommissioning | A | Econ Market Savings per Unit | 0 | 0 | 0.035242 | 0.03429 | 0.034213 | 0.034184 | 0.034169 | 0.034159 | 0.034153 | 0.034148 | 0.034145 | 0.034142 | 0.03414 | 0.034138 | 0.034137 | 0.034136 | 0.034134 | 0.034133 | 0.034133 | 0.034132 | 0.03413 | 0.034129 | 0.034127 | 0.034126 | 0.034125 | 0.034125 | 0.034124
F4_Industrial_Industrial - ID_New_Space Heating_Natural Gas_Retrocommissioning_A | F4 | Industrial | Industrial - ID | New | Space Heating | Natural Gas | Retrocommissioning | A | Econ Code Savings per Unit | 0 | 0 | 0.035242 | 0.03429 | 0.034213 | 0.034184 | 0.034169 | 0.034159 | 0.034153 | 0.034148 | 0.034145 | 0.034142 | 0.03414 | 0.034138 | 0.034137 | 0.034136 | 0.034134 | 0.034133 | 0.034133 | 0.034132 | 0.03413 | 0.034129 | 0.034127 | 0.034126 | 0.034125 | 0.034125 | 0.034124
F1_Industrial_Industrial - ID_New_Process_Natural Gas_Retrocommissioning_A | F1 | Industrial | Industrial - ID | New | Process | Natural Gas | Retrocommissioning | A | Tech. Market Savings per Unit | 0 | 0 | 0 | 0 | 0 | 0 | 0 | 0 | 0 | 0 | 0 | 0 | 0 | 0 | 0 | 0 | 0 | 0 | 0 | 0 | 0 | 0 | 0 | 0 | 0 | 0 | 0
F2_Industrial_Industrial - ID_New_Process_Natural Gas_Retrocommissioning_A | F2 | Industrial | Industrial - ID | New | Process | Natural Gas | Retrocommissioning | A | Tech Code Savings per Unit | 0 | 0 | 0 | 0 | 0 | 0 | 0 | 0 | 0 | 0 | 0 | 0 | 0 | 0 | 0 | 0 | 0 | 0 | 0 | 0 | 0 | 0 | 0 | 0 | 0 | 0 | 0
F3_Industrial_Industrial - ID_New_Process_Natural Gas_Retrocommissioning_A | F3 | Industrial | Industrial - ID | New | Process | Natural Gas | Retrocommissioning | A | Econ Market Savings per Unit | 0 | 0 | 0 | 0 | 0 | 0 | 0 | 0 | 0 | 0 | 0 | 0 | 0 | 0 | 0 | 0 | 0 | 0 | 0 | 0 | 0 | 0 | 0 | 0 | 0 | 0 | 0
F4_Industrial_Industrial - ID_New_Process_Natural Gas_Retrocommissioning_A | F4 | Industrial | Industrial - ID | New | Process | Natural Gas | Retrocommissioning | A | Econ Code Savings per Unit | 0 | 0 | 0 | 0 | 0 | 0 | 0 | 0 | 0 | 0 | 0 | 0 | 0 | 0 | 0 | 0 | 0 | 0 | 0 | 0 | 0 | 0 | 0 | 0 | 0 | 0 | 0

## Econ Ratios
Key | Field | Sector | Segment | Vintage | End Use | Fuel | Measure | Option | Econ Ratio | 2021 | 2022 | 2023 | 2024 | 2025 | 2026 | 2027 | 2028 | 2029 | 2030 | 2031 | 2032 | 2033 | 2034 | 2035 | 2036 | 2037 | 2038 | 2039 | 2040 | 2041 | 2042 | 2043 | 2044 | 2045 | 2046 | 2047
F1_Industrial_Industrial - WA_Existing_Space Heating_Natural Gas_Furnace_A | F1 | Industrial | Industrial - WA | Existing | Space Heating | Natural Gas | Furnace | A | TRC | 0.56974 | 0.57292 | 0.57241 | 0.28587 | 0.28932 | 0.29437 | 0.29495 | 0.29573 | 0.29634 | 0.29664 | 0.29661 | 0.29622 | 0.29536 | 0.29385 | 0.29161 | 0.2888 | 0.28519 | 0.28092 | 0.27583 | 0.26976 | 0.26253 | 0.25432 | 0.24754 | 0.24329 | 0.24168 | 0.24287 | 0.24406
F2_Industrial_Industrial - WA_Existing_Space Heating_Natural Gas_Furnace_A | F2 | Industrial | Industrial - WA | Existing | Space Heating | Natural Gas | Furnace | A | UCT | 0.94956 | 0.95486 | 0.95402 | 0.47644 | 0.4822 | 0.49061 | 0.49158 | 0.49289 | 0.49391 | 0.4944 | 0.49435 | 0.4937 | 0.49226 | 0.48975 | 0.48601 | 0.48134 | 0.47531 | 0.46819 | 0.45972 | 0.4496 | 0.43756 | 0.42387 | 0.41257 | 0.40548 | 0.4028 | 0.40478 | 0.40676
F3_Industrial_Industrial - WA_Existing_Space Heating_Natural Gas_Furnace_A | F3 | Industrial | Industrial - WA | Existing | Space Heating | Natural Gas | Furnace | A | RVT | 0.5 | 0.5 | 0.5 | 0.5 | 0.5 | 0.5 | 0.5 | 0.5 | 0.5 | 0.5 | 0.5 | 0.5 | 0.5 | 0.5 | 0.5 | 0.5 | 0.5 | 0.5 | 0.5 | 0.5 | 0.5 | 0.5 | 0.5 | 0.5 | 0.5 | 0.5 | 0.5
F4_Industrial_Industrial - WA_Existing_Space Heating_Natural Gas_Furnace_A | F4 | Industrial | Industrial - WA | Existing | Space Heating | Natural Gas | Furnace | A | RIM | 0.94956 | 0.95486 | 0.95402 | 0.47644 | 0.4822 | 0.49061 | 0.49158 | 0.49289 | 0.49391 | 0.4944 | 0.49435 | 0.4937 | 0.49226 | 0.48975 | 0.48601 | 0.48134 | 0.47531 | 0.46819 | 0.45972 | 0.4496 | 0.43756 | 0.42387 | 0.41257 | 0.40548 | 0.4028 | 0.40478 | 0.40676
F1_Industrial_Industrial - WA_Existing_Space Heating_Natural Gas_Boiler_A | F1 | Industrial | Industrial - WA | Existing | Space Heating | Natural Gas | Boiler | A | TRC | 0.089334 | 0.089702 | 0.089482 | 0.089222 | 0.09012 | 0.091539 | 0.091668 | 0.091897 | 0.092095 | 0.092198 | 0.092202 | 0.092097 | 0.091851 | 0.09141 | 0.090748 | 0.089916 | 0.088839 | 0.087565 | 0.086045 | 0.084228 | 0.082063 | 0.079602 | 0.077571 | 0.076301 | 0.075832 | 0.076203 | 0.076577
F2_Industrial_Industrial - WA_Existing_Space Heating_Natural Gas_Boiler_A | F2 | Industrial | Industrial - WA | Existing | Space Heating | Natural Gas | Boiler | A | UCT | 0.14889 | 0.1495 | 0.14914 | 0.1487 | 0.1502 | 0.15257 | 0.15278 | 0.15316 | 0.15349 | 0.15366 | 0.15367 | 0.1535 | 0.15309 | 0.15235 | 0.15125 | 0.14986 | 0.14806 | 0.14594 | 0.14341 | 0.14038 | 0.13677 | 0.13267 | 0.12928 | 0.12717 | 0.12639 | 0.12701 | 0.12763
F3_Industrial_Industrial - WA_Existing_Space Heating_Natural Gas_Boiler_A | F3 | Industrial | Industrial - WA | Existing | Space Heating | Natural Gas | Boiler | A | RVT | 0.5 | 0.5 | 0.5 | 0.5 | 0.5 | 0.5 | 0.5 | 0.5 | 0.5 | 0.5 | 0.5 | 0.5 | 0.5 | 0.5 | 0.5 | 0.5 | 0.5 | 0.5 | 0.5 | 0.5 | 0.5 | 0.5 | 0.5 | 0.5 | 0.5 | 0.5 | 0.5
F4_Industrial_Industrial - WA_Existing_Space Heating_Natural Gas_Boiler_A | F4 | Industrial | Industrial - WA | Existing | Space Heating | Natural Gas | Boiler | A | RIM | 0.14889 | 0.1495 | 0.14914 | 0.1487 | 0.1502 | 0.15257 | 0.15278 | 0.15316 | 0.15349 | 0.15366 | 0.15367 | 0.1535 | 0.15309 | 0.15235 | 0.15125 | 0.14986 | 0.14806 | 0.14594 | 0.14341 | 0.14038 | 0.13677 | 0.13267 | 0.12928 | 0.12717 | 0.12639 | 0.12701 | 0.12763
F1_Industrial_Industrial - WA_Existing_Space Heating_Natural Gas_Unit Heater_A | F1 | Industrial | Industrial - WA | Existing | Space Heating | Natural Gas | Unit Heater | A | TRC | 65.0296 | 64.8565 | 64.2426 | 63.1659 | 61.5078 | 59.4826 | 57.3741 | 54.9263 | 52.2893 | 49.6924 | 47.393 | 45.6917 | 44.7232 | 44.4175 | 44.5951 | 45.0393 | 45.5281 | 46.0532 | 46.6232 | 47.2471 | 47.934 | 48.6748 | 49.341 | 49.8742 | 50.2677 | 50.5141 | 50.7617
F2_Industrial_Industrial - WA_Existing_Space Heating_Natural Gas_Unit Heater_A | F2 | Industrial | Industrial - WA | Existing | Space Heating | Natural Gas | Unit Heater | A | UCT | 108.3827 | 108.0941 | 107.0709 | 105.2764 | 102.513 | 99.1376 | 95.6235 | 91.5438 | 87.1488 | 82.8206 | 78.9884 | 76.1529 | 74.5386 | 74.0291 | 74.3252 | 75.0655 | 75.8802 | 76.7554 | 77.7054 | 78.7452 | 79.89 | 81.1246 | 82.2349 | 83.1237 | 83.7795 | 84.1902 | 84.6029
F3_Industrial_Industrial - WA_Existing_Space Heating_Natural Gas_Unit Heater_A | F3 | Industrial | Industrial - WA | Existing | Space Heating | Natural Gas | Unit Heater | A | RVT | 0.5 | 0.5 | 0.5 | 0.5 | 0.5 | 0.5 | 0.5 | 0.5 | 0.5 | 0.5 | 0.5 | 0.5 | 0.5 | 0.5 | 0.5 | 0.5 | 0.5 | 0.5 | 0.5 | 0.5 | 0.5 | 0.5 | 0.5 | 0.5 | 0.5 | 0.5 | 0.5
F4_Industrial_Industrial - WA_Existing_Space Heating_Natural Gas_Unit Heater_A | F4 | Industrial | Industrial - WA | Existing | Space Heating | Natural Gas | Unit Heater | A | RIM | 108.3827 | 108.0941 | 107.0709 | 105.2764 | 102.513 | 99.1376 | 95.6235 | 91.5438 | 87.1488 | 82.8206 | 78.9884 | 76.1529 | 74.5386 | 74.0291 | 74.3252 | 75.0655 | 75.8802 | 76.7554 | 77.7054 | 78.7452 | 79.89 | 81.1246 | 82.2349 | 83.1237 | 83.7795 | 84.1902 | 84.6029
F1_Industrial_Industrial - WA_New_Space Heating_Natural Gas_Furnace_A | F1 | Industrial | Industrial - WA | New | Space Heating | Natural Gas | Furnace | A | TRC | 0.43698 | 0.43942 | 0.43903 | 0.21926 | 0.2219 | 0.22578 | 0.22622 | 0.22682 | 0.22729 | 0.22752 | 0.2275 | 0.2272 | 0.22654 | 0.22538 | 0.22366 | 0.22151 | 0.21873 | 0.21546 | 0.21156 | 0.2069 | 0.20136 | 0.19506 | 0.18986 | 0.1866 | 0.18537 | 0.18627 | 0.18719
F2_Industrial_Industrial - WA_New_Space Heating_Natural Gas_Furnace_A | F2 | Industrial | Industrial - WA | New | Space Heating | Natural Gas | Furnace | A | UCT | 0.7283 | 0.73236 | 0.73172 | 0.36543 | 0.36984 | 0.37629 | 0.37703 | 0.37804 | 0.37882 | 0.3792 | 0.37916 | 0.37866 | 0.37756 | 0.37563 | 0.37277 | 0.36918 | 0.36456 | 0.3591 | 0.3526 | 0.34484 | 0.3356 | 0.3251 | 0.31644 | 0.31099 | 0.30894 | 0.31046 | 0.31198
F3_Industrial_Industrial - WA_New_Space Heating_Natural Gas_Furnace_A | F3 | Industrial | Industrial - WA | New | Space Heating | Natural Gas | Furnace | A | RVT | 0.5 | 0.5 | 0.5 | 0.5 | 0.5 | 0.5 | 0.5 | 0.5 | 0.5 | 0.5 | 0.5 | 0.5 | 0.5 | 0.5 | 0.5 | 0.5 | 0.5 | 0.5 | 0.5 | 0.5 | 0.5 | 0.5 | 0.5 | 0.5 | 0.5 | 0.5 | 0.5
F4_Industrial_Industrial - WA_New_Space Heating_Natural Gas_Furnace_A | F4 | Industrial | Industrial - WA | New | Space Heating | Natural Gas | Furnace | A | RIM | 0.7283 | 0.73236 | 0.73172 | 0.36543 | 0.36984 | 0.37629 | 0.37703 | 0.37804 | 0.37882 | 0.3792 | 0.37916 | 0.37866 | 0.37756 | 0.37563 | 0.37277 | 0.36918 | 0.36456 | 0.3591 | 0.3526 | 0.34484 | 0.3356 | 0.3251 | 0.31644 | 0.31099 | 0.30894 | 0.31046 | 0.31198
F1_Industrial_Industrial - WA_New_Space Heating_Natural Gas_Boiler_A | F1 | Industrial | Industrial - WA | New | Space Heating | Natural Gas | Boiler | A | TRC | 0.080062 | 0.080392 | 0.080195 | 0.079962 | 0.080766 | 0.082039 | 0.082153 | 0.082359 | 0.082536 | 0.082629 | 0.082633 | 0.082539 | 0.082318 | 0.081922 | 0.081329 | 0.080583 | 0.079618 | 0.078476 | 0.077114 | 0.075486 | 0.073546 | 0.07134 | 0.06952 | 0.068382 | 0.067961 | 0.068294 | 0.068629
F2_Industrial_Industrial - WA_New_Space Heating_Natural Gas_Boiler_A | F2 | Industrial | Industrial - WA | New | Space Heating | Natural Gas | Boiler | A | UCT | 0.13344 | 0.13399 | 0.13366 | 0.13327 | 0.13461 | 0.13673 | 0.13692 | 0.13727 | 0.13756 | 0.13771 | 0.13772 | 0.13756 | 0.1372 | 0.13654 | 0.13555 | 0.13431 | 0.1327 | 0.13079 | 0.12852 | 0.12581 | 0.12258 | 0.1189 | 0.11587 | 0.11397 | 0.11327 | 0.11382 | 0.11438
F3_Industrial_Industrial - WA_New_Space Heating_Natural Gas_Boiler_A | F3 | Industrial | Industrial - WA | New | Space Heating | Natural Gas | Boiler | A | RVT | 0.5 | 0.5 | 0.5 | 0.5 | 0.5 | 0.5 | 0.5 | 0.5 | 0.5 | 0.5 | 0.5 | 0.5 | 0.5 | 0.5 | 0.5 | 0.5 | 0.5 | 0.5 | 0.5 | 0.5 | 0.5 | 0.5 | 0.5 | 0.5 | 0.5 | 0.5 | 0.5
F4_Industrial_Industrial - WA_New_Space Heating_Natural Gas_Boiler_A | F4 | Industrial | Industrial - WA | New | Space Heating | Natural Gas | Boiler | A | RIM | 0.13344 | 0.13399 | 0.13366 | 0.13327 | 0.13461 | 0.13673 | 0.13692 | 0.13727 | 0.13756 | 0.13771 | 0.13772 | 0.13756 | 0.1372 | 0.13654 | 0.13555 | 0.13431 | 0.1327 | 0.13079 | 0.12852 | 0.12581 | 0.12258 | 0.1189 | 0.11587 | 0.11397 | 0.11327 | 0.11382 | 0.11438
F1_Industrial_Industrial - WA_New_Space Heating_Natural Gas_Unit Heater_A | F1 | Industrial | Industrial - WA | New | Space Heating | Natural Gas | Unit Heater | A | TRC | 65.0296 | 64.8565 | 64.2426 | 63.1659 | 61.5078 | 59.4826 | 57.3741 | 54.9263 | 52.2893 | 49.6924 | 47.393 | 45.6917 | 44.7232 | 44.4175 | 44.5951 | 45.0393 | 45.5281 | 46.0532 | 46.6232 | 47.2471 | 47.934 | 48.6748 | 49.341 | 49.8742 | 50.2677 | 50.5141 | 50.7617
F2_Industrial_Industrial - WA_New_Space Heating_Natural Gas_Unit Heater_A | F2 | Industrial | Industrial - WA | New | Space Heating | Natural Gas | Unit Heater | A | UCT | 108.3827 | 108.0941 | 107.0709 | 105.2764 | 102.513 | 99.1376 | 95.6235 | 91.5438 | 87.1488 | 82.8206 | 78.9884 | 76.1529 | 74.5386 | 74.0291 | 74.3252 | 75.0655 | 75.8802 | 76.7554 | 77.7054 | 78.7452 | 79.89 | 81.1246 | 82.2349 | 83.1237 | 83.7795 | 84.1902 | 84.6029
F3_Industrial_Industrial - WA_New_Space Heating_Natural Gas_Unit Heater_A | F3 | Industrial | Industrial - WA | New | Space Heating | Natural Gas | Unit Heater | A | RVT | 0.5 | 0.5 | 0.5 | 0.5 | 0.5 | 0.5 | 0.5 | 0.5 | 0.5 | 0.5 | 0.5 | 0.5 | 0.5 | 0.5 | 0.5 | 0.5 | 0.5 | 0.5 | 0.5 | 0.5 | 0.5 | 0.5 | 0.5 | 0.5 | 0.5 | 0.5 | 0.5
F4_Industrial_Industrial - WA_New_Space Heating_Natural Gas_Unit Heater_A | F4 | Industrial | Industrial - WA | New | Space Heating | Natural Gas | Unit Heater | A | RIM | 108.3827 | 108.0941 | 107.0709 | 105.2764 | 102.513 | 99.1376 | 95.6235 | 91.5438 | 87.1488 | 82.8206 | 78.9884 | 76.1529 | 74.5386 | 74.0291 | 74.3252 | 75.0655 | 75.8802 | 76.7554 | 77.7054 | 78.7452 | 79.89 | 81.1246 | 82.2349 | 83.1237 | 83.7795 | 84.1902 | 84.6029
F1_Industrial_Industrial - ID_Existing_Space Heating_Natural Gas_Furnace_A | F1 | Industrial | Industrial - ID | Existing | Space Heating | Natural Gas | Furnace | A | TRC | 0.25095 | 0.23995 | 0.22575 | 0.10536 | 0.10232 | 0.10118 | 0.10157 | 0.10279 | 0.10437 | 0.1061 | 0.10756 | 0.10904 | 0.11045 | 0.11164 | 0.11264 | 0.11364 | 0.11447 | 0.11538 | 0.11624 | 0.11695 | 0.11738 | 0.11778 | 0.11833 | 0.11868 | 0.11891 | 0.11949 | 0.12007
F2_Industrial_Industrial - ID_Existing_Space Heating_Natural Gas_Furnace_A | F2 | Industrial | Industrial - ID | Existing | Space Heating | Natural Gas | Furnace | A | UCT | 0.41824 | 0.39992 | 0.37625 | 0.17561 | 0.17053 | 0.16864 | 0.16928 | 0.17132 | 0.17395 | 0.17683 | 0.17926 | 0.18174 | 0.18408 | 0.18607 | 0.18773 | 0.1894 | 0.19078 | 0.19229 | 0.19374 | 0.19492 | 0.19564 | 0.19631 | 0.19721 | 0.1978 | 0.19818 | 0.19915 | 0.20012
F3_Industrial_Industrial - ID_Existing_Space Heating_Natural Gas_Furnace_A | F3 | Industrial | Industrial - ID | Existing | Space Heating | Natural Gas | Furnace | A | RVT | 0.5 | 0.5 | 0.5 | 0.5 | 0.5 | 0.5 | 0.5 | 0.5 | 0.5 | 0.5 | 0.5 | 0.5 | 0.5 | 0.5 | 0.5 | 0.5 | 0.5 | 0.5 | 0.5 | 0.5 | 0.5 | 0.5 | 0.5 | 0.5 | 0.5 | 0.5 | 0.5
F4_Industrial_Industrial - ID_Existing_Space Heating_Natural Gas_Furnace_A | F4 | Industrial | Industrial - ID | Existing | Space Heating | Natural Gas | Furnace | A | RIM | 0.41824 | 0.39992 | 0.37625 | 0.17561 | 0.17053 | 0.16864 | 0.16928 | 0.17132 | 0.17395 | 0.17683 | 0.17926 | 0.18174 | 0.18408 | 0.18607 | 0.18773 | 0.1894 | 0.19078 | 0.19229 | 0.19374 | 0.19492 | 0.19564 | 0.19631 | 0.19721 | 0.1978 | 0.19818 | 0.19915 | 0.20012
F1_Industrial_Industrial - ID_Existing_Space Heating_Natural Gas_Boiler_A | F1 | Industrial | Industrial - ID | Existing | Space Heating | Natural Gas | Boiler | A | TRC | 0.039141 | 0.037493 | 0.035357 | 0.033097 | 0.032183 | 0.031843 | 0.031962 | 0.032334 | 0.032815 | 0.033345 | 0.033791 | 0.034246 | 0.034675 | 0.035042 | 0.03535 | 0.035658 | 0.035915 | 0.036195 | 0.036464 | 0.036685 | 0.036822 | 0.036949 | 0.03712 | 0.037234 | 0.037309 | 0.037492 | 0.037675
F2_Industrial_Industrial - ID_Existing_Space Heating_Natural Gas_Boiler_A | F2 | Industrial | Industrial - ID | Existing | Space Heating | Natural Gas | Boiler | A | UCT | 0.065235 | 0.062488 | 0.058929 | 0.055162 | 0.053638 | 0.053071 | 0.053269 | 0.053891 | 0.054692 | 0.055574 | 0.056318 | 0.057076 | 0.057791 | 0.058403 | 0.058916 | 0.05943 | 0.059858 | 0.060326 | 0.060774 | 0.061141 | 0.06137 | 0.061582 | 0.061866 | 0.062056 | 0.062181 | 0.062486 | 0.062792
F3_Industrial_Industrial - ID_Existing_Space Heating_Natural Gas_Boiler_A | F3 | Industrial | Industrial - ID | Existing | Space Heating | Natural Gas | Boiler | A | RVT | 0.5 | 0.5 | 0.5 | 0.5 | 0.5 | 0.5 | 0.5 | 0.5 | 0.5 | 0.5 | 0.5 | 0.5 | 0.5 | 0.5 | 0.5 | 0.5 | 0.5 | 0.5 | 0.5 | 0.5 | 0.5 | 0.5 | 0.5 | 0.5 | 0.5 | 0.5 | 0.5
F4_Industrial_Industrial - ID_Existing_Space Heating_Natural Gas_Boiler_A | F4 | Industrial | Industrial - ID | Existing | Space Heating | Natural Gas | Boiler | A | RIM | 0.065235 | 0.062488 | 0.058929 | 0.055162 | 0.053638 | 0.053071 | 0.053269 | 0.053891 | 0.054692 | 0.055574 | 0.056318 | 0.057076 | 0.057791 | 0.058403 | 0.058916 | 0.05943 | 0.059858 | 0.060326 | 0.060774 | 0.061141 | 0.06137 | 0.061582 | 0.061866 | 0.062056 | 0.062181 | 0.062486 | 0.062792
F1_Industrial_Industrial - ID_Existing_Space Heating_Natural Gas_Unit Heater_A | F1 | Industrial | Industrial - ID | Existing | Space Heating | Natural Gas | Unit Heater | A | TRC | 17.2277 | 17.8307 | 18.4649 | 19.0763 | 19.449 | 19.7163 | 19.88 | 19.9801 | 20.0384 | 20.0553 | 20.0536 | 20.0579 | 20.0766 | 20.1049 | 20.1572 | 20.2356 | 20.3225 | 20.4063 | 20.4925 | 20.5866 | 20.694 | 20.8035 | 20.9071 | 21.0198 | 21.1391 | 21.2427 | 21.3468
F2_Industrial_Industrial - ID_Existing_Space Heating_Natural Gas_Unit Heater_A | F2 | Industrial | Industrial - ID | Existing | Space Heating | Natural Gas | Unit Heater | A | UCT | 28.7128 | 29.7179 | 30.7748 | 31.7938 | 32.415 | 32.8605 | 33.1333 | 33.3002 | 33.3974 | 33.4256 | 33.4227 | 33.4299 | 33.4609 | 33.5082 | 33.5953 | 33.726 | 33.8708 | 34.0105 | 34.1542 | 34.311 | 34.49 | 34.6725 | 34.8451 | 35.033 | 35.2318 | 35.4045 | 35.5781
F3_Industrial_Industrial - ID_Existing_Space Heating_Natural Gas_Unit Heater_A | F3 | Industrial | Industrial - ID | Existing | Space Heating | Natural Gas | Unit Heater | A | RVT | 0.5 | 0.5 | 0.5 | 0.5 | 0.5 | 0.5 | 0.5 | 0.5 | 0.5 | 0.5 | 0.5 | 0.5 | 0.5 | 0.5 | 0.5 | 0.5 | 0.5 | 0.5 | 0.5 | 0.5 | 0.5 | 0.5 | 0.5 | 0.5 | 0.5 | 0.5 | 0.5
F4_Industrial_Industrial - ID_Existing_Space Heating_Natural Gas_Unit Heater_A | F4 | Industrial | Industrial - ID | Existing | Space Heating | Natural Gas | Unit Heater | A | RIM | 28.7128 | 29.7179 | 30.7748 | 31.7938 | 32.415 | 32.8605 | 33.1333 | 33.3002 | 33.3974 | 33.4256 | 33.4227 | 33.4299 | 33.4609 | 33.5082 | 33.5953 | 33.726 | 33.8708 | 34.0105 | 34.1542 | 34.311 | 34.49 | 34.6725 | 34.8451 | 35.033 | 35.2318 | 35.4045 | 35.5781
F1_Industrial_Industrial - ID_New_Space Heating_Natural Gas_Furnace_A | F1 | Industrial | Industrial - ID | New | Space Heating | Natural Gas | Furnace | A | TRC | 0.19247 | 0.18404 | 0.17315 | 0.080813 | 0.078478 | 0.077607 | 0.077903 | 0.078842 | 0.080049 | 0.081377 | 0.082496 | 0.083635 | 0.08471 | 0.085626 | 0.086392 | 0.087159 | 0.087795 | 0.088491 | 0.089157 | 0.089701 | 0.090032 | 0.090338 | 0.090754 | 0.091026 | 0.091199 | 0.091646 | 0.092095
F2_Industrial_Industrial - ID_New_Space Heating_Natural Gas_Furnace_A | F2 | Industrial | Industrial - ID | New | Space Heating | Natural Gas | Furnace | A | UCT | 0.32079 | 0.30673 | 0.28858 | 0.13469 | 0.1308 | 0.12934 | 0.12984 | 0.1314 | 0.13341 | 0.13563 | 0.13749 | 0.13939 | 0.14118 | 0.14271 | 0.14399 | 0.14527 | 0.14632 | 0.14749 | 0.1486 | 0.1495 | 0.15005 | 0.15056 | 0.15126 | 0.15171 | 0.152 | 0.15274 | 0.15349
F3_Industrial_Industrial - ID_New_Space Heating_Natural Gas_Furnace_A | F3 | Industrial | Industrial - ID | New | Space Heating | Natural Gas | Furnace | A | RVT | 0.5 | 0.5 | 0.5 | 0.5 | 0.5 | 0.5 | 0.5 | 0.5 | 0.5 | 0.5 | 0.5 | 0.5 | 0.5 | 0.5 | 0.5 | 0.5 | 0.5 | 0.5 | 0.5 | 0.5 | 0.5 | 0.5 | 0.5 | 0.5 | 0.5 | 0.5 | 0.5
F4_Industrial_Industrial - ID_New_Space Heating_Natural Gas_Furnace_A | F4 | Industrial | Industrial - ID | New | Space Heating | Natural Gas | Furnace | A | RIM | 0.32079 | 0.30673 | 0.28858 | 0.13469 | 0.1308 | 0.12934 | 0.12984 | 0.1314 | 0.13341 | 0.13563 | 0.13749 | 0.13939 | 0.14118 | 0.14271 | 0.14399 | 0.14527 | 0.14632 | 0.14749 | 0.1486 | 0.1495 | 0.15005 | 0.15056 | 0.15126 | 0.15171 | 0.152 | 0.15274 | 0.15349
F1_Industrial_Industrial - ID_New_Space Heating_Natural Gas_Boiler_A | F1 | Industrial | Industrial - ID | New | Space Heating | Natural Gas | Boiler | A | TRC | 0.035079 | 0.033602 | 0.031687 | 0.029662 | 0.028842 | 0.028538 | 0.028644 | 0.028979 | 0.02941 | 0.029884 | 0.030284 | 0.030691 | 0.031076 | 0.031405 | 0.031681 | 0.031957 | 0.032187 | 0.032439 | 0.03268 | 0.032877 | 0.033 | 0.033114 | 0.033267 | 0.033369 | 0.033436 | 0.0336 | 0.033765
F2_Industrial_Industrial - ID_New_Space Heating_Natural Gas_Boiler_A | F2 | Industrial | Industrial - ID | New | Space Heating | Natural Gas | Boiler | A | UCT | 0.058465 | 0.056003 | 0.052812 | 0.049437 | 0.048071 | 0.047563 | 0.047741 | 0.048298 | 0.049016 | 0.049806 | 0.050473 | 0.051152 | 0.051793 | 0.052341 | 0.052801 | 0.053262 | 0.053645 | 0.054064 | 0.054466 | 0.054796 | 0.055 | 0.055191 | 0.055445 | 0.055615 | 0.055727 | 0.056001 | 0.056275
F3_Industrial_Industrial - ID_New_Space Heating_Natural Gas_Boiler_A | F3 | Industrial | Industrial - ID | New | Space Heating | Natural Gas | Boiler | A | RVT | 0.5 | 0.5 | 0.5 | 0.5 | 0.5 | 0.5 | 0.5 | 0.5 | 0.5 | 0.5 | 0.5 | 0.5 | 0.5 | 0.5 | 0.5 | 0.5 | 0.5 | 0.5 | 0.5 | 0.5 | 0.5 | 0.5 | 0.5 | 0.5 | 0.5 | 0.5 | 0.5
F4_Industrial_Industrial - ID_New_Space Heating_Natural Gas_Boiler_A | F4 | Industrial | Industrial - ID | New | Space Heating | Natural Gas | Boiler | A | RIM | 0.058465 | 0.056003 | 0.052812 | 0.049437 | 0.048071 | 0.047563 | 0.047741 | 0.048298 | 0.049016 | 0.049806 | 0.050473 | 0.051152 | 0.051793 | 0.052341 | 0.052801 | 0.053262 | 0.053645 | 0.054064 | 0.054466 | 0.054796 | 0.055 | 0.055191 | 0.055445 | 0.055615 | 0.055727 | 0.056001 | 0.056275
F1_Industrial_Industrial - ID_New_Space Heating_Natural Gas_Unit Heater_A | F1 | Industrial | Industrial - ID | New | Space Heating | Natural Gas | Unit Heater | A | TRC | 17.2277 | 17.8307 | 18.4649 | 19.0763 | 19.449 | 19.7163 | 19.88 | 19.9801 | 20.0384 | 20.0553 | 20.0536 | 20.0579 | 20.0766 | 20.1049 | 20.1572 | 20.2356 | 20.3225 | 20.4063 | 20.4925 | 20.5866 | 20.694 | 20.8035 | 20.9071 | 21.0198 | 21.1391 | 21.2427 | 21.3468
F2_Industrial_Industrial - ID_New_Space Heating_Natural Gas_Unit Heater_A | F2 | Industrial | Industrial - ID | New | Space Heating | Natural Gas | Unit Heater | A | UCT | 28.7128 | 29.7179 | 30.7748 | 31.7938 | 32.415 | 32.8605 | 33.1333 | 33.3002 | 33.3974 | 33.4256 | 33.4227 | 33.4299 | 33.4609 | 33.5082 | 33.5953 | 33.726 | 33.8708 | 34.0105 | 34.1542 | 34.311 | 34.49 | 34.6725 | 34.8451 | 35.033 | 35.2318 | 35.4045 | 35.5781
F3_Industrial_Industrial - ID_New_Space Heating_Natural Gas_Unit Heater_A | F3 | Industrial | Industrial - ID | New | Space Heating | Natural Gas | Unit Heater | A | RVT | 0.5 | 0.5 | 0.5 | 0.5 | 0.5 | 0.5 | 0.5 | 0.5 | 0.5 | 0.5 | 0.5 | 0.5 | 0.5 | 0.5 | 0.5 | 0.5 | 0.5 | 0.5 | 0.5 | 0.5 | 0.5 | 0.5 | 0.5 | 0.5 | 0.5 | 0.5 | 0.5
F4_Industrial_Industrial - ID_New_Space Heating_Natural Gas_Unit Heater_A | F4 | Industrial | Industrial - ID | New | Space Heating | Natural Gas | Unit Heater | A | RIM | 28.7128 | 29.7179 | 30.7748 | 31.7938 | 32.415 | 32.8605 | 33.1333 | 33.3002 | 33.3974 | 33.4256 | 33.4227 | 33.4299 | 33.4609 | 33.5082 | 33.5953 | 33.726 | 33.8708 | 34.0105 | 34.1542 | 34.311 | 34.49 | 34.6725 | 34.8451 | 35.033 | 35.2318 | 35.4045 | 35.5781
F1_Industrial_Industrial - WA_Existing_Space Heating_Natural Gas_Insulation - Ceiling_A | F1 | Industrial | Industrial - WA | Existing | Space Heating | Natural Gas | Insulation - Ceiling | A | TRC | 1.5976 | 1.6032 | 1.5979 | 1.59 | 1.6003 | 1.6189 | 1.6179 | 1.6184 | 1.6185 | 1.6173 | 1.6147 | 1.6105 | 1.6044 | 1.5955 | 1.5834 | 1.569 | 1.5512 | 1.5307 | 1.5067 | 1.4787 | 1.4457 | 1.4086 | 1.378 | 1.3588 | 1.3514 | 1.3564 | 1.3616
F2_Industrial_Industrial - WA_Existing_Space Heating_Natural Gas_Insulation - Ceiling_A | F2 | Industrial | Industrial - WA | Existing | Space Heating | Natural Gas | Insulation - Ceiling | A | UCT | 3.2804 | 3.2945 | 3.2811 | 3.261 | 3.2872 | 3.3343 | 3.3316 | 3.333 | 3.3333 | 3.3301 | 3.3235 | 3.313 | 3.2975 | 3.2749 | 3.2444 | 3.2079 | 3.1627 | 3.1107 | 3.05 | 2.9788 | 2.8952 | 2.8012 | 2.7238 | 2.6751 | 2.6563 | 2.669 | 2.6821
F3_Industrial_Industrial - WA_Existing_Space Heating_Natural Gas_Insulation - Ceiling_A | F3 | Industrial | Industrial - WA | Existing | Space Heating | Natural Gas | Insulation - Ceiling | A | RVT | 0.30335 | 0.30335 | 0.30335 | 0.30335 | 0.30335 | 0.30335 | 0.30335 | 0.30335 | 0.30335 | 0.30335 | 0.30335 | 0.30335 | 0.30335 | 0.30335 | 0.30335 | 0.30335 | 0.30335 | 0.30335 | 0.30335 | 0.30335 | 0.30335 | 0.30335 | 0.30335 | 0.30335 | 0.30335 | 0.30335 | 0.30335
F4_Industrial_Industrial - WA_Existing_Space Heating_Natural Gas_Insulation - Ceiling_A | F4 | Industrial | Industrial - WA | Existing | Space Heating | Natural Gas | Insulation - Ceiling | A | RIM | 3.2804 | 3.2945 | 3.2811 | 3.261 | 3.2872 | 3.3343 | 3.3316 | 3.333 | 3.3333 | 3.3301 | 3.3235 | 3.313 | 3.2975 | 3.2749 | 3.2444 | 3.2079 | 3.1627 | 3.1107 | 3.05 | 2.9788 | 2.8952 | 2.8012 | 2.7238 | 2.6751 | 2.6563 | 2.669 | 2.6821
F1_Industrial_Industrial - WA_Existing_Space Heating_Natural Gas_Insulation - Wall Cavity_A | F1 | Industrial | Industrial - WA | Existing | Space Heating | Natural Gas | Insulation - Wall Cavity | A | TRC | 3.1939 | 3.2034 | 3.1945 | 3.181 | 3.1985 | 3.23 | 3.2282 | 3.2291 | 3.2293 | 3.2272 | 3.2228 | 3.2157 | 3.2054 | 3.1903 | 3.1699 | 3.1455 | 3.1154 | 3.0806 | 3.0401 | 2.9925 | 2.9367 | 2.874 | 2.8223 | 2.7897 | 2.7772 | 2.7857 | 2.7944
F2_Industrial_Industrial - WA_Existing_Space Heating_Natural Gas_Insulation - Wall Cavity_A | F2 | Industrial | Industrial - WA | Existing | Space Heating | Natural Gas | Insulation - Wall Cavity | A | UCT | 5.5524 | 5.5763 | 5.5537 | 5.5196 | 5.5639 | 5.6437 | 5.6391 | 5.6414 | 5.6419 | 5.6367 | 5.6254 | 5.6076 | 5.5813 | 5.5431 | 5.4915 | 5.4297 | 5.3532 | 5.2651 | 5.1624 | 5.0419 | 4.9005 | 4.7414 | 4.6103 | 4.5279 | 4.4962 | 4.5177 | 4.5398
F3_Industrial_Industrial - WA_Existing_Space Heating_Natural Gas_Insulation - Wall Cavity_A | F3 | Industrial | Industrial - WA | Existing | Space Heating | Natural Gas | Insulation - Wall Cavity | A | RVT | 1.0032 | 1.0032 | 1.0032 | 1.0032 | 1.0032 | 1.0032 | 1.0032 | 1.0032 | 1.0032 | 1.0032 | 1.0032 | 1.0032 | 1.0032 | 1.0032 | 1.0032 | 1.0032 | 1.0032 | 1.0032 | 1.0032 | 1.0032 | 1.0032 | 1.0032 | 1.0032 | 1.0032 | 1.0032 | 1.0032 | 1.0032
F4_Industrial_Industrial - WA_Existing_Space Heating_Natural Gas_Insulation - Wall Cavity_A | F4 | Industrial | Industrial - WA | Existing | Space Heating | Natural Gas | Insulation - Wall Cavity | A | RIM | 5.5524 | 5.5763 | 5.5537 | 5.5196 | 5.5639 | 5.6437 | 5.6391 | 5.6414 | 5.6419 | 5.6367 | 5.6254 | 5.6076 | 5.5813 | 5.5431 | 5.4915 | 5.4297 | 5.3532 | 5.2651 | 5.1624 | 5.0419 | 4.9005 | 4.7414 | 4.6103 | 4.5279 | 4.4962 | 4.5177 | 4.5398
F1_Industrial_Industrial - WA_Existing_Space Heating_Natural Gas_Insulation - Ducting_A | F1 | Industrial | Industrial - WA | Existing | Space Heating | Natural Gas | Insulation - Ducting | A | TRC | 0.090314 | 0.090831 | 0.090775 | 0.09055 | 0.091181 | 0.092096 | 0.091886 | 0.091762 | 0.091613 | 0.091387 | 0.091084 | 0.090697 | 0.090202 | 0.089558 | 0.088748 | 0.087815 | 0.086703 | 0.085454 | 0.084032 | 0.082399 | 0.080515 | 0.078422 | 0.076702 | 0.075613 | 0.07518 | 0.075429 | 0.075696
F2_Industrial_Industrial - WA_Existing_Space Heating_Natural Gas_Insulation - Ducting_A | F2 | Industrial | Industrial - WA | Existing | Space Heating | Natural Gas | Insulation - Ducting | A | UCT | 0.14485 | 0.14593 | 0.14582 | 0.14535 | 0.14667 | 0.14858 | 0.14814 | 0.14788 | 0.14757 | 0.1471 | 0.14646 | 0.14565 | 0.14462 | 0.14327 | 0.14158 | 0.13963 | 0.1373 | 0.13469 | 0.13171 | 0.1283 | 0.12436 | 0.11998 | 0.11638 | 0.1141 | 0.1132 | 0.11372 | 0.11427
F3_Industrial_Industrial - WA_Existing_Space Heating_Natural Gas_Insulation - Ducting_A | F3 | Industrial | Industrial - WA | Existing | Space Heating | Natural Gas | Insulation - Ducting | A | RVT | 0.021065 | 0.021065 | 0.021065 | 0.021065 | 0.021065 | 0.021065 | 0.021065 | 0.021065 | 0.021065 | 0.021065 | 0.021065 | 0.021065 | 0.021065 | 0.021065 | 0.021065 | 0.021065 | 0.021065 | 0.021065 | 0.021065 | 0.021065 | 0.021065 | 0.021065 | 0.021065 | 0.021065 | 0.021065 | 0.021065 | 0.021065
F4_Industrial_Industrial - WA_Existing_Space Heating_Natural Gas_Insulation - Ducting_A | F4 | Industrial | Industrial - WA | Existing | Space Heating | Natural Gas | Insulation - Ducting | A | RIM | 0.14485 | 0.14593 | 0.14582 | 0.14535 | 0.14667 | 0.14858 | 0.14814 | 0.14788 | 0.14757 | 0.1471 | 0.14646 | 0.14565 | 0.14462 | 0.14327 | 0.14158 | 0.13963 | 0.1373 | 0.13469 | 0.13171 | 0.1283 | 0.12436 | 0.11998 | 0.11638 | 0.1141 | 0.1132 | 0.11372 | 0.11427
F1_Industrial_Industrial - WA_Existing_Space Heating_Natural Gas_Ducting - Repair and Sealing_A | F1 | Industrial | Industrial - WA | Existing | Space Heating | Natural Gas | Ducting - Repair and Sealing | A | TRC | 5.1517 | 5.1788 | 5.182 | 5.1888 | 5.2503 | 5.3282 | 5.3274 | 5.3196 | 5.3099 | 5.2956 | 5.2766 | 5.2527 | 5.2224 | 5.1831 | 5.1339 | 5.0774 | 5.0101 | 4.9347 | 4.8489 | 4.7505 | 4.6371 | 4.5112 | 4.4076 | 4.3417 | 4.315 | 4.329 | 4.3441
F2_Industrial_Industrial - WA_Existing_Space Heating_Natural Gas_Ducting - Repair and Sealing_A | F2 | Industrial | Industrial - WA | Existing | Space Heating | Natural Gas | Ducting - Repair and Sealing | A | UCT | 8.7547 | 8.8156 | 8.8229 | 8.8381 | 8.9764 | 9.1515 | 9.1496 | 9.132 | 9.1102 | 9.078 | 9.0355 | 8.9818 | 8.9137 | 8.8254 | 8.7147 | 8.5877 | 8.4365 | 8.267 | 8.0743 | 7.8532 | 7.5984 | 7.3155 | 7.0827 | 6.9346 | 6.8745 | 6.906 | 6.9399
F3_Industrial_Industrial - WA_Existing_Space Heating_Natural Gas_Ducting - Repair and Sealing_A | F3 | Industrial | Industrial - WA | Existing | Space Heating | Natural Gas | Ducting - Repair and Sealing | A | RVT | 1.2559 | 1.2559 | 1.2559 | 1.2559 | 1.2559 | 1.2559 | 1.2559 | 1.2559 | 1.2559 | 1.2559 | 1.2559 | 1.2559 | 1.2559 | 1.2559 | 1.2559 | 1.2559 | 1.2559 | 1.2559 | 1.2559 | 1.2559 | 1.2559 | 1.2559 | 1.2559 | 1.2559 | 1.2559 | 1.2559 | 1.2559
F4_Industrial_Industrial - WA_Existing_Space Heating_Natural Gas_Ducting - Repair and Sealing_A | F4 | Industrial | Industrial - WA | Existing | Space Heating | Natural Gas | Ducting - Repair and Sealing | A | RIM | 8.7547 | 8.8156 | 8.8229 | 8.8381 | 8.9764 | 9.1515 | 9.1496 | 9.132 | 9.1102 | 9.078 | 9.0355 | 8.9818 | 8.9137 | 8.8254 | 8.7147 | 8.5877 | 8.4365 | 8.267 | 8.0743 | 7.8532 | 7.5984 | 7.3155 | 7.0827 | 6.9346 | 6.8745 | 6.906 | 6.9399
F1_Industrial_Industrial - WA_Existing_Space Heating_Natural Gas_Building Shell - Air Sealing (Infiltration Control)_A | F1 | Industrial | Industrial - WA | Existing | Space Heating | Natural Gas | Building Shell - Air Sealing (Infiltration Control) | A | TRC | 51.9965 | 52.1773 | 51.9054 | 51.7355 | 52.8336 | 54.537 | 55.0989 | 55.8518 | 56.6895 | 57.5769 | 58.5357 | 59.5317 | 60.1881 | 60.2974 | 59.8208 | 58.7893 | 57.5339 | 56.1053 | 54.459 | 52.5483 | 50.3256 | 47.8396 | 45.7696 | 44.4208 | 43.8262 | 44.0215 | 44.2257
F2_Industrial_Industrial - WA_Existing_Space Heating_Natural Gas_Building Shell - Air Sealing (Infiltration Control)_A | F2 | Industrial | Industrial - WA | Existing | Space Heating | Natural Gas | Building Shell - Air Sealing (Infiltration Control) | A | UCT | 98.093 | 98.4504 | 97.913 | 97.577 | 99.7474 | 103.114 | 104.2247 | 105.7127 | 107.3684 | 109.1221 | 111.0172 | 112.9857 | 114.2831 | 114.4991 | 113.5572 | 111.5184 | 109.0372 | 106.2138 | 102.9598 | 99.1835 | 94.7906 | 89.8771 | 85.7858 | 83.1201 | 81.9448 | 82.331 | 82.7346
F3_Industrial_Industrial - WA_Existing_Space Heating_Natural Gas_Building Shell - Air Sealing (Infiltration Control)_A | F3 | Industrial | Industrial - WA | Existing | Space Heating | Natural Gas | Building Shell - Air Sealing (Infiltration Control) | A | RVT | 2.3652 | 2.3652 | 2.3652 | 2.3652 | 2.3652 | 2.3652 | 2.3652 | 2.3652 | 2.3652 | 2.3652 | 2.3652 | 2.3652 | 2.3652 | 2.3652 | 2.3652 | 2.3652 | 2.3652 | 2.3652 | 2.3652 | 2.3652 | 2.3652 | 2.3652 | 2.3652 | 2.3652 | 2.3652 | 2.3652 | 2.3652
F4_Industrial_Industrial - WA_Existing_Space Heating_Natural Gas_Building Shell - Air Sealing (Infiltration Control)_A | F4 | Industrial | Industrial - WA | Existing | Space Heating | Natural Gas | Building Shell - Air Sealing (Infiltration Control) | A | RIM | 98.093 | 98.4504 | 97.913 | 97.577 | 99.7474 | 103.114 | 104.2247 | 105.7127 | 107.3684 | 109.1221 | 111.0172 | 112.9857 | 114.2831 | 114.4991 | 113.5572 | 111.5184 | 109.0372 | 106.2138 | 102.9598 | 99.1835 | 94.7906 | 89.8771 | 85.7858 | 83.1201 | 81.9448 | 82.331 | 82.7346
F1_Industrial_Industrial - WA_Existing_Space Heating_Natural Gas_Ventilation - Demand Controlled_A | F1 | Industrial | Industrial - WA | Existing | Space Heating | Natural Gas | Ventilation - Demand Controlled | A | TRC | 1.6512 | 1.6553 | 1.6473 | 1.6413 | 1.6676 | 1.7092 | 1.721 | 1.7373 | 1.7554 | 1.7745 | 1.795 | 1.8163 | 1.8289 | 1.8278 | 1.8121 | 1.7827 | 1.7479 | 1.7091 | 1.6652 | 1.6153 | 1.558 | 1.4947 | 1.4422 | 1.408 | 1.3927 | 1.3972 | 1.4023
F2_Industrial_Industrial - WA_Existing_Space Heating_Natural Gas_Ventilation - Demand Controlled_A | F2 | Industrial | Industrial - WA | Existing | Space Heating | Natural Gas | Ventilation - Demand Controlled | A | UCT | 2.5271 | 2.5352 | 2.5192 | 2.5074 | 2.5595 | 2.6417 | 2.6649 | 2.6972 | 2.733 | 2.7707 | 2.8113 | 2.8533 | 2.8782 | 2.876 | 2.845 | 2.7869 | 2.7181 | 2.6414 | 2.5548 | 2.4561 | 2.3429 | 2.2178 | 2.114 | 2.0463 | 2.0162 | 2.0251 | 2.0351
F3_Industrial_Industrial - WA_Existing_Space Heating_Natural Gas_Ventilation - Demand Controlled_A | F3 | Industrial | Industrial - WA | Existing | Space Heating | Natural Gas | Ventilation - Demand Controlled | A | RVT | 0.37261 | 0.37261 | 0.37261 | 0.37261 | 0.37261 | 0.37261 | 0.37261 | 0.37261 | 0.37261 | 0.37261 | 0.37261 | 0.37261 | 0.37261 | 0.37261 | 0.37261 | 0.37261 | 0.37261 | 0.37261 | 0.37261 | 0.37261 | 0.37261 | 0.37261 | 0.37261 | 0.37261 | 0.37261 | 0.37261 | 0.37261
F4_Industrial_Industrial - WA_Existing_Space Heating_Natural Gas_Ventilation - Demand Controlled_A | F4 | Industrial | Industrial - WA | Existing | Space Heating | Natural Gas | Ventilation - Demand Controlled | A | RIM | 2.5271 | 2.5352 | 2.5192 | 2.5074 | 2.5595 | 2.6417 | 2.6649 | 2.6972 | 2.733 | 2.7707 | 2.8113 | 2.8533 | 2.8782 | 2.876 | 2.845 | 2.7869 | 2.7181 | 2.6414 | 2.5548 | 2.4561 | 2.3429 | 2.2178 | 2.114 | 2.0463 | 2.0162 | 2.0251 | 2.0351
F1_Industrial_Industrial - WA_Existing_Space Heating_Natural Gas_Destratification Fans (HVLS)_A | F1 | Industrial | Industrial - WA | Existing | Space Heating | Natural Gas | Destratification Fans (HVLS) | A | TRC | 103.7909 | 104.5429 | 104.5786 | 104.7577 | 106.9287 | 110.1137 | 111.4732 | 112.7531 | 113.5734 | 113.8218 | 113.4736 | 112.9662 | 112.2592 | 111.2721 | 109.9703 | 108.4316 | 106.5466 | 104.389 | 101.8882 | 98.971 | 95.5621 | 91.7383 | 88.5711 | 86.5422 | 85.7033 | 86.111 | 86.5331
F2_Industrial_Industrial - WA_Existing_Space Heating_Natural Gas_Destratification Fans (HVLS)_A | F2 | Industrial | Industrial - WA | Existing | Space Heating | Natural Gas | Destratification Fans (HVLS) | A | UCT | 205.1357 | 206.6219 | 206.6926 | 207.0465 | 211.3374 | 217.6323 | 220.3192 | 222.8489 | 224.4701 | 224.9612 | 224.2729 | 223.27 | 221.8727 | 219.9218 | 217.3489 | 214.3078 | 210.5822 | 206.3177 | 201.3751 | 195.6094 | 188.872 | 181.3145 | 175.0548 | 171.0448 | 169.3867 | 170.1925 | 171.0268
F3_Industrial_Industrial - WA_Existing_Space Heating_Natural Gas_Destratification Fans (HVLS)_A | F3 | Industrial | Industrial - WA | Existing | Space Heating | Natural Gas | Destratification Fans (HVLS) | A | RVT | 0 | 0 | 0 | 0 | 0 | 0 | 0 | 0 | 0 | 0 | 0 | 0 | 0 | 0 | 0 | 0 | 0 | 0 | 0 | 0 | 0 | 0 | 0 | 0 | 0 | 0 | 0
F4_Industrial_Industrial - WA_Existing_Space Heating_Natural Gas_Destratification Fans (HVLS)_A | F4 | Industrial | Industrial - WA | Existing | Space Heating | Natural Gas | Destratification Fans (HVLS) | A | RIM | 205.1357 | 206.6219 | 206.6926 | 207.0465 | 211.3374 | 217.6323 | 220.3192 | 222.8489 | 224.4701 | 224.9612 | 224.2729 | 223.27 | 221.8727 | 219.9218 | 217.3489 | 214.3078 | 210.5822 | 206.3177 | 201.3751 | 195.6094 | 188.872 | 181.3145 | 175.0548 | 171.0448 | 169.3867 | 170.1925 | 171.0268
F1_Industrial_Industrial - WA_Existing_Space Heating_Natural Gas_Condensing RTU_A | F1 | Industrial | Industrial - WA | Existing | Space Heating | Natural Gas | Condensing RTU | A | TRC | 0.11056 | 0.11089 | 0.10887 | 0.10691 | 0.10969 | 0.11473 | 0.11514 | 0.11626 | 0.11774 | 0.1194 | 0.12111 | 0.12302 | 0.12489 | 0.12664 | 0.12832 | 0.13026 | 0.13207 | 0.13212 | 0.12943 | 0.12378 | 0.11489 | 0.10503 | 0.0968 | 0.091324 | 0.088709 | 0.089074 | 0.08951
F2_Industrial_Industrial - WA_Existing_Space Heating_Natural Gas_Condensing RTU_A | F2 | Industrial | Industrial - WA | Existing | Space Heating | Natural Gas | Condensing RTU | A | UCT | 0.21852 | 0.21916 | 0.21517 | 0.2113 | 0.21679 | 0.22676 | 0.22756 | 0.22978 | 0.2327 | 0.23599 | 0.23937 | 0.24314 | 0.24683 | 0.25029 | 0.25362 | 0.25746 | 0.26103 | 0.26112 | 0.25581 | 0.24463 | 0.22706 | 0.20758 | 0.19132 | 0.1805 | 0.17533 | 0.17605 | 0.17691
F3_Industrial_Industrial - WA_Existing_Space Heating_Natural Gas_Condensing RTU_A | F3 | Industrial | Industrial - WA | Existing | Space Heating | Natural Gas | Condensing RTU | A | RVT | 0 | 0 | 0 | 0 | 0 | 0 | 0 | 0 | 0 | 0 | 0 | 0 | 0 | 0 | 0 | 0 | 0 | 0 | 0 | 0 | 0 | 0 | 0 | 0 | 0 | 0 | 0
F4_Industrial_Industrial - WA_Existing_Space Heating_Natural Gas_Condensing RTU_A | F4 | Industrial | Industrial - WA | Existing | Space Heating | Natural Gas | Condensing RTU | A | RIM | 0.21852 | 0.21916 | 0.21517 | 0.2113 | 0.21679 | 0.22676 | 0.22756 | 0.22978 | 0.2327 | 0.23599 | 0.23937 | 0.24314 | 0.24683 | 0.25029 | 0.25362 | 0.25746 | 0.26103 | 0.26112 | 0.25581 | 0.24463 | 0.22706 | 0.20758 | 0.19132 | 0.1805 | 0.17533 | 0.17605 | 0.17691
F1_Industrial_Industrial - WA_Existing_Space Heating_Natural Gas_Industrial Air Curtains_A | F1 | Industrial | Industrial - WA | Existing | Space Heating | Natural Gas | Industrial Air Curtains | A | TRC | -0.46891 | -0.47231 | -0.47247 | -0.47328 | -0.48309 | -0.49748 | -0.50362 | -0.5094 | -0.51311 | -0.51423 | -0.51266 | -0.51036 | -0.50717 | -0.50271 | -0.49683 | -0.48988 | -0.48136 | -0.47161 | -0.46032 | -0.44714 | -0.43174 | -0.41446 | -0.40015 | -0.39098 | -0.38719 | -0.38904 | -0.39094
F2_Industrial_Industrial - WA_Existing_Space Heating_Natural Gas_Industrial Air Curtains_A | F2 | Industrial | Industrial - WA | Existing | Space Heating | Natural Gas | Industrial Air Curtains | A | UCT | -1.1006 | -1.1086 | -1.109 | -1.1109 | -1.1339 | -1.1677 | -1.1821 | -1.1957 | -1.2044 | -1.207 | -1.2033 | -1.1979 | -1.1904 | -1.18 | -1.1662 | -1.1498 | -1.1299 | -1.107 | -1.0805 | -1.0495 | -1.0134 | -0.97283 | -0.93924 | -0.91773 | -0.90883 | -0.91315 | -0.91763
F3_Industrial_Industrial - WA_Existing_Space Heating_Natural Gas_Industrial Air Curtains_A | F3 | Industrial | Industrial - WA | Existing | Space Heating | Natural Gas | Industrial Air Curtains | A | RVT | 0 | 0 | 0 | 0 | 0 | 0 | 0 | 0 | 0 | 0 | 0 | 0 | 0 | 0 | 0 | 0 | 0 | 0 | 0 | 0 | 0 | 0 | 0 | 0 | 0 | 0 | 0
F4_Industrial_Industrial - WA_Existing_Space Heating_Natural Gas_Industrial Air Curtains_A | F4 | Industrial | Industrial - WA | Existing | Space Heating | Natural Gas | Industrial Air Curtains | A | RIM | -1.1006 | -1.1086 | -1.109 | -1.1109 | -1.1339 | -1.1677 | -1.1821 | -1.1957 | -1.2044 | -1.207 | -1.2033 | -1.1979 | -1.1904 | -1.18 | -1.1662 | -1.1498 | -1.1299 | -1.107 | -1.0805 | -1.0495 | -1.0134 | -0.97283 | -0.93924 | -0.91773 | -0.90883 | -0.91315 | -0.91763
F1_Industrial_Industrial - WA_Existing_Space Heating_Natural Gas_HVAC - Energy Recovery Ventilator_A | F1 | Industrial | Industrial - WA | Existing | Space Heating | Natural Gas | HVAC - Energy Recovery Ventilator | A | TRC | 1.8748 | 1.8913 | 1.8928 | 1.8901 | 1.9105 | 1.9386 | 1.9366 | 1.9371 | 1.937 | 1.9348 | 1.9305 | 1.9238 | 1.9141 | 1.9002 | 1.8815 | 1.8593 | 1.8318 | 1.8001 | 1.7633 | 1.7202 | 1.6696 | 1.6127 | 1.5658 | 1.5362 | 1.5246 | 1.5318 | 1.5393
F2_Industrial_Industrial - WA_Existing_Space Heating_Natural Gas_HVAC - Energy Recovery Ventilator_A | F2 | Industrial | Industrial - WA | Existing | Space Heating | Natural Gas | HVAC - Energy Recovery Ventilator | A | UCT | 3.7053 | 3.738 | 3.741 | 3.7357 | 3.776 | 3.8315 | 3.8276 | 3.8286 | 3.8283 | 3.824 | 3.8154 | 3.8023 | 3.7831 | 3.7556 | 3.7187 | 3.6747 | 3.6204 | 3.5578 | 3.485 | 3.3998 | 3.2998 | 3.1874 | 3.0947 | 3.0361 | 3.0132 | 3.0276 | 3.0424
F3_Industrial_Industrial - WA_Existing_Space Heating_Natural Gas_HVAC - Energy Recovery Ventilator_A | F3 | Industrial | Industrial - WA | Existing | Space Heating | Natural Gas | HVAC - Energy Recovery Ventilator | A | RVT | 0 | 0 | 0 | 0 | 0 | 0 | 0 | 0 | 0 | 0 | 0 | 0 | 0 | 0 | 0 | 0 | 0 | 0 | 0 | 0 | 0 | 0 | 0 | 0 | 0 | 0 | 0
F4_Industrial_Industrial - WA_Existing_Space Heating_Natural Gas_HVAC - Energy Recovery Ventilator_A | F4 | Industrial | Industrial - WA | Existing | Space Heating | Natural Gas | HVAC - Energy Recovery Ventilator | A | RIM | 3.7053 | 3.738 | 3.741 | 3.7357 | 3.776 | 3.8315 | 3.8276 | 3.8286 | 3.8283 | 3.824 | 3.8154 | 3.8023 | 3.7831 | 3.7556 | 3.7187 | 3.6747 | 3.6204 | 3.5578 | 3.485 | 3.3998 | 3.2998 | 3.1874 | 3.0947 | 3.0361 | 3.0132 | 3.0276 | 3.0424
F1_Industrial_Industrial - WA_Existing_Space Heating_Natural Gas_Thermostat - Connected_A | F1 | Industrial | Industrial - WA | Existing | Space Heating | Natural Gas | Thermostat - Connected | A | TRC | 118.1172 | 118.4254 | 116.2848 | 114.2689 | 117.3409 | 122.8652 | 123.4818 | 124.8971 | 126.7285 | 128.7959 | 130.9425 | 133.3351 | 135.7171 | 138.0096 | 140.2595 | 142.8128 | 145.2378 | 145.7114 | 143.1424 | 137.2408 | 127.7023 | 117.047 | 108.1145 | 102.1705 | 99.3506 | 99.804 | 100.2923
F2_Industrial_Industrial - WA_Existing_Space Heating_Natural Gas_Thermostat - Connected_A | F2 | Industrial | Industrial - WA | Existing | Space Heating | Natural Gas | Thermostat - Connected | A | UCT | 233.0537 | 233.6628 | 229.4322 | 225.4479 | 231.5194 | 242.4378 | 243.6564 | 246.4538 | 250.0733 | 254.1594 | 258.402 | 263.1308 | 267.8387 | 272.3697 | 276.8165 | 281.863 | 286.6557 | 287.5919 | 282.5143 | 270.8503 | 251.998 | 230.9386 | 213.2841 | 201.5361 | 195.9628 | 196.859 | 197.824
F3_Industrial_Industrial - WA_Existing_Space Heating_Natural Gas_Thermostat - Connected_A | F3 | Industrial | Industrial - WA | Existing | Space Heating | Natural Gas | Thermostat - Connected | A | RVT | 0.20085 | 0.20085 | 0.20085 | 0.20085 | 0.20085 | 0.20085 | 0.20085 | 0.20085 | 0.20085 | 0.20085 | 0.20085 | 0.20085 | 0.20085 | 0.20085 | 0.20085 | 0.20085 | 0.20085 | 0.20085 | 0.20085 | 0.20085 | 0.20085 | 0.20085 | 0.20085 | 0.20085 | 0.20085 | 0.20085 | 0.20085
F4_Industrial_Industrial - WA_Existing_Space Heating_Natural Gas_Thermostat - Connected_A | F4 | Industrial | Industrial - WA | Existing | Space Heating | Natural Gas | Thermostat - Connected | A | RIM | 233.0537 | 233.6628 | 229.4322 | 225.4479 | 231.5194 | 242.4378 | 243.6564 | 246.4538 | 250.0733 | 254.1594 | 258.402 | 263.1308 | 267.8387 | 272.3697 | 276.8165 | 281.863 | 286.6557 | 287.5919 | 282.5143 | 270.8503 | 251.998 | 230.9386 | 213.2841 | 201.5361 | 195.9628 | 196.859 | 197.824
F1_Industrial_Industrial - WA_Existing_Space Heating_Natural Gas_Gas Boiler - Maintenance_A | F1 | Industrial | Industrial - WA | Existing | Space Heating | Natural Gas | Gas Boiler - Maintenance | A | TRC | 2.0716 | 2.0139 | 1.8554 | 1.8081 | 1.8766 | 2.004 | 2.0055 | 2.0259 | 2.0522 | 2.0807 | 2.1156 | 2.1576 | 2.1996 | 2.2421 | 2.2786 | 2.3184 | 2.3581 | 2.4068 | 2.4553 | 2.4386 | 2.3246 | 2.1153 | 1.8808 | 1.7229 | 1.6458 | 1.6534 | 1.6615
F2_Industrial_Industrial - WA_Existing_Space Heating_Natural Gas_Gas Boiler - Maintenance_A | F2 | Industrial | Industrial - WA | Existing | Space Heating | Natural Gas | Gas Boiler - Maintenance | A | UCT | 4.8524 | 4.7174 | 4.3461 | 4.2353 | 4.3956 | 4.694 | 4.6976 | 4.7453 | 4.8071 | 4.8739 | 4.9554 | 5.054 | 5.1523 | 5.2518 | 5.3374 | 5.4306 | 5.5236 | 5.6376 | 5.7513 | 5.7122 | 5.4451 | 4.9549 | 4.4055 | 4.0357 | 3.855 | 3.8729 | 3.8919
F3_Industrial_Industrial - WA_Existing_Space Heating_Natural Gas_Gas Boiler - Maintenance_A | F3 | Industrial | Industrial - WA | Existing | Space Heating | Natural Gas | Gas Boiler - Maintenance | A | RVT | 0 | 0 | 0 | 0 | 0 | 0 | 0 | 0 | 0 | 0 | 0 | 0 | 0 | 0 | 0 | 0 | 0 | 0 | 0 | 0 | 0 | 0 | 0 | 0 | 0 | 0 | 0
F4_Industrial_Industrial - WA_Existing_Space Heating_Natural Gas_Gas Boiler - Maintenance_A | F4 | Industrial | Industrial - WA | Existing | Space Heating | Natural Gas | Gas Boiler - Maintenance | A | RIM | 4.8524 | 4.7174 | 4.3461 | 4.2353 | 4.3956 | 4.694 | 4.6976 | 4.7453 | 4.8071 | 4.8739 | 4.9554 | 5.054 | 5.1523 | 5.2518 | 5.3374 | 5.4306 | 5.5236 | 5.6376 | 5.7513 | 5.7122 | 5.4451 | 4.9549 | 4.4055 | 4.0357 | 3.855 | 3.8729 | 3.8919
F1_Industrial_Industrial - WA_Existing_Space Heating_Natural Gas_Gas Furnace - Maintenance_A | F1 | Industrial | Industrial - WA | Existing | Space Heating | Natural Gas | Gas Furnace - Maintenance | A | TRC | 2.0762 | 2.0217 | 1.8646 | 1.8173 | 1.8854 | 2.0118 | 2.0108 | 2.0278 | 2.05 | 2.0735 | 2.1025 | 2.1379 | 2.1723 | 2.2065 | 2.234 | 2.264 | 2.293 | 2.3305 | 2.3676 | 2.3426 | 2.2252 | 2.0181 | 1.7886 | 1.6334 | 1.557 | 1.5627 | 1.5704
F2_Industrial_Industrial - WA_Existing_Space Heating_Natural Gas_Gas Furnace - Maintenance_A | F2 | Industrial | Industrial - WA | Existing | Space Heating | Natural Gas | Gas Furnace - Maintenance | A | UCT | 4.8632 | 4.7356 | 4.3675 | 4.2568 | 4.4164 | 4.7124 | 4.71 | 4.7499 | 4.8019 | 4.857 | 4.9249 | 5.0077 | 5.0885 | 5.1684 | 5.2329 | 5.303 | 5.3712 | 5.4588 | 5.5458 | 5.4873 | 5.2123 | 4.7271 | 4.1896 | 3.8261 | 3.6471 | 3.6605 | 3.6784
F3_Industrial_Industrial - WA_Existing_Space Heating_Natural Gas_Gas Furnace - Maintenance_A | F3 | Industrial | Industrial - WA | Existing | Space Heating | Natural Gas | Gas Furnace - Maintenance | A | RVT | 0 | 0 | 0 | 0 | 0 | 0 | 0 | 0 | 0 | 0 | 0 | 0 | 0 | 0 | 0 | 0 | 0 | 0 | 0 | 0 | 0 | 0 | 0 | 0 | 0 | 0 | 0
F4_Industrial_Industrial - WA_Existing_Space Heating_Natural Gas_Gas Furnace - Maintenance_A | F4 | Industrial | Industrial - WA | Existing | Space Heating | Natural Gas | Gas Furnace - Maintenance | A | RIM | 4.8632 | 4.7356 | 4.3675 | 4.2568 | 4.4164 | 4.7124 | 4.71 | 4.7499 | 4.8019 | 4.857 | 4.9249 | 5.0077 | 5.0885 | 5.1684 | 5.2329 | 5.303 | 5.3712 | 5.4588 | 5.5458 | 5.4873 | 5.2123 | 4.7271 | 4.1896 | 3.8261 | 3.6471 | 3.6605 | 3.6784
F1_Industrial_Industrial - WA_Existing_Space Heating_Natural Gas_Gas Furnace - Tube Inserts_A | F1 | Industrial | Industrial - WA | Existing | Space Heating | Natural Gas | Gas Furnace - Tube Inserts | A | TRC | 0 | 0 | 0 | 0 | 0 | 0 | 0 | 0 | 0 | 0 | 0 | 0 | 0 | 0 | 0 | 0 | 0 | 0 | 0 | 0 | 0 | 0 | 0 | 0 | 0 | 0 | 0
F2_Industrial_Industrial - WA_Existing_Space Heating_Natural Gas_Gas Furnace - Tube Inserts_A | F2 | Industrial | Industrial - WA | Existing | Space Heating | Natural Gas | Gas Furnace - Tube Inserts | A | UCT | 0 | 0 | 0 | 0 | 0 | 0 | 0 | 0 | 0 | 0 | 0 | 0 | 0 | 0 | 0 | 0 | 0 | 0 | 0 | 0 | 0 | 0 | 0 | 0 | 0 | 0 | 0
F3_Industrial_Industrial - WA_Existing_Space Heating_Natural Gas_Gas Furnace - Tube Inserts_A | F3 | Industrial | Industrial - WA | Existing | Space Heating | Natural Gas | Gas Furnace - Tube Inserts | A | RVT | 0 | 0 | 0 | 0 | 0 | 0 | 0 | 0 | 0 | 0 | 0 | 0 | 0 | 0 | 0 | 0 | 0 | 0 | 0 | 0 | 0 | 0 | 0 | 0 | 0 | 0 | 0
F4_Industrial_Industrial - WA_Existing_Space Heating_Natural Gas_Gas Furnace - Tube Inserts_A | F4 | Industrial | Industrial - WA | Existing | Space Heating | Natural Gas | Gas Furnace - Tube Inserts | A | RIM | 0 | 0 | 0 | 0 | 0 | 0 | 0 | 0 | 0 | 0 | 0 | 0 | 0 | 0 | 0 | 0 | 0 | 0 | 0 | 0 | 0 | 0 | 0 | 0 | 0 | 0 | 0
F1_Industrial_Industrial - WA_Existing_Space Heating_Natural Gas_Gas Boiler - Burner Control Optimization_A | F1 | Industrial | Industrial - WA | Existing | Space Heating | Natural Gas | Gas Boiler - Burner Control Optimization | A | TRC | 3.8541 | 3.8858 | 3.8959 | 3.9114 | 3.9816 | 4.0684 | 4.078 | 4.0807 | 4.0821 | 4.0791 | 4.0716 | 4.059 | 4.0398 | 4.0112 | 3.9721 | 3.925 | 3.8662 | 3.7981 | 3.7182 | 3.6241 | 3.5132 | 3.3881 | 3.2847 | 3.219 | 3.1929 | 3.2083 | 3.224
F2_Industrial_Industrial - WA_Existing_Space Heating_Natural Gas_Gas Boiler - Burner Control Optimization_A | F2 | Industrial | Industrial - WA | Existing | Space Heating | Natural Gas | Gas Boiler - Burner Control Optimization | A | UCT | 9.0277 | 9.102 | 9.1257 | 9.162 | 9.3265 | 9.5297 | 9.5523 | 9.5586 | 9.5619 | 9.5549 | 9.5373 | 9.5077 | 9.4627 | 9.3958 | 9.3042 | 9.1939 | 9.0561 | 8.8965 | 8.7094 | 8.489 | 8.2293 | 7.9363 | 7.6939 | 7.54 | 7.4789 | 7.515 | 7.5519
F3_Industrial_Industrial - WA_Existing_Space Heating_Natural Gas_Gas Boiler - Burner Control Optimization_A | F3 | Industrial | Industrial - WA | Existing | Space Heating | Natural Gas | Gas Boiler - Burner Control Optimization | A | RVT | 0 | 0 | 0 | 0 | 0 | 0 | 0 | 0 | 0 | 0 | 0 | 0 | 0 | 0 | 0 | 0 | 0 | 0 | 0 | 0 | 0 | 0 | 0 | 0 | 0 | 0 | 0
F4_Industrial_Industrial - WA_Existing_Space Heating_Natural Gas_Gas Boiler - Burner Control Optimization_A | F4 | Industrial | Industrial - WA | Existing | Space Heating | Natural Gas | Gas Boiler - Burner Control Optimization | A | RIM | 9.0277 | 9.102 | 9.1257 | 9.162 | 9.3265 | 9.5297 | 9.5523 | 9.5586 | 9.5619 | 9.5549 | 9.5373 | 9.5077 | 9.4627 | 9.3958 | 9.3042 | 9.1939 | 9.0561 | 8.8965 | 8.7094 | 8.489 | 8.2293 | 7.9363 | 7.6939 | 7.54 | 7.4789 | 7.515 | 7.5519
F1_Industrial_Industrial - WA_Existing_Space Heating_Natural Gas_Gas Boiler - High Turndown Burner_A | F1 | Industrial | Industrial - WA | Existing | Space Heating | Natural Gas | Gas Boiler - High Turndown Burner | A | TRC | 3.9823 | 4.0108 | 4.0124 | 4.0203 | 4.1051 | 4.2293 | 4.284 | 4.336 | 4.3705 | 4.3831 | 4.3728 | 4.3565 | 4.3325 | 4.2978 | 4.2507 | 4.1944 | 4.1246 | 4.0439 | 3.9496 | 3.8389 | 3.7087 | 3.562 | 3.4403 | 3.3624 | 3.3304 | 3.3464 | 3.3628
F2_Industrial_Industrial - WA_Existing_Space Heating_Natural Gas_Gas Boiler - High Turndown Burner_A | F2 | Industrial | Industrial - WA | Existing | Space Heating | Natural Gas | Gas Boiler - High Turndown Burner | A | UCT | 9.3281 | 9.3948 | 9.3986 | 9.417 | 9.6157 | 9.9067 | 10.0349 | 10.1566 | 10.2374 | 10.2669 | 10.2428 | 10.2046 | 10.1485 | 10.067 | 9.9569 | 9.825 | 9.6613 | 9.4724 | 9.2515 | 8.9921 | 8.6871 | 8.3435 | 8.0585 | 7.876 | 7.801 | 7.8386 | 7.8771
F3_Industrial_Industrial - WA_Existing_Space Heating_Natural Gas_Gas Boiler - High Turndown Burner_A | F3 | Industrial | Industrial - WA | Existing | Space Heating | Natural Gas | Gas Boiler - High Turndown Burner | A | RVT | 0 | 0 | 0 | 0 | 0 | 0 | 0 | 0 | 0 | 0 | 0 | 0 | 0 | 0 | 0 | 0 | 0 | 0 | 0 | 0 | 0 | 0 | 0 | 0 | 0 | 0 | 0
F4_Industrial_Industrial - WA_Existing_Space Heating_Natural Gas_Gas Boiler - High Turndown Burner_A | F4 | Industrial | Industrial - WA | Existing | Space Heating | Natural Gas | Gas Boiler - High Turndown Burner | A | RIM | 9.3281 | 9.3948 | 9.3986 | 9.417 | 9.6157 | 9.9067 | 10.0349 | 10.1566 | 10.2374 | 10.2669 | 10.2428 | 10.2046 | 10.1485 | 10.067 | 9.9569 | 9.825 | 9.6613 | 9.4724 | 9.2515 | 8.9921 | 8.6871 | 8.3435 | 8.0585 | 7.876 | 7.801 | 7.8386 | 7.8771
F1_Industrial_Industrial - WA_Existing_Space Heating_Natural Gas_Gas Boiler - Hot Water Reset_A | F1 | Industrial | Industrial - WA | Existing | Space Heating | Natural Gas | Gas Boiler - Hot Water Reset | A | TRC | 17.7234 | 17.8815 | 17.9001 | 17.8804 | 18.0804 | 18.3535 | 18.3446 | 18.3596 | 18.3691 | 18.3598 | 18.3309 | 18.28 | 18.2005 | 18.0807 | 17.9154 | 17.7154 | 17.4649 | 17.1741 | 16.8326 | 16.4296 | 15.9542 | 15.4173 | 14.9738 | 14.6937 | 14.5846 | 14.6552 | 14.7271
F2_Industrial_Industrial - WA_Existing_Space Heating_Natural Gas_Gas Boiler - Hot Water Reset_A | F2 | Industrial | Industrial - WA | Existing | Space Heating | Natural Gas | Gas Boiler - Hot Water Reset | A | UCT | 41.5149 | 41.8852 | 41.9287 | 41.8827 | 42.3512 | 42.991 | 42.9701 | 43.0051 | 43.0275 | 43.0057 | 42.9379 | 42.8187 | 42.6325 | 42.3519 | 41.9646 | 41.4962 | 40.9094 | 40.2282 | 39.4284 | 38.4844 | 37.3708 | 36.1132 | 35.0745 | 34.4182 | 34.1628 | 34.3281 | 34.4964
F3_Industrial_Industrial - WA_Existing_Space Heating_Natural Gas_Gas Boiler - Hot Water Reset_A | F3 | Industrial | Industrial - WA | Existing | Space Heating | Natural Gas | Gas Boiler - Hot Water Reset | A | RVT | 0 | 0 | 0 | 0 | 0 | 0 | 0 | 0 | 0 | 0 | 0 | 0 | 0 | 0 | 0 | 0 | 0 | 0 | 0 | 0 | 0 | 0 | 0 | 0 | 0 | 0 | 0
F4_Industrial_Industrial - WA_Existing_Space Heating_Natural Gas_Gas Boiler - Hot Water Reset_A | F4 | Industrial | Industrial - WA | Existing | Space Heating | Natural Gas | Gas Boiler - Hot Water Reset | A | RIM | 41.5149 | 41.8852 | 41.9287 | 41.8827 | 42.3512 | 42.991 | 42.9701 | 43.0051 | 43.0275 | 43.0057 | 42.9379 | 42.8187 | 42.6325 | 42.3519 | 41.9646 | 41.4962 | 40.9094 | 40.2282 | 39.4284 | 38.4844 | 37.3708 | 36.1132 | 35.0745 | 34.4182 | 34.1628 | 34.3281 | 34.4964
F1_Industrial_Industrial - WA_Existing_Space Heating_Natural Gas_Gas Boiler - Insulate Hot Water Lines_A | F1 | Industrial | Industrial - WA | Existing | Space Heating | Natural Gas | Gas Boiler - Insulate Hot Water Lines | A | TRC | 1.557 | 1.5634 | 1.5575 | 1.5549 | 1.5888 | 1.6415 | 1.6601 | 1.685 | 1.713 | 1.7431 | 1.7745 | 1.7972 | 1.8061 | 1.7991 | 1.775 | 1.7464 | 1.7112 | 1.6708 | 1.6238 | 1.5688 | 1.5044 | 1.432 | 1.3717 | 1.3325 | 1.3156 | 1.3219 | 1.3284
F2_Industrial_Industrial - WA_Existing_Space Heating_Natural Gas_Gas Boiler - Insulate Hot Water Lines_A | F2 | Industrial | Industrial - WA | Existing | Space Heating | Natural Gas | Gas Boiler - Insulate Hot Water Lines | A | UCT | 3.6471 | 3.6622 | 3.6481 | 3.6422 | 3.7216 | 3.845 | 3.8886 | 3.9469 | 4.0125 | 4.083 | 4.1565 | 4.2097 | 4.2305 | 4.2141 | 4.1577 | 4.0907 | 4.0083 | 3.9136 | 3.8035 | 3.6746 | 3.5238 | 3.3542 | 3.213 | 3.1213 | 3.0816 | 3.0965 | 3.1116
F3_Industrial_Industrial - WA_Existing_Space Heating_Natural Gas_Gas Boiler - Insulate Hot Water Lines_A | F3 | Industrial | Industrial - WA | Existing | Space Heating | Natural Gas | Gas Boiler - Insulate Hot Water Lines | A | RVT | 0 | 0 | 0 | 0 | 0 | 0 | 0 | 0 | 0 | 0 | 0 | 0 | 0 | 0 | 0 | 0 | 0 | 0 | 0 | 0 | 0 | 0 | 0 | 0 | 0 | 0 | 0
F4_Industrial_Industrial - WA_Existing_Space Heating_Natural Gas_Gas Boiler - Insulate Hot Water Lines_A | F4 | Industrial | Industrial - WA | Existing | Space Heating | Natural Gas | Gas Boiler - Insulate Hot Water Lines | A | RIM | 3.6471 | 3.6622 | 3.6481 | 3.6422 | 3.7216 | 3.845 | 3.8886 | 3.9469 | 4.0125 | 4.083 | 4.1565 | 4.2097 | 4.2305 | 4.2141 | 4.1577 | 4.0907 | 4.0083 | 3.9136 | 3.8035 | 3.6746 | 3.5238 | 3.3542 | 3.213 | 3.1213 | 3.0816 | 3.0965 | 3.1116
F1_Industrial_Industrial - WA_Existing_Space Heating_Natural Gas_Gas Boiler - Insulate Steam Lines/Condensate Tank_A | F1 | Industrial | Industrial - WA | Existing | Space Heating | Natural Gas | Gas Boiler - Insulate Steam Lines/Condensate Tank | A | TRC | 5.3756 | 5.414 | 5.4162 | 5.4268 | 5.5413 | 5.709 | 5.7829 | 5.853 | 5.8996 | 5.9166 | 5.9027 | 5.8807 | 5.8483 | 5.8014 | 5.7379 | 5.6619 | 5.5676 | 5.4587 | 5.3315 | 5.1819 | 5.0062 | 4.8082 | 4.644 | 4.5388 | 4.4955 | 4.5172 | 4.5394
F2_Industrial_Industrial - WA_Existing_Space Heating_Natural Gas_Gas Boiler - Insulate Steam Lines/Condensate Tank_A | F2 | Industrial | Industrial - WA | Existing | Space Heating | Natural Gas | Gas Boiler - Insulate Steam Lines/Condensate Tank | A | UCT | 12.5917 | 12.6817 | 12.6868 | 12.7117 | 12.9799 | 13.3726 | 13.5457 | 13.71 | 13.8191 | 13.8589 | 13.8264 | 13.7748 | 13.6991 | 13.5891 | 13.4404 | 13.2624 | 13.0415 | 12.7864 | 12.4883 | 12.1381 | 11.7264 | 11.2626 | 10.8779 | 10.6316 | 10.5302 | 10.5811 | 10.633
F3_Industrial_Industrial - WA_Existing_Space Heating_Natural Gas_Gas Boiler - Insulate Steam Lines/Condensate Tank_A | F3 | Industrial | Industrial - WA | Existing | Space Heating | Natural Gas | Gas Boiler - Insulate Steam Lines/Condensate Tank | A | RVT | 0 | 0 | 0 | 0 | 0 | 0 | 0 | 0 | 0 | 0 | 0 | 0 | 0 | 0 | 0 | 0 | 0 | 0 | 0 | 0 | 0 | 0 | 0 | 0 | 0 | 0 | 0
F4_Industrial_Industrial - WA_Existing_Space Heating_Natural Gas_Gas Boiler - Insulate Steam Lines/Condensate Tank_A | F4 | Industrial | Industrial - WA | Existing | Space Heating | Natural Gas | Gas Boiler - Insulate Steam Lines/Condensate Tank | A | RIM | 12.5917 | 12.6817 | 12.6868 | 12.7117 | 12.9799 | 13.3726 | 13.5457 | 13.71 | 13.8191 | 13.8589 | 13.8264 | 13.7748 | 13.6991 | 13.5891 | 13.4404 | 13.2624 | 13.0415 | 12.7864 | 12.4883 | 12.1381 | 11.7264 | 11.2626 | 10.8779 | 10.6316 | 10.5302 | 10.5811 | 10.633
F1_Industrial_Industrial - WA_Existing_Space Heating_Natural Gas_Gas Boiler - Stack Economizer_A | F1 | Industrial | Industrial - WA | Existing | Space Heating | Natural Gas | Gas Boiler - Stack Economizer | A | TRC | 1.0329 | 1.0403 | 1.0407 | 1.0428 | 1.0648 | 1.097 | 1.1112 | 1.1247 | 1.1336 | 1.1369 | 1.1342 | 1.13 | 1.1238 | 1.1147 | 1.1025 | 1.0879 | 1.0698 | 1.0489 | 1.0244 | 0.99571 | 0.96194 | 0.92389 | 0.89233 | 0.87213 | 0.86381 | 0.86798 | 0.87224
F2_Industrial_Industrial - WA_Existing_Space Heating_Natural Gas_Gas Boiler - Stack Economizer_A | F2 | Industrial | Industrial - WA | Existing | Space Heating | Natural Gas | Gas Boiler - Stack Economizer | A | UCT | 2.4195 | 2.4368 | 2.4378 | 2.4425 | 2.4941 | 2.5695 | 2.6028 | 2.6344 | 2.6553 | 2.663 | 2.6567 | 2.6468 | 2.6323 | 2.6111 | 2.5826 | 2.5484 | 2.5059 | 2.4569 | 2.3996 | 2.3323 | 2.2532 | 2.1641 | 2.0902 | 2.0429 | 2.0234 | 2.0332 | 2.0431
F3_Industrial_Industrial - WA_Existing_Space Heating_Natural Gas_Gas Boiler - Stack Economizer_A | F3 | Industrial | Industrial - WA | Existing | Space Heating | Natural Gas | Gas Boiler - Stack Economizer | A | RVT | 0 | 0 | 0 | 0 | 0 | 0 | 0 | 0 | 0 | 0 | 0 | 0 | 0 | 0 | 0 | 0 | 0 | 0 | 0 | 0 | 0 | 0 | 0 | 0 | 0 | 0 | 0
F4_Industrial_Industrial - WA_Existing_Space Heating_Natural Gas_Gas Boiler - Stack Economizer_A | F4 | Industrial | Industrial - WA | Existing | Space Heating | Natural Gas | Gas Boiler - Stack Economizer | A | RIM | 2.4195 | 2.4368 | 2.4378 | 2.4425 | 2.4941 | 2.5695 | 2.6028 | 2.6344 | 2.6553 | 2.663 | 2.6567 | 2.6468 | 2.6323 | 2.6111 | 2.5826 | 2.5484 | 2.5059 | 2.4569 | 2.3996 | 2.3323 | 2.2532 | 2.1641 | 2.0902 | 2.0429 | 2.0234 | 2.0332 | 2.0431
F1_Industrial_Industrial - WA_Existing_Space Heating_Natural Gas_Gas Boiler - Steam Trap Replacement_A | F1 | Industrial | Industrial - WA | Existing | Space Heating | Natural Gas | Gas Boiler - Steam Trap Replacement | A | TRC | 1886.9765 | 1886.1221 | 1857.2983 | 1832.8108 | 1878.0589 | 1957.2088 | 1970.405 | 1996.3877 | 2028.6889 | 2062.0827 | 2099.06 | 2137.3065 | 2176.9081 | 2216.7398 | 2257.3301 | 2299.5702 | 2313.414 | 2289.6929 | 2224.4797 | 2113.6187 | 1984.3718 | 1839.6471 | 1718.3272 | 1637.967 | 1600.5277 | 1608.1475 | 1616.0305
F2_Industrial_Industrial - WA_Existing_Space Heating_Natural Gas_Gas Boiler - Steam Trap Replacement_A | F2 | Industrial | Industrial - WA | Existing | Space Heating | Natural Gas | Gas Boiler - Steam Trap Replacement | A | UCT | 4420.0173 | 4418.016 | 4350.4997 | 4293.1406 | 4399.1289 | 4584.5281 | 4615.4387 | 4676.3001 | 4751.9617 | 4830.1827 | 4916.7977 | 5006.3855 | 5099.1474 | 5192.4485 | 5287.5265 | 5386.4689 | 5418.8964 | 5363.3325 | 5210.5783 | 4950.8997 | 4648.1543 | 4309.1538 | 4024.9764 | 3836.7424 | 3749.0452 | 3766.8936 | 3785.3588
F3_Industrial_Industrial - WA_Existing_Space Heating_Natural Gas_Gas Boiler - Steam Trap Replacement_A | F3 | Industrial | Industrial - WA | Existing | Space Heating | Natural Gas | Gas Boiler - Steam Trap Replacement | A | RVT | 0 | 0 | 0 | 0 | 0 | 0 | 0 | 0 | 0 | 0 | 0 | 0 | 0 | 0 | 0 | 0 | 0 | 0 | 0 | 0 | 0 | 0 | 0 | 0 | 0 | 0 | 0
F4_Industrial_Industrial - WA_Existing_Space Heating_Natural Gas_Gas Boiler - Steam Trap Replacement_A | F4 | Industrial | Industrial - WA | Existing | Space Heating | Natural Gas | Gas Boiler - Steam Trap Replacement | A | RIM | 4420.0173 | 4418.016 | 4350.4997 | 4293.1406 | 4399.1289 | 4584.5281 | 4615.4387 | 4676.3001 | 4751.9617 | 4830.1827 | 4916.7977 | 5006.3855 | 5099.1474 | 5192.4485 | 5287.5265 | 5386.4689 | 5418.8964 | 5363.3325 | 5210.5783 | 4950.8997 | 4648.1543 | 4309.1538 | 4024.9764 | 3836.7424 | 3749.0452 | 3766.8936 | 3785.3588
F1_Industrial_Industrial - WA_Existing_Process_Natural Gas_Process Boiler - Hot Water Reset_A | F1 | Industrial | Industrial - WA | Existing | Process | Natural Gas | Process Boiler - Hot Water Reset | A | TRC | 106.1819 | 106.7312 | 107.1156 | 107.2215 | 108.6051 | 110.4066 | 110.5318 | 110.7887 | 111.0036 | 111.0957 | 111.0597 | 110.8812 | 110.5198 | 109.9045 | 109.0029 | 107.8804 | 106.4401 | 104.7439 | 102.7284 | 100.3276 | 97.4748 | 94.2367 | 91.5576 | 89.8658 | 89.2116 | 89.6489 | 90.0883
F2_Industrial_Industrial - WA_Existing_Process_Natural Gas_Process Boiler - Hot Water Reset_A | F2 | Industrial | Industrial - WA | Existing | Process | Natural Gas | Process Boiler - Hot Water Reset | A | UCT | 209.8614 | 210.9469 | 211.7068 | 211.9161 | 214.6507 | 218.2112 | 218.4586 | 218.9663 | 219.3912 | 219.5731 | 219.5019 | 219.1491 | 218.435 | 217.2187 | 215.437 | 213.2184 | 210.3717 | 207.0192 | 203.0357 | 198.2906 | 192.6523 | 186.2526 | 180.9574 | 177.6138 | 176.3206 | 177.185 | 178.0535
F3_Industrial_Industrial - WA_Existing_Process_Natural Gas_Process Boiler - Hot Water Reset_A | F3 | Industrial | Industrial - WA | Existing | Process | Natural Gas | Process Boiler - Hot Water Reset | A | RVT | 0 | 0 | 0 | 0 | 0 | 0 | 0 | 0 | 0 | 0 | 0 | 0 | 0 | 0 | 0 | 0 | 0 | 0 | 0 | 0 | 0 | 0 | 0 | 0 | 0 | 0 | 0
F4_Industrial_Industrial - WA_Existing_Process_Natural Gas_Process Boiler - Hot Water Reset_A | F4 | Industrial | Industrial - WA | Existing | Process | Natural Gas | Process Boiler - Hot Water Reset | A | RIM | 209.8614 | 210.9469 | 211.7068 | 211.9161 | 214.6507 | 218.2112 | 218.4586 | 218.9663 | 219.3912 | 219.5731 | 219.5019 | 219.1491 | 218.435 | 217.2187 | 215.437 | 213.2184 | 210.3717 | 207.0192 | 203.0357 | 198.2906 | 192.6523 | 186.2526 | 180.9574 | 177.6138 | 176.3206 | 177.185 | 178.0535
F1_Industrial_Industrial - WA_Existing_Process_Natural Gas_Process Boiler - Burner Control Optimization_A | F1 | Industrial | Industrial - WA | Existing | Process | Natural Gas | Process Boiler - Burner Control Optimization | A | TRC | 23.0682 | 23.1638 | 23.2867 | 23.432 | 23.8971 | 24.4566 | 24.5564 | 24.6108 | 24.6555 | 24.6718 | 24.6584 | 24.612 | 24.5233 | 24.3758 | 24.1621 | 23.8972 | 23.5587 | 23.161 | 22.6895 | 22.1287 | 21.4633 | 20.7088 | 20.0836 | 19.6868 | 19.53 | 19.6257 | 19.7219
F2_Industrial_Industrial - WA_Existing_Process_Natural Gas_Process Boiler - Burner Control Optimization_A | F2 | Industrial | Industrial - WA | Existing | Process | Natural Gas | Process Boiler - Burner Control Optimization | A | UCT | 45.5928 | 45.7818 | 46.0247 | 46.3118 | 47.231 | 48.3369 | 48.534 | 48.6416 | 48.73 | 48.7621 | 48.7357 | 48.644 | 48.4687 | 48.1771 | 47.7547 | 47.2311 | 46.5622 | 45.7762 | 44.8442 | 43.7359 | 42.4209 | 40.9296 | 39.6939 | 38.9096 | 38.5997 | 38.789 | 38.9791
F3_Industrial_Industrial - WA_Existing_Process_Natural Gas_Process Boiler - Burner Control Optimization_A | F3 | Industrial | Industrial - WA | Existing | Process | Natural Gas | Process Boiler - Burner Control Optimization | A | RVT | 0 | 0 | 0 | 0 | 0 | 0 | 0 | 0 | 0 | 0 | 0 | 0 | 0 | 0 | 0 | 0 | 0 | 0 | 0 | 0 | 0 | 0 | 0 | 0 | 0 | 0 | 0
F4_Industrial_Industrial - WA_Existing_Process_Natural Gas_Process Boiler - Burner Control Optimization_A | F4 | Industrial | Industrial - WA | Existing | Process | Natural Gas | Process Boiler - Burner Control Optimization | A | RIM | 45.5928 | 45.7818 | 46.0247 | 46.3118 | 47.231 | 48.3369 | 48.534 | 48.6416 | 48.73 | 48.7621 | 48.7357 | 48.644 | 48.4687 | 48.1771 | 47.7547 | 47.2311 | 46.5622 | 45.7762 | 44.8442 | 43.7359 | 42.4209 | 40.9296 | 39.6939 | 38.9096 | 38.5997 | 38.789 | 38.9791
F1_Industrial_Industrial - WA_Existing_Process_Natural Gas_Process Boiler - Insulate Hot Water Lines_A | F1 | Industrial | Industrial - WA | Existing | Process | Natural Gas | Process Boiler - Insulate Hot Water Lines | A | TRC | 9.2891 | 9.268 | 9.2604 | 9.268 | 9.4904 | 9.824 | 9.9561 | 10.1252 | 10.3129 | 10.5128 | 10.7201 | 10.8742 | 10.9433 | 10.9149 | 10.7817 | 10.6197 | 10.4164 | 10.1798 | 9.9017 | 9.5736 | 9.1868 | 8.75 | 8.3856 | 8.1491 | 8.047 | 8.0865 | 8.1261
F2_Industrial_Industrial - WA_Existing_Process_Natural Gas_Process Boiler - Insulate Hot Water Lines_A | F2 | Industrial | Industrial - WA | Existing | Process | Natural Gas | Process Boiler - Insulate Hot Water Lines | A | UCT | 18.3593 | 18.3176 | 18.3025 | 18.3176 | 18.7572 | 19.4164 | 19.6775 | 20.0118 | 20.3827 | 20.7778 | 21.1875 | 21.4922 | 21.6287 | 21.5727 | 21.3093 | 20.9891 | 20.5872 | 20.1197 | 19.5701 | 18.9216 | 18.1572 | 17.2938 | 16.5735 | 16.1061 | 15.9044 | 15.9824 | 16.0608
F3_Industrial_Industrial - WA_Existing_Process_Natural Gas_Process Boiler - Insulate Hot Water Lines_A | F3 | Industrial | Industrial - WA | Existing | Process | Natural Gas | Process Boiler - Insulate Hot Water Lines | A | RVT | 0 | 0 | 0 | 0 | 0 | 0 | 0 | 0 | 0 | 0 | 0 | 0 | 0 | 0 | 0 | 0 | 0 | 0 | 0 | 0 | 0 | 0 | 0 | 0 | 0 | 0 | 0
F4_Industrial_Industrial - WA_Existing_Process_Natural Gas_Process Boiler - Insulate Hot Water Lines_A | F4 | Industrial | Industrial - WA | Existing | Process | Natural Gas | Process Boiler - Insulate Hot Water Lines | A | RIM | 18.3593 | 18.3176 | 18.3025 | 18.3176 | 18.7572 | 19.4164 | 19.6775 | 20.0118 | 20.3827 | 20.7778 | 21.1875 | 21.4922 | 21.6287 | 21.5727 | 21.3093 | 20.9891 | 20.5872 | 20.1197 | 19.5701 | 18.9216 | 18.1572 | 17.2938 | 16.5735 | 16.1061 | 15.9044 | 15.9824 | 16.0608
F1_Industrial_Industrial - WA_Existing_Process_Natural Gas_Process Boiler - Insulate Steam Lines/Condensate Tank_A | F1 | Industrial | Industrial - WA | Existing | Process | Natural Gas | Process Boiler - Insulate Steam Lines/Condensate Tank | A | TRC | 32.1281 | 32.2042 | 32.3078 | 32.4468 | 33.1979 | 34.264 | 34.7749 | 35.2594 | 35.5978 | 35.7542 | 35.7194 | 35.6329 | 35.4802 | 35.2354 | 34.887 | 34.4586 | 33.915 | 33.2787 | 32.5268 | 31.6354 | 30.5804 | 29.3858 | 28.3934 | 27.758 | 27.498 | 27.6328 | 27.7682
F2_Industrial_Industrial - WA_Existing_Process_Natural Gas_Process Boiler - Insulate Steam Lines/Condensate Tank_A | F2 | Industrial | Industrial - WA | Existing | Process | Natural Gas | Process Boiler - Insulate Steam Lines/Condensate Tank | A | UCT | 63.4991 | 63.6495 | 63.8541 | 64.1289 | 65.6134 | 67.7205 | 68.7303 | 69.6879 | 70.3567 | 70.6657 | 70.5969 | 70.426 | 70.1241 | 69.6404 | 68.9518 | 68.105 | 67.0307 | 65.7732 | 64.2871 | 62.5253 | 60.44 | 58.0791 | 56.1175 | 54.8619 | 54.3479 | 54.6143 | 54.8821
F3_Industrial_Industrial - WA_Existing_Process_Natural Gas_Process Boiler - Insulate Steam Lines/Condensate Tank_A | F3 | Industrial | Industrial - WA | Existing | Process | Natural Gas | Process Boiler - Insulate Steam Lines/Condensate Tank | A | RVT | 0 | 0 | 0 | 0 | 0 | 0 | 0 | 0 | 0 | 0 | 0 | 0 | 0 | 0 | 0 | 0 | 0 | 0 | 0 | 0 | 0 | 0 | 0 | 0 | 0 | 0 | 0
F4_Industrial_Industrial - WA_Existing_Process_Natural Gas_Process Boiler - Insulate Steam Lines/Condensate Tank_A | F4 | Industrial | Industrial - WA | Existing | Process | Natural Gas | Process Boiler - Insulate Steam Lines/Condensate Tank | A | RIM | 63.4991 | 63.6495 | 63.8541 | 64.1289 | 65.6134 | 67.7205 | 68.7303 | 69.6879 | 70.3567 | 70.6657 | 70.5969 | 70.426 | 70.1241 | 69.6404 | 68.9518 | 68.105 | 67.0307 | 65.7732 | 64.2871 | 62.5253 | 60.44 | 58.0791 | 56.1175 | 54.8619 | 54.3479 | 54.6143 | 54.8821
F1_Industrial_Industrial - WA_Existing_Process_Natural Gas_Process Boiler - Stack Economizer_A | F1 | Industrial | Industrial - WA | Existing | Process | Natural Gas | Process Boiler - Stack Economizer | A | TRC | 6.1734 | 6.188 | 6.2079 | 6.2346 | 6.379 | 6.5838 | 6.682 | 6.7751 | 6.8401 | 6.8701 | 6.8635 | 6.8468 | 6.8175 | 6.7705 | 6.7035 | 6.6212 | 6.5167 | 6.3945 | 6.25 | 6.0787 | 5.876 | 5.6465 | 5.4558 | 5.3337 | 5.2837 | 5.3096 | 5.3357
F2_Industrial_Industrial - WA_Existing_Process_Natural Gas_Process Boiler - Stack Economizer_A | F2 | Industrial | Industrial - WA | Existing | Process | Natural Gas | Process Boiler - Stack Economizer | A | UCT | 12.2013 | 12.2302 | 12.2695 | 12.3223 | 12.6076 | 13.0125 | 13.2065 | 13.3905 | 13.519 | 13.5784 | 13.5652 | 13.5323 | 13.4743 | 13.3814 | 13.2491 | 13.0863 | 12.8799 | 12.6383 | 12.3527 | 12.0142 | 11.6135 | 11.1599 | 10.783 | 10.5417 | 10.4429 | 10.4941 | 10.5456
F3_Industrial_Industrial - WA_Existing_Process_Natural Gas_Process Boiler - Stack Economizer_A | F3 | Industrial | Industrial - WA | Existing | Process | Natural Gas | Process Boiler - Stack Economizer | A | RVT | 0 | 0 | 0 | 0 | 0 | 0 | 0 | 0 | 0 | 0 | 0 | 0 | 0 | 0 | 0 | 0 | 0 | 0 | 0 | 0 | 0 | 0 | 0 | 0 | 0 | 0 | 0
F4_Industrial_Industrial - WA_Existing_Process_Natural Gas_Process Boiler - Stack Economizer_A | F4 | Industrial | Industrial - WA | Existing | Process | Natural Gas | Process Boiler - Stack Economizer | A | RIM | 12.2013 | 12.2302 | 12.2695 | 12.3223 | 12.6076 | 13.0125 | 13.2065 | 13.3905 | 13.519 | 13.5784 | 13.5652 | 13.5323 | 13.4743 | 13.3814 | 13.2491 | 13.0863 | 12.8799 | 12.6383 | 12.3527 | 12.0142 | 11.6135 | 11.1599 | 10.783 | 10.5417 | 10.4429 | 10.4941 | 10.5456
F1_Industrial_Industrial - WA_Existing_Process_Natural Gas_Process Boiler - Steam Trap Replacement_A | F1 | Industrial | Industrial - WA | Existing | Process | Natural Gas | Process Boiler - Steam Trap Replacement | A | TRC | 11257.2216 | 11122.3186 | 10989.898 | 10873.2655 | 11167.4229 | 11662.4254 | 11767.2926 | 11948.0292 | 12166.4138 | 12391.1658 | 12637.2702 | 12890.6933 | 13151.9602 | 13414.3004 | 13680.8576 | 13956.7771 | 14058.9632 | 13930.8985 | 13548.2599 | 12885.3438 | 12108.6472 | 11234.9106 | 10501.2181 | 10015.1775 | 9789.3566 | 9837.3436 | 9885.5659
F2_Industrial_Industrial - WA_Existing_Process_Natural Gas_Process Boiler - Steam Trap Replacement_A | F2 | Industrial | Industrial - WA | Existing | Process | Natural Gas | Process Boiler - Steam Trap Replacement | A | UCT | 22249.1383 | 21982.5115 | 21720.7912 | 21490.275 | 22071.6572 | 23049.9961 | 23257.2592 | 23614.4727 | 24046.0953 | 24490.3023 | 24976.7111 | 25477.5848 | 25993.9611 | 26512.4588 | 27039.2911 | 27584.6274 | 27786.5912 | 27533.4801 | 26777.2208 | 25467.0118 | 23931.9234 | 22205.042 | 20754.9485 | 19794.3219 | 19348.0021 | 19442.8453 | 19538.1533
F3_Industrial_Industrial - WA_Existing_Process_Natural Gas_Process Boiler - Steam Trap Replacement_A | F3 | Industrial | Industrial - WA | Existing | Process | Natural Gas | Process Boiler - Steam Trap Replacement | A | RVT | 0 | 0 | 0 | 0 | 0 | 0 | 0 | 0 | 0 | 0 | 0 | 0 | 0 | 0 | 0 | 0 | 0 | 0 | 0 | 0 | 0 | 0 | 0 | 0 | 0 | 0 | 0
F4_Industrial_Industrial - WA_Existing_Process_Natural Gas_Process Boiler - Steam Trap Replacement_A | F4 | Industrial | Industrial - WA | Existing | Process | Natural Gas | Process Boiler - Steam Trap Replacement | A | RIM | 22249.1383 | 21982.5115 | 21720.7912 | 21490.275 | 22071.6572 | 23049.9961 | 23257.2592 | 23614.4727 | 24046.0953 | 24490.3023 | 24976.7111 | 25477.5848 | 25993.9611 | 26512.4588 | 27039.2911 | 27584.6274 | 27786.5912 | 27533.4801 | 26777.2208 | 25467.0118 | 23931.9234 | 22205.042 | 20754.9485 | 19794.3219 | 19348.0021 | 19442.8453 | 19538.1533
F1_Industrial_Industrial - WA_Existing_Process_Natural Gas_Process Boiler - Maintenance_A | F1 | Industrial | Industrial - WA | Existing | Process | Natural Gas | Process Boiler - Maintenance | A | TRC | 12.4366 | 11.8291 | 10.9406 | 10.6911 | 11.1233 | 11.9045 | 11.941 | 12.0895 | 12.2732 | 12.4697 | 12.704 | 12.9816 | 13.2584 | 13.5381 | 13.7816 | 14.0442 | 14.3058 | 14.6212 | 14.9348 | 14.8502 | 14.1703 | 12.9071 | 11.4859 | 10.5307 | 10.0649 | 10.1142 | 10.1638
F2_Industrial_Industrial - WA_Existing_Process_Natural Gas_Process Boiler - Maintenance_A | F2 | Industrial | Industrial - WA | Existing | Process | Natural Gas | Process Boiler - Maintenance | A | UCT | 24.5801 | 23.3794 | 21.6233 | 21.1303 | 21.9844 | 23.5284 | 23.6006 | 23.894 | 24.2572 | 24.6455 | 25.1085 | 25.6573 | 26.2043 | 26.7572 | 27.2385 | 27.7575 | 28.2744 | 28.8978 | 29.5176 | 29.3505 | 28.0066 | 25.51 | 22.7012 | 20.8131 | 19.8926 | 19.9901 | 20.0881
F3_Industrial_Industrial - WA_Existing_Process_Natural Gas_Process Boiler - Maintenance_A | F3 | Industrial | Industrial - WA | Existing | Process | Natural Gas | Process Boiler - Maintenance | A | RVT | 0 | 0 | 0 | 0 | 0 | 0 | 0 | 0 | 0 | 0 | 0 | 0 | 0 | 0 | 0 | 0 | 0 | 0 | 0 | 0 | 0 | 0 | 0 | 0 | 0 | 0 | 0
F4_Industrial_Industrial - WA_Existing_Process_Natural Gas_Process Boiler - Maintenance_A | F4 | Industrial | Industrial - WA | Existing | Process | Natural Gas | Process Boiler - Maintenance | A | RIM | 24.5801 | 23.3794 | 21.6233 | 21.1303 | 21.9844 | 23.5284 | 23.6006 | 23.894 | 24.2572 | 24.6455 | 25.1085 | 25.6573 | 26.2043 | 26.7572 | 27.2385 | 27.7575 | 28.2744 | 28.8978 | 29.5176 | 29.3505 | 28.0066 | 25.51 | 22.7012 | 20.8131 | 19.8926 | 19.9901 | 20.0881
F1_Industrial_Industrial - WA_Existing_Process_Natural Gas_Process - Heat Recovery_A | F1 | Industrial | Industrial - WA | Existing | Process | Natural Gas | Process - Heat Recovery | A | TRC | 6.5593 | 6.5932 | 6.617 | 6.6235 | 6.709 | 6.8203 | 6.828 | 6.8439 | 6.8571 | 6.8628 | 6.8606 | 6.8496 | 6.8273 | 6.7892 | 6.7335 | 6.6642 | 6.5752 | 6.4704 | 6.3459 | 6.1976 | 6.0214 | 5.8214 | 5.6559 | 5.5514 | 5.511 | 5.538 | 5.5651
F2_Industrial_Industrial - WA_Existing_Process_Natural Gas_Process - Heat Recovery_A | F2 | Industrial | Industrial - WA | Existing | Process | Natural Gas | Process - Heat Recovery | A | UCT | 12.964 | 13.031 | 13.078 | 13.0909 | 13.2598 | 13.4798 | 13.4951 | 13.5264 | 13.5527 | 13.5639 | 13.5595 | 13.5377 | 13.4936 | 13.4185 | 13.3084 | 13.1713 | 12.9955 | 12.7884 | 12.5423 | 12.2492 | 11.9009 | 11.5056 | 11.1785 | 10.9719 | 10.892 | 10.9454 | 10.9991
F3_Industrial_Industrial - WA_Existing_Process_Natural Gas_Process - Heat Recovery_A | F3 | Industrial | Industrial - WA | Existing | Process | Natural Gas | Process - Heat Recovery | A | RVT | 0 | 0 | 0 | 0 | 0 | 0 | 0 | 0 | 0 | 0 | 0 | 0 | 0 | 0 | 0 | 0 | 0 | 0 | 0 | 0 | 0 | 0 | 0 | 0 | 0 | 0 | 0
F4_Industrial_Industrial - WA_Existing_Process_Natural Gas_Process - Heat Recovery_A | F4 | Industrial | Industrial - WA | Existing | Process | Natural Gas | Process - Heat Recovery | A | RIM | 12.964 | 13.031 | 13.078 | 13.0909 | 13.2598 | 13.4798 | 13.4951 | 13.5264 | 13.5527 | 13.5639 | 13.5595 | 13.5377 | 13.4936 | 13.4185 | 13.3084 | 13.1713 | 12.9955 | 12.7884 | 12.5423 | 12.2492 | 11.9009 | 11.5056 | 11.1785 | 10.9719 | 10.892 | 10.9454 | 10.9991
F1_Industrial_Industrial - WA_Existing_Space Heating_Natural Gas_Strategic Energy Management_A | F1 | Industrial | Industrial - WA | Existing | Space Heating | Natural Gas | Strategic Energy Management | A | TRC | 4.4829 | 4.3264 | 4.0732 | 4.0014 | 4.1222 | 4.3414 | 4.3502 | 4.3905 | 4.4407 | 4.4944 | 4.5587 | 4.6351 | 4.7112 | 4.788 | 4.8546 | 4.9265 | 4.998 | 5.0846 | 5.1708 | 5.1454 | 4.9533 | 4.598 | 4.1988 | 3.9303 | 3.7993 | 3.8129 | 3.8267
F2_Industrial_Industrial - WA_Existing_Space Heating_Natural Gas_Strategic Energy Management_A | F2 | Industrial | Industrial - WA | Existing | Space Heating | Natural Gas | Strategic Energy Management | A | UCT | 6.9201 | 6.6108 | 6.1106 | 5.9687 | 6.2073 | 6.6406 | 6.658 | 6.7376 | 6.8368 | 6.943 | 7.07 | 7.221 | 7.3713 | 7.5232 | 7.6548 | 7.7969 | 7.9383 | 8.1095 | 8.2798 | 8.2297 | 7.85 | 7.1478 | 6.3587 | 5.8281 | 5.5692 | 5.5959 | 5.6234
F3_Industrial_Industrial - WA_Existing_Space Heating_Natural Gas_Strategic Energy Management_A | F3 | Industrial | Industrial - WA | Existing | Space Heating | Natural Gas | Strategic Energy Management | A | RVT | 0.98153 | 0.98153 | 0.98153 | 0.98153 | 0.98153 | 0.98153 | 0.98153 | 0.98153 | 0.98153 | 0.98153 | 0.98153 | 0.98153 | 0.98153 | 0.98153 | 0.98153 | 0.98153 | 0.98153 | 0.98153 | 0.98153 | 0.98153 | 0.98153 | 0.98153 | 0.98153 | 0.98153 | 0.98153 | 0.98153 | 0.98153
F4_Industrial_Industrial - WA_Existing_Space Heating_Natural Gas_Strategic Energy Management_A | F4 | Industrial | Industrial - WA | Existing | Space Heating | Natural Gas | Strategic Energy Management | A | RIM | 6.9201 | 6.6108 | 6.1106 | 5.9687 | 6.2073 | 6.6406 | 6.658 | 6.7376 | 6.8368 | 6.943 | 7.07 | 7.221 | 7.3713 | 7.5232 | 7.6548 | 7.7969 | 7.9383 | 8.1095 | 8.2798 | 8.2297 | 7.85 | 7.1478 | 6.3587 | 5.8281 | 5.5692 | 5.5959 | 5.6234
F1_Industrial_Industrial - WA_Existing_Process_Natural Gas_Strategic Energy Management_A | F1 | Industrial | Industrial - WA | Existing | Process | Natural Gas | Strategic Energy Management | A | TRC | 4.4829 | 4.3264 | 4.0732 | 4.0014 | 4.1222 | 4.3414 | 4.3502 | 4.3905 | 4.4407 | 4.4944 | 4.5587 | 4.6351 | 4.7112 | 4.788 | 4.8546 | 4.9265 | 4.998 | 5.0846 | 5.1708 | 5.1454 | 4.9533 | 4.598 | 4.1988 | 3.9303 | 3.7993 | 3.8129 | 3.8267
F2_Industrial_Industrial - WA_Existing_Process_Natural Gas_Strategic Energy Management_A | F2 | Industrial | Industrial - WA | Existing | Process | Natural Gas | Strategic Energy Management | A | UCT | 6.9201 | 6.6108 | 6.1106 | 5.9687 | 6.2073 | 6.6406 | 6.658 | 6.7376 | 6.8368 | 6.943 | 7.07 | 7.221 | 7.3713 | 7.5232 | 7.6548 | 7.7969 | 7.9383 | 8.1095 | 8.2798 | 8.2297 | 7.85 | 7.1478 | 6.3587 | 5.8281 | 5.5692 | 5.5959 | 5.6234
F3_Industrial_Industrial - WA_Existing_Process_Natural Gas_Strategic Energy Management_A | F3 | Industrial | Industrial - WA | Existing | Process | Natural Gas | Strategic Energy Management | A | RVT | 0.98153 | 0.98153 | 0.98153 | 0.98153 | 0.98153 | 0.98153 | 0.98153 | 0.98153 | 0.98153 | 0.98153 | 0.98153 | 0.98153 | 0.98153 | 0.98153 | 0.98153 | 0.98153 | 0.98153 | 0.98153 | 0.98153 | 0.98153 | 0.98153 | 0.98153 | 0.98153 | 0.98153 | 0.98153 | 0.98153 | 0.98153
F4_Industrial_Industrial - WA_Existing_Process_Natural Gas_Strategic Energy Management_A | F4 | Industrial | Industrial - WA | Existing | Process | Natural Gas | Strategic Energy Management | A | RIM | 6.9201 | 6.6108 | 6.1106 | 5.9687 | 6.2073 | 6.6406 | 6.658 | 6.7376 | 6.8368 | 6.943 | 7.07 | 7.221 | 7.3713 | 7.5232 | 7.6548 | 7.7969 | 7.9383 | 8.1095 | 8.2798 | 8.2297 | 7.85 | 7.1478 | 6.3587 | 5.8281 | 5.5692 | 5.5959 | 5.6234
F1_Industrial_Industrial - WA_Existing_Miscellaneous_Natural Gas_Strategic Energy Management_A | F1 | Industrial | Industrial - WA | Existing | Miscellaneous | Natural Gas | Strategic Energy Management | A | TRC | 4.4829 | 4.3264 | 4.0732 | 4.0014 | 4.1222 | 4.3414 | 4.3502 | 4.3905 | 4.4407 | 4.4944 | 4.5587 | 4.6351 | 4.7112 | 4.788 | 4.8546 | 4.9265 | 4.998 | 5.0846 | 5.1708 | 5.1454 | 4.9533 | 4.598 | 4.1988 | 3.9303 | 3.7993 | 3.8129 | 3.8267
F2_Industrial_Industrial - WA_Existing_Miscellaneous_Natural Gas_Strategic Energy Management_A | F2 | Industrial | Industrial - WA | Existing | Miscellaneous | Natural Gas | Strategic Energy Management | A | UCT | 6.9201 | 6.6108 | 6.1106 | 5.9687 | 6.2073 | 6.6406 | 6.658 | 6.7376 | 6.8368 | 6.943 | 7.07 | 7.221 | 7.3713 | 7.5232 | 7.6548 | 7.7969 | 7.9383 | 8.1095 | 8.2798 | 8.2297 | 7.85 | 7.1478 | 6.3587 | 5.8281 | 5.5692 | 5.5959 | 5.6234
F3_Industrial_Industrial - WA_Existing_Miscellaneous_Natural Gas_Strategic Energy Management_A | F3 | Industrial | Industrial - WA | Existing | Miscellaneous | Natural Gas | Strategic Energy Management | A | RVT | 0.98153 | 0.98153 | 0.98153 | 0.98153 | 0.98153 | 0.98153 | 0.98153 | 0.98153 | 0.98153 | 0.98153 | 0.98153 | 0.98153 | 0.98153 | 0.98153 | 0.98153 | 0.98153 | 0.98153 | 0.98153 | 0.98153 | 0.98153 | 0.98153 | 0.98153 | 0.98153 | 0.98153 | 0.98153 | 0.98153 | 0.98153
F4_Industrial_Industrial - WA_Existing_Miscellaneous_Natural Gas_Strategic Energy Management_A | F4 | Industrial | Industrial - WA | Existing | Miscellaneous | Natural Gas | Strategic Energy Management | A | RIM | 6.9201 | 6.6108 | 6.1106 | 5.9687 | 6.2073 | 6.6406 | 6.658 | 6.7376 | 6.8368 | 6.943 | 7.07 | 7.221 | 7.3713 | 7.5232 | 7.6548 | 7.7969 | 7.9383 | 8.1095 | 8.2798 | 8.2297 | 7.85 | 7.1478 | 6.3587 | 5.8281 | 5.5692 | 5.5959 | 5.6234
F1_Industrial_Industrial - WA_Existing_Space Heating_Natural Gas_Retrocommissioning_A | F1 | Industrial | Industrial - WA | Existing | Space Heating | Natural Gas | Retrocommissioning | A | TRC | 1.6586 | 1.6383 | 1.581 | 1.5641 | 1.5893 | 1.6359 | 1.6364 | 1.6437 | 1.6531 | 1.6632 | 1.6755 | 1.6903 | 1.705 | 1.7198 | 1.7323 | 1.7459 | 1.7594 | 1.7761 | 1.7927 | 1.7858 | 1.7438 | 1.6675 | 1.5823 | 1.5249 | 1.4968 | 1.4994 | 1.5023
F2_Industrial_Industrial - WA_Existing_Space Heating_Natural Gas_Retrocommissioning_A | F2 | Industrial | Industrial - WA | Existing | Space Heating | Natural Gas | Retrocommissioning | A | UCT | 1.4913 | 1.4512 | 1.3379 | 1.3045 | 1.3542 | 1.4463 | 1.4474 | 1.4618 | 1.4804 | 1.5003 | 1.5246 | 1.5539 | 1.583 | 1.6122 | 1.637 | 1.6639 | 1.6906 | 1.7236 | 1.7564 | 1.7427 | 1.6597 | 1.5089 | 1.3405 | 1.227 | 1.1714 | 1.1765 | 1.1823
F3_Industrial_Industrial - WA_Existing_Space Heating_Natural Gas_Retrocommissioning_A | F3 | Industrial | Industrial - WA | Existing | Space Heating | Natural Gas | Retrocommissioning | A | RVT | 0.90407 | 0.90407 | 0.90407 | 0.90407 | 0.90407 | 0.90407 | 0.90407 | 0.90407 | 0.90407 | 0.90407 | 0.90407 | 0.90407 | 0.90407 | 0.90407 | 0.90407 | 0.90407 | 0.90407 | 0.90407 | 0.90407 | 0.90407 | 0.90407 | 0.90407 | 0.90407 | 0.90407 | 0.90407 | 0.90407 | 0.90407
F4_Industrial_Industrial - WA_Existing_Space Heating_Natural Gas_Retrocommissioning_A | F4 | Industrial | Industrial - WA | Existing | Space Heating | Natural Gas | Retrocommissioning | A | RIM | 1.4913 | 1.4512 | 1.3379 | 1.3045 | 1.3542 | 1.4463 | 1.4474 | 1.4618 | 1.4804 | 1.5003 | 1.5246 | 1.5539 | 1.583 | 1.6122 | 1.637 | 1.6639 | 1.6906 | 1.7236 | 1.7564 | 1.7427 | 1.6597 | 1.5089 | 1.3405 | 1.227 | 1.1714 | 1.1765 | 1.1823
F1_Industrial_Industrial - WA_Existing_Process_Natural Gas_Retrocommissioning_A | F1 | Industrial | Industrial - WA | Existing | Process | Natural Gas | Retrocommissioning | A | TRC | 1.6586 | 1.6383 | 1.581 | 1.5641 | 1.5893 | 1.6359 | 1.6364 | 1.6437 | 1.6531 | 1.6632 | 1.6755 | 1.6903 | 1.705 | 1.7198 | 1.7323 | 1.7459 | 1.7594 | 1.7761 | 1.7927 | 1.7858 | 1.7438 | 1.6675 | 1.5823 | 1.5249 | 1.4968 | 1.4994 | 1.5023
F2_Industrial_Industrial - WA_Existing_Process_Natural Gas_Retrocommissioning_A | F2 | Industrial | Industrial - WA | Existing | Process | Natural Gas | Retrocommissioning | A | UCT | 1.4913 | 1.4512 | 1.3379 | 1.3045 | 1.3542 | 1.4463 | 1.4474 | 1.4618 | 1.4804 | 1.5003 | 1.5246 | 1.5539 | 1.583 | 1.6122 | 1.637 | 1.6639 | 1.6906 | 1.7236 | 1.7564 | 1.7427 | 1.6597 | 1.5089 | 1.3405 | 1.227 | 1.1714 | 1.1765 | 1.1823
F3_Industrial_Industrial - WA_Existing_Process_Natural Gas_Retrocommissioning_A | F3 | Industrial | Industrial - WA | Existing | Process | Natural Gas | Retrocommissioning | A | RVT | 0.90407 | 0.90407 | 0.90407 | 0.90407 | 0.90407 | 0.90407 | 0.90407 | 0.90407 | 0.90407 | 0.90407 | 0.90407 | 0.90407 | 0.90407 | 0.90407 | 0.90407 | 0.90407 | 0.90407 | 0.90407 | 0.90407 | 0.90407 | 0.90407 | 0.90407 | 0.90407 | 0.90407 | 0.90407 | 0.90407 | 0.90407
F4_Industrial_Industrial - WA_Existing_Process_Natural Gas_Retrocommissioning_A | F4 | Industrial | Industrial - WA | Existing | Process | Natural Gas | Retrocommissioning | A | RIM | 1.4913 | 1.4512 | 1.3379 | 1.3045 | 1.3542 | 1.4463 | 1.4474 | 1.4618 | 1.4804 | 1.5003 | 1.5246 | 1.5539 | 1.583 | 1.6122 | 1.637 | 1.6639 | 1.6906 | 1.7236 | 1.7564 | 1.7427 | 1.6597 | 1.5089 | 1.3405 | 1.227 | 1.1714 | 1.1765 | 1.1823
F1_Industrial_Industrial - WA_New_Space Heating_Natural Gas_Insulation - Ceiling_A | F1 | Industrial | Industrial - WA | New | Space Heating | Natural Gas | Insulation - Ceiling | A | TRC | 1.4804 | 1.4792 | 1.4753 | 1.4689 | 1.4792 | 1.4971 | 1.4978 | 1.5 | 1.5018 | 1.5023 | 1.5016 | 1.4995 | 1.4956 | 1.489 | 1.4796 | 1.4679 | 1.453 | 1.4355 | 1.4147 | 1.39 | 1.3607 | 1.3276 | 1.3003 | 1.2831 | 1.2766 | 1.2812 | 1.2859
F2_Industrial_Industrial - WA_New_Space Heating_Natural Gas_Insulation - Ceiling_A | F2 | Industrial | Industrial - WA | New | Space Heating | Natural Gas | Insulation - Ceiling | A | UCT | 2.9287 | 2.9258 | 2.9158 | 2.8995 | 2.9257 | 2.9711 | 2.9729 | 2.9783 | 2.9829 | 2.9843 | 2.9826 | 2.9772 | 2.9672 | 2.9506 | 2.9267 | 2.8971 | 2.8593 | 2.8149 | 2.7622 | 2.6996 | 2.6255 | 2.5416 | 2.4723 | 2.4288 | 2.4122 | 2.4239 | 2.4358
F3_Industrial_Industrial - WA_New_Space Heating_Natural Gas_Insulation - Ceiling_A | F3 | Industrial | Industrial - WA | New | Space Heating | Natural Gas | Insulation - Ceiling | A | RVT | 0.32485 | 0.32485 | 0.32485 | 0.32485 | 0.32485 | 0.32485 | 0.32485 | 0.32485 | 0.32485 | 0.32485 | 0.32485 | 0.32485 | 0.32485 | 0.32485 | 0.32485 | 0.32485 | 0.32485 | 0.32485 | 0.32485 | 0.32485 | 0.32485 | 0.32485 | 0.32485 | 0.32485 | 0.32485 | 0.32485 | 0.32485
F4_Industrial_Industrial - WA_New_Space Heating_Natural Gas_Insulation - Ceiling_A | F4 | Industrial | Industrial - WA | New | Space Heating | Natural Gas | Insulation - Ceiling | A | RIM | 2.9287 | 2.9258 | 2.9158 | 2.8995 | 2.9257 | 2.9711 | 2.9729 | 2.9783 | 2.9829 | 2.9843 | 2.9826 | 2.9772 | 2.9672 | 2.9506 | 2.9267 | 2.8971 | 2.8593 | 2.8149 | 2.7622 | 2.6996 | 2.6255 | 2.5416 | 2.4723 | 2.4288 | 2.4122 | 2.4239 | 2.4358
F1_Industrial_Industrial - WA_New_Space Heating_Natural Gas_Insulation - Wall Cavity_A | F1 | Industrial | Industrial - WA | New | Space Heating | Natural Gas | Insulation - Wall Cavity | A | TRC | 3.0302 | 3.0282 | 3.0216 | 3.0107 | 3.0282 | 3.0585 | 3.0597 | 3.0633 | 3.0663 | 3.0673 | 3.0662 | 3.0626 | 3.0559 | 3.0448 | 3.0288 | 3.0091 | 2.9838 | 2.9542 | 2.919 | 2.8772 | 2.8277 | 2.7716 | 2.7254 | 2.6963 | 2.6852 | 2.6931 | 2.701
F2_Industrial_Industrial - WA_New_Space Heating_Natural Gas_Insulation - Wall Cavity_A | F2 | Industrial | Industrial - WA | New | Space Heating | Natural Gas | Insulation - Wall Cavity | A | UCT | 4.9572 | 4.9523 | 4.9354 | 4.9077 | 4.9521 | 5.0289 | 5.0319 | 5.0412 | 5.0488 | 5.0513 | 5.0484 | 5.0393 | 5.0223 | 4.9943 | 4.9537 | 4.9036 | 4.8396 | 4.7645 | 4.6754 | 4.5694 | 4.4439 | 4.3019 | 4.1847 | 4.111 | 4.0829 | 4.1028 | 4.1229
F3_Industrial_Industrial - WA_New_Space Heating_Natural Gas_Insulation - Wall Cavity_A | F3 | Industrial | Industrial - WA | New | Space Heating | Natural Gas | Insulation - Wall Cavity | A | RVT | 1.0743 | 1.0743 | 1.0743 | 1.0743 | 1.0743 | 1.0743 | 1.0743 | 1.0743 | 1.0743 | 1.0743 | 1.0743 | 1.0743 | 1.0743 | 1.0743 | 1.0743 | 1.0743 | 1.0743 | 1.0743 | 1.0743 | 1.0743 | 1.0743 | 1.0743 | 1.0743 | 1.0743 | 1.0743 | 1.0743 | 1.0743
F4_Industrial_Industrial - WA_New_Space Heating_Natural Gas_Insulation - Wall Cavity_A | F4 | Industrial | Industrial - WA | New | Space Heating | Natural Gas | Insulation - Wall Cavity | A | RIM | 4.9572 | 4.9523 | 4.9354 | 4.9077 | 4.9521 | 5.0289 | 5.0319 | 5.0412 | 5.0488 | 5.0513 | 5.0484 | 5.0393 | 5.0223 | 4.9943 | 4.9537 | 4.9036 | 4.8396 | 4.7645 | 4.6754 | 4.5694 | 4.4439 | 4.3019 | 4.1847 | 4.111 | 4.0829 | 4.1028 | 4.1229
F1_Industrial_Industrial - WA_New_Space Heating_Natural Gas_Insulation - Ducting_A | F1 | Industrial | Industrial - WA | New | Space Heating | Natural Gas | Insulation - Ducting | A | TRC | 0.70533 | 0.70484 | 0.7034 | 0.70068 | 0.70508 | 0.71186 | 0.71121 | 0.71128 | 0.71126 | 0.71077 | 0.70978 | 0.70822 | 0.70589 | 0.70248 | 0.69785 | 0.69227 | 0.68532 | 0.67727 | 0.66783 | 0.65672 | 0.64371 | 0.62916 | 0.61717 | 0.6096 | 0.60663 | 0.60846 | 0.61036
F2_Industrial_Industrial - WA_New_Space Heating_Natural Gas_Insulation - Ducting_A | F2 | Industrial | Industrial - WA | New | Space Heating | Natural Gas | Insulation - Ducting | A | UCT | 1.0141 | 1.013 | 1.01 | 1.0043 | 1.0135 | 1.0277 | 1.0264 | 1.0265 | 1.0265 | 1.0254 | 1.0234 | 1.0201 | 1.0152 | 1.0081 | 0.99841 | 0.98674 | 0.9722 | 0.95536 | 0.93562 | 0.91238 | 0.88517 | 0.85472 | 0.82966 | 0.81382 | 0.80759 | 0.81142 | 0.8154
F3_Industrial_Industrial - WA_New_Space Heating_Natural Gas_Insulation - Ducting_A | F3 | Industrial | Industrial - WA | New | Space Heating | Natural Gas | Insulation - Ducting | A | RVT | 0.22054 | 0.22054 | 0.22054 | 0.22054 | 0.22054 | 0.22054 | 0.22054 | 0.22054 | 0.22054 | 0.22054 | 0.22054 | 0.22054 | 0.22054 | 0.22054 | 0.22054 | 0.22054 | 0.22054 | 0.22054 | 0.22054 | 0.22054 | 0.22054 | 0.22054 | 0.22054 | 0.22054 | 0.22054 | 0.22054 | 0.22054
F4_Industrial_Industrial - WA_New_Space Heating_Natural Gas_Insulation - Ducting_A | F4 | Industrial | Industrial - WA | New | Space Heating | Natural Gas | Insulation - Ducting | A | RIM | 1.0141 | 1.013 | 1.01 | 1.0043 | 1.0135 | 1.0277 | 1.0264 | 1.0265 | 1.0265 | 1.0254 | 1.0234 | 1.0201 | 1.0152 | 1.0081 | 0.99841 | 0.98674 | 0.9722 | 0.95536 | 0.93562 | 0.91238 | 0.88517 | 0.85472 | 0.82966 | 0.81382 | 0.80759 | 0.81142 | 0.8154
F1_Industrial_Industrial - WA_New_Space Heating_Natural Gas_Ducting - Repair and Sealing_A | F1 | Industrial | Industrial - WA | New | Space Heating | Natural Gas | Ducting - Repair and Sealing | A | TRC | 3.9338 | 3.9281 | 3.9239 | 3.9218 | 3.9636 | 4.0189 | 4.0231 | 4.023 | 4.0224 | 4.019 | 4.0127 | 4.003 | 3.989 | 3.9686 | 3.9411 | 3.9081 | 3.8671 | 3.8197 | 3.7642 | 3.699 | 3.6228 | 3.5375 | 3.4673 | 3.4226 | 3.4047 | 3.4148 | 3.4253
F2_Industrial_Industrial - WA_New_Space Heating_Natural Gas_Ducting - Repair and Sealing_A | F2 | Industrial | Industrial - WA | New | Space Heating | Natural Gas | Ducting - Repair and Sealing | A | UCT | 5.9637 | 5.9507 | 5.9414 | 5.9366 | 6.0306 | 6.1549 | 6.1642 | 6.1641 | 6.1626 | 6.155 | 6.1409 | 6.1192 | 6.0876 | 6.0418 | 5.9799 | 5.9057 | 5.8136 | 5.7071 | 5.5825 | 5.4359 | 5.2646 | 5.0731 | 4.9152 | 4.8149 | 4.7747 | 4.7973 | 4.8208
F3_Industrial_Industrial - WA_New_Space Heating_Natural Gas_Ducting - Repair and Sealing_A | F3 | Industrial | Industrial - WA | New | Space Heating | Natural Gas | Ducting - Repair and Sealing | A | RVT | 1.28 | 1.28 | 1.28 | 1.28 | 1.28 | 1.28 | 1.28 | 1.28 | 1.28 | 1.28 | 1.28 | 1.28 | 1.28 | 1.28 | 1.28 | 1.28 | 1.28 | 1.28 | 1.28 | 1.28 | 1.28 | 1.28 | 1.28 | 1.28 | 1.28 | 1.28 | 1.28
F4_Industrial_Industrial - WA_New_Space Heating_Natural Gas_Ducting - Repair and Sealing_A | F4 | Industrial | Industrial - WA | New | Space Heating | Natural Gas | Ducting - Repair and Sealing | A | RIM | 5.9637 | 5.9507 | 5.9414 | 5.9366 | 6.0306 | 6.1549 | 6.1642 | 6.1641 | 6.1626 | 6.155 | 6.1409 | 6.1192 | 6.0876 | 6.0418 | 5.9799 | 5.9057 | 5.8136 | 5.7071 | 5.5825 | 5.4359 | 5.2646 | 5.0731 | 4.9152 | 4.8149 | 4.7747 | 4.7973 | 4.8208
F1_Industrial_Industrial - WA_New_Space Heating_Natural Gas_Building Shell - Air Sealing (Infiltration Control)_A | F1 | Industrial | Industrial - WA | New | Space Heating | Natural Gas | Building Shell - Air Sealing (Infiltration Control) | A | TRC | 44.541 | 44.2724 | 44.041 | 43.893 | 44.8549 | 46.3447 | 46.8932 | 47.6101 | 48.406 | 49.2509 | 50.1609 | 51.1043 | 51.7561 | 51.9363 | 51.6095 | 50.7996 | 49.7917 | 48.6255 | 47.2615 | 45.6586 | 43.7782 | 41.6639 | 39.9004 | 38.7518 | 38.2479 | 38.4212 | 38.5977
F2_Industrial_Industrial - WA_New_Space Heating_Natural Gas_Building Shell - Air Sealing (Infiltration Control)_A | F2 | Industrial | Industrial - WA | New | Space Heating | Natural Gas | Building Shell - Air Sealing (Infiltration Control) | A | UCT | 83.2673 | 82.7364 | 82.2791 | 81.9866 | 83.8877 | 86.8321 | 87.9162 | 89.3332 | 90.9062 | 92.5761 | 94.3746 | 96.2392 | 97.5274 | 97.8836 | 97.2378 | 95.637 | 93.645 | 91.34 | 88.6441 | 85.4761 | 81.7597 | 77.581 | 74.0955 | 71.8253 | 70.8294 | 71.172 | 71.5209
F3_Industrial_Industrial - WA_New_Space Heating_Natural Gas_Building Shell - Air Sealing (Infiltration Control)_A | F3 | Industrial | Industrial - WA | New | Space Heating | Natural Gas | Building Shell - Air Sealing (Infiltration Control) | A | RVT | 2.4109 | 2.4109 | 2.4109 | 2.4109 | 2.4109 | 2.4109 | 2.4109 | 2.4109 | 2.4109 | 2.4109 | 2.4109 | 2.4109 | 2.4109 | 2.4109 | 2.4109 | 2.4109 | 2.4109 | 2.4109 | 2.4109 | 2.4109 | 2.4109 | 2.4109 | 2.4109 | 2.4109 | 2.4109 | 2.4109 | 2.4109
F4_Industrial_Industrial - WA_New_Space Heating_Natural Gas_Building Shell - Air Sealing (Infiltration Control)_A | F4 | Industrial | Industrial - WA | New | Space Heating | Natural Gas | Building Shell - Air Sealing (Infiltration Control) | A | RIM | 83.2673 | 82.7364 | 82.2791 | 81.9866 | 83.8877 | 86.8321 | 87.9162 | 89.3332 | 90.9062 | 92.5761 | 94.3746 | 96.2392 | 97.5274 | 97.8836 | 97.2378 | 95.637 | 93.645 | 91.34 | 88.6441 | 85.4761 | 81.7597 | 77.581 | 74.0955 | 71.8253 | 70.8294 | 71.172 | 71.5209
F1_Industrial_Industrial - WA_New_Space Heating_Natural Gas_Ventilation - Demand Controlled_A | F1 | Industrial | Industrial - WA | New | Space Heating | Natural Gas | Ventilation - Demand Controlled | A | TRC | 2.0401 | 2.0232 | 2.0068 | 1.9925 | 2.0191 | 2.0647 | 2.0796 | 2.1003 | 2.1239 | 2.1493 | 2.1769 | 2.2054 | 2.2245 | 2.2282 | 2.2155 | 2.1872 | 2.1524 | 2.1125 | 2.0663 | 2.0124 | 1.9498 | 1.8801 | 1.8222 | 1.7845 | 1.7678 | 1.7732 | 1.7788
F2_Industrial_Industrial - WA_New_Space Heating_Natural Gas_Ventilation - Demand Controlled_A | F2 | Industrial | Industrial - WA | New | Space Heating | Natural Gas | Ventilation - Demand Controlled | A | UCT | 2.8127 | 2.7794 | 2.747 | 2.7186 | 2.7713 | 2.8615 | 2.8908 | 2.9318 | 2.9784 | 3.0286 | 3.0831 | 3.1396 | 3.1772 | 3.1845 | 3.1594 | 3.1034 | 3.0347 | 2.956 | 2.8646 | 2.7581 | 2.6344 | 2.4966 | 2.3821 | 2.3075 | 2.2746 | 2.2852 | 2.2964
F3_Industrial_Industrial - WA_New_Space Heating_Natural Gas_Ventilation - Demand Controlled_A | F3 | Industrial | Industrial - WA | New | Space Heating | Natural Gas | Ventilation - Demand Controlled | A | RVT | 0.61693 | 0.61693 | 0.61693 | 0.61693 | 0.61693 | 0.61693 | 0.61693 | 0.61693 | 0.61693 | 0.61693 | 0.61693 | 0.61693 | 0.61693 | 0.61693 | 0.61693 | 0.61693 | 0.61693 | 0.61693 | 0.61693 | 0.61693 | 0.61693 | 0.61693 | 0.61693 | 0.61693 | 0.61693 | 0.61693 | 0.61693
F4_Industrial_Industrial - WA_New_Space Heating_Natural Gas_Ventilation - Demand Controlled_A | F4 | Industrial | Industrial - WA | New | Space Heating | Natural Gas | Ventilation - Demand Controlled | A | RIM | 2.8127 | 2.7794 | 2.747 | 2.7186 | 2.7713 | 2.8615 | 2.8908 | 2.9318 | 2.9784 | 3.0286 | 3.0831 | 3.1396 | 3.1772 | 3.1845 | 3.1594 | 3.1034 | 3.0347 | 2.956 | 2.8646 | 2.7581 | 2.6344 | 2.4966 | 2.3821 | 2.3075 | 2.2746 | 2.2852 | 2.2964
F1_Industrial_Industrial - WA_New_Space Heating_Natural Gas_Destratification Fans (HVLS)_A | F1 | Industrial | Industrial - WA | New | Space Heating | Natural Gas | Destratification Fans (HVLS) | A | TRC | 83.7587 | 83.774 | 83.8462 | 84.032 | 85.8792 | 88.5668 | 89.8193 | 91.0098 | 91.8281 | 92.1812 | 92.0456 | 91.7788 | 91.3438 | 90.6739 | 89.739 | 88.5996 | 87.1654 | 85.4939 | 83.5259 | 81.1998 | 78.4578 | 75.365 | 72.7991 | 71.1563 | 70.4816 | 70.8235 | 71.1707
F2_Industrial_Industrial - WA_New_Space Heating_Natural Gas_Destratification Fans (HVLS)_A | F2 | Industrial | Industrial - WA | New | Space Heating | Natural Gas | Destratification Fans (HVLS) | A | UCT | 165.5434 | 165.5737 | 165.7163 | 166.0836 | 169.7345 | 175.0462 | 177.5219 | 179.8747 | 181.4921 | 182.1899 | 181.922 | 181.3946 | 180.5349 | 179.2109 | 177.363 | 175.1112 | 172.2765 | 168.9729 | 165.0834 | 160.486 | 155.0664 | 148.9539 | 143.8824 | 140.6357 | 139.3021 | 139.978 | 140.6641
F3_Industrial_Industrial - WA_New_Space Heating_Natural Gas_Destratification Fans (HVLS)_A | F3 | Industrial | Industrial - WA | New | Space Heating | Natural Gas | Destratification Fans (HVLS) | A | RVT | 0 | 0 | 0 | 0 | 0 | 0 | 0 | 0 | 0 | 0 | 0 | 0 | 0 | 0 | 0 | 0 | 0 | 0 | 0 | 0 | 0 | 0 | 0 | 0 | 0 | 0 | 0
F4_Industrial_Industrial - WA_New_Space Heating_Natural Gas_Destratification Fans (HVLS)_A | F4 | Industrial | Industrial - WA | New | Space Heating | Natural Gas | Destratification Fans (HVLS) | A | RIM | 165.5434 | 165.5737 | 165.7163 | 166.0836 | 169.7345 | 175.0462 | 177.5219 | 179.8747 | 181.4921 | 182.1899 | 181.922 | 181.3946 | 180.5349 | 179.2109 | 177.363 | 175.1112 | 172.2765 | 168.9729 | 165.0834 | 160.486 | 155.0664 | 148.9539 | 143.8824 | 140.6357 | 139.3021 | 139.978 | 140.6641
F1_Industrial_Industrial - WA_New_Space Heating_Natural Gas_Condensing RTU_A | F1 | Industrial | Industrial - WA | New | Space Heating | Natural Gas | Condensing RTU | A | TRC | 0.74047 | 0.72362 | 0.70349 | 0.68314 | 0.698 | 0.72916 | 0.73182 | 0.73964 | 0.75025 | 0.76255 | 0.77554 | 0.79021 | 0.80499 | 0.8194 | 0.8337 | 0.84969 | 0.8646 | 0.86755 | 0.85203 | 0.81631 | 0.75888 | 0.69496 | 0.64147 | 0.6059 | 0.58901 | 0.59165 | 0.59455
F2_Industrial_Industrial - WA_New_Space Heating_Natural Gas_Condensing RTU_A | F2 | Industrial | Industrial - WA | New | Space Heating | Natural Gas | Condensing RTU | A | UCT | 1.4635 | 1.4302 | 1.3904 | 1.3502 | 1.3795 | 1.4411 | 1.4464 | 1.4618 | 1.4828 | 1.5071 | 1.5328 | 1.5618 | 1.591 | 1.6195 | 1.6477 | 1.6794 | 1.7088 | 1.7147 | 1.684 | 1.6134 | 1.4999 | 1.3735 | 1.2678 | 1.1975 | 1.1641 | 1.1694 | 1.1751
F3_Industrial_Industrial - WA_New_Space Heating_Natural Gas_Condensing RTU_A | F3 | Industrial | Industrial - WA | New | Space Heating | Natural Gas | Condensing RTU | A | RVT | 0 | 0 | 0 | 0 | 0 | 0 | 0 | 0 | 0 | 0 | 0 | 0 | 0 | 0 | 0 | 0 | 0 | 0 | 0 | 0 | 0 | 0 | 0 | 0 | 0 | 0 | 0
F4_Industrial_Industrial - WA_New_Space Heating_Natural Gas_Condensing RTU_A | F4 | Industrial | Industrial - WA | New | Space Heating | Natural Gas | Condensing RTU | A | RIM | 1.4635 | 1.4302 | 1.3904 | 1.3502 | 1.3795 | 1.4411 | 1.4464 | 1.4618 | 1.4828 | 1.5071 | 1.5328 | 1.5618 | 1.591 | 1.6195 | 1.6477 | 1.6794 | 1.7088 | 1.7147 | 1.684 | 1.6134 | 1.4999 | 1.3735 | 1.2678 | 1.1975 | 1.1641 | 1.1694 | 1.1751
F1_Industrial_Industrial - WA_New_Space Heating_Natural Gas_Industrial Air Curtains_A | F1 | Industrial | Industrial - WA | New | Space Heating | Natural Gas | Industrial Air Curtains | A | TRC | -0.43922 | -0.4393 | -0.43968 | -0.44065 | -0.45034 | -0.46443 | -0.471 | -0.47724 | -0.48153 | -0.48338 | -0.48267 | -0.48127 | -0.47899 | -0.47548 | -0.47058 | -0.4646 | -0.45708 | -0.44832 | -0.438 | -0.4258 | -0.41142 | -0.3952 | -0.38175 | -0.37313 | -0.36959 | -0.37139 | -0.37321
F2_Industrial_Industrial - WA_New_Space Heating_Natural Gas_Industrial Air Curtains_A | F2 | Industrial | Industrial - WA | New | Space Heating | Natural Gas | Industrial Air Curtains | A | UCT | -1.0309 | -1.0311 | -1.032 | -1.0343 | -1.057 | -1.0901 | -1.1055 | -1.1202 | -1.1303 | -1.1346 | -1.1329 | -1.1297 | -1.1243 | -1.1161 | -1.1045 | -1.0905 | -1.0729 | -1.0523 | -1.0281 | -0.99944 | -0.96569 | -0.92762 | -0.89604 | -0.87582 | -0.86752 | -0.87172 | -0.876
F3_Industrial_Industrial - WA_New_Space Heating_Natural Gas_Industrial Air Curtains_A | F3 | Industrial | Industrial - WA | New | Space Heating | Natural Gas | Industrial Air Curtains | A | RVT | 0 | 0 | 0 | 0 | 0 | 0 | 0 | 0 | 0 | 0 | 0 | 0 | 0 | 0 | 0 | 0 | 0 | 0 | 0 | 0 | 0 | 0 | 0 | 0 | 0 | 0 | 0
F4_Industrial_Industrial - WA_New_Space Heating_Natural Gas_Industrial Air Curtains_A | F4 | Industrial | Industrial - WA | New | Space Heating | Natural Gas | Industrial Air Curtains | A | RIM | -1.0309 | -1.0311 | -1.032 | -1.0343 | -1.057 | -1.0901 | -1.1055 | -1.1202 | -1.1303 | -1.1346 | -1.1329 | -1.1297 | -1.1243 | -1.1161 | -1.1045 | -1.0905 | -1.0729 | -1.0523 | -1.0281 | -0.99944 | -0.96569 | -0.92762 | -0.89604 | -0.87582 | -0.86752 | -0.87172 | -0.876
F1_Industrial_Industrial - WA_New_Space Heating_Natural Gas_HVAC - Energy Recovery Ventilator_A | F1 | Industrial | Industrial - WA | New | Space Heating | Natural Gas | HVAC - Energy Recovery Ventilator | A | TRC | 1.5923 | 1.5974 | 1.5999 | 1.5985 | 1.6175 | 1.6432 | 1.644 | 1.6468 | 1.6491 | 1.6497 | 1.6484 | 1.645 | 1.639 | 1.6292 | 1.6152 | 1.598 | 1.5761 | 1.5504 | 1.5199 | 1.4838 | 1.4411 | 1.3928 | 1.3528 | 1.3276 | 1.3178 | 1.3242 | 1.3307
F2_Industrial_Industrial - WA_New_Space Heating_Natural Gas_HVAC - Energy Recovery Ventilator_A | F2 | Industrial | Industrial - WA | New | Space Heating | Natural Gas | HVAC - Energy Recovery Ventilator | A | UCT | 3.147 | 3.1571 | 3.162 | 3.1594 | 3.1969 | 3.2477 | 3.2492 | 3.2548 | 3.2594 | 3.2605 | 3.2579 | 3.2513 | 3.2394 | 3.22 | 3.1924 | 3.1583 | 3.115 | 3.0642 | 3.0041 | 2.9327 | 2.8482 | 2.7527 | 2.6738 | 2.6239 | 2.6046 | 2.6172 | 2.6301
F3_Industrial_Industrial - WA_New_Space Heating_Natural Gas_HVAC - Energy Recovery Ventilator_A | F3 | Industrial | Industrial - WA | New | Space Heating | Natural Gas | HVAC - Energy Recovery Ventilator | A | RVT | 0 | 0 | 0 | 0 | 0 | 0 | 0 | 0 | 0 | 0 | 0 | 0 | 0 | 0 | 0 | 0 | 0 | 0 | 0 | 0 | 0 | 0 | 0 | 0 | 0 | 0 | 0
F4_Industrial_Industrial - WA_New_Space Heating_Natural Gas_HVAC - Energy Recovery Ventilator_A | F4 | Industrial | Industrial - WA | New | Space Heating | Natural Gas | HVAC - Energy Recovery Ventilator | A | RIM | 3.147 | 3.1571 | 3.162 | 3.1594 | 3.1969 | 3.2477 | 3.2492 | 3.2548 | 3.2594 | 3.2605 | 3.2579 | 3.2513 | 3.2394 | 3.22 | 3.1924 | 3.1583 | 3.115 | 3.0642 | 3.0041 | 2.9327 | 2.8482 | 2.7527 | 2.6738 | 2.6239 | 2.6046 | 2.6172 | 2.6301
F1_Industrial_Industrial - WA_New_Space Heating_Natural Gas_Thermostat - Connected_A | F1 | Industrial | Industrial - WA | New | Space Heating | Natural Gas | Thermostat - Connected | A | TRC | 101.1656 | 99.5798 | 97.6514 | 95.8023 | 98.397 | 103.1198 | 103.7795 | 105.1332 | 106.8588 | 108.8038 | 110.8334 | 113.0877 | 115.3477 | 117.5459 | 119.7209 | 122.1549 | 124.4685 | 125.0857 | 123.059 | 118.1295 | 110.0407 | 100.974 | 93.3597 | 88.293 | 85.8975 | 86.3079 | 86.7299
F2_Industrial_Industrial - WA_New_Space Heating_Natural Gas_Thermostat - Connected_A | F2 | Industrial | Industrial - WA | New | Space Heating | Natural Gas | Thermostat - Connected | A | UCT | 199.5423 | 196.4082 | 192.5967 | 188.9422 | 194.0705 | 203.4046 | 204.7085 | 207.384 | 210.7945 | 214.6388 | 218.65 | 223.1056 | 227.5724 | 231.9168 | 236.2157 | 241.0262 | 245.5989 | 246.8189 | 242.8133 | 233.0703 | 217.0834 | 199.1637 | 184.1145 | 174.1005 | 169.366 | 170.177 | 171.0112
F3_Industrial_Industrial - WA_New_Space Heating_Natural Gas_Thermostat - Connected_A | F3 | Industrial | Industrial - WA | New | Space Heating | Natural Gas | Thermostat - Connected | A | RVT | 0.20473 | 0.20473 | 0.20473 | 0.20473 | 0.20473 | 0.20473 | 0.20473 | 0.20473 | 0.20473 | 0.20473 | 0.20473 | 0.20473 | 0.20473 | 0.20473 | 0.20473 | 0.20473 | 0.20473 | 0.20473 | 0.20473 | 0.20473 | 0.20473 | 0.20473 | 0.20473 | 0.20473 | 0.20473 | 0.20473 | 0.20473
F4_Industrial_Industrial - WA_New_Space Heating_Natural Gas_Thermostat - Connected_A | F4 | Industrial | Industrial - WA | New | Space Heating | Natural Gas | Thermostat - Connected | A | RIM | 199.5423 | 196.4082 | 192.5967 | 188.9422 | 194.0705 | 203.4046 | 204.7085 | 207.384 | 210.7945 | 214.6388 | 218.65 | 223.1056 | 227.5724 | 231.9168 | 236.2157 | 241.0262 | 245.5989 | 246.8189 | 242.8133 | 233.0703 | 217.0834 | 199.1637 | 184.1145 | 174.1005 | 169.366 | 170.177 | 171.0112
F1_Industrial_Industrial - WA_New_Space Heating_Natural Gas_Gas Boiler - Maintenance_A | F1 | Industrial | Industrial - WA | New | Space Heating | Natural Gas | Gas Boiler - Maintenance | A | TRC | 1.6854 | 1.6011 | 1.4787 | 1.445 | 1.5034 | 1.609 | 1.6139 | 1.634 | 1.6588 | 1.6854 | 1.7171 | 1.7546 | 1.792 | 1.8298 | 1.8627 | 1.8982 | 1.9336 | 1.9762 | 2.0186 | 2.0071 | 1.9152 | 1.7445 | 1.5524 | 1.4233 | 1.3604 | 1.367 | 1.3737
F2_Industrial_Industrial - WA_New_Space Heating_Natural Gas_Gas Boiler - Maintenance_A | F2 | Industrial | Industrial - WA | New | Space Heating | Natural Gas | Gas Boiler - Maintenance | A | UCT | 3.9479 | 3.7505 | 3.4637 | 3.3847 | 3.5216 | 3.7689 | 3.7805 | 3.8274 | 3.8856 | 3.9478 | 4.022 | 4.1099 | 4.1975 | 4.2861 | 4.3632 | 4.4463 | 4.5291 | 4.629 | 4.7283 | 4.7015 | 4.4862 | 4.0863 | 3.6364 | 3.3339 | 3.1865 | 3.2021 | 3.2178
F3_Industrial_Industrial - WA_New_Space Heating_Natural Gas_Gas Boiler - Maintenance_A | F3 | Industrial | Industrial - WA | New | Space Heating | Natural Gas | Gas Boiler - Maintenance | A | RVT | 0 | 0 | 0 | 0 | 0 | 0 | 0 | 0 | 0 | 0 | 0 | 0 | 0 | 0 | 0 | 0 | 0 | 0 | 0 | 0 | 0 | 0 | 0 | 0 | 0 | 0 | 0
F4_Industrial_Industrial - WA_New_Space Heating_Natural Gas_Gas Boiler - Maintenance_A | F4 | Industrial | Industrial - WA | New | Space Heating | Natural Gas | Gas Boiler - Maintenance | A | RIM | 3.9479 | 3.7505 | 3.4637 | 3.3847 | 3.5216 | 3.7689 | 3.7805 | 3.8274 | 3.8856 | 3.9478 | 4.022 | 4.1099 | 4.1975 | 4.2861 | 4.3632 | 4.4463 | 4.5291 | 4.629 | 4.7283 | 4.7015 | 4.4862 | 4.0863 | 3.6364 | 3.3339 | 3.1865 | 3.2021 | 3.2178
F1_Industrial_Industrial - WA_New_Space Heating_Natural Gas_Gas Furnace - Maintenance_A | F1 | Industrial | Industrial - WA | New | Space Heating | Natural Gas | Gas Furnace - Maintenance | A | TRC | 1.4802 | 1.3955 | 1.2723 | 1.219 | 1.2563 | 1.3372 | 1.3356 | 1.3473 | 1.3635 | 1.3815 | 1.404 | 1.4316 | 1.4593 | 1.4875 | 1.5118 | 1.5384 | 1.565 | 1.5969 | 1.6274 | 1.6135 | 1.5352 | 1.3947 | 1.2381 | 1.1326 | 1.081 | 1.0855 | 1.0909
F2_Industrial_Industrial - WA_New_Space Heating_Natural Gas_Gas Furnace - Maintenance_A | F2 | Industrial | Industrial - WA | New | Space Heating | Natural Gas | Gas Furnace - Maintenance | A | UCT | 3.4672 | 3.2687 | 2.9803 | 2.8554 | 2.9427 | 3.1322 | 3.1285 | 3.1559 | 3.1938 | 3.236 | 3.2887 | 3.3533 | 3.4182 | 3.4842 | 3.5413 | 3.6036 | 3.6658 | 3.7405 | 3.8119 | 3.7795 | 3.596 | 3.2668 | 2.9002 | 2.6531 | 2.532 | 2.5428 | 2.5552
F3_Industrial_Industrial - WA_New_Space Heating_Natural Gas_Gas Furnace - Maintenance_A | F3 | Industrial | Industrial - WA | New | Space Heating | Natural Gas | Gas Furnace - Maintenance | A | RVT | 0 | 0 | 0 | 0 | 0 | 0 | 0 | 0 | 0 | 0 | 0 | 0 | 0 | 0 | 0 | 0 | 0 | 0 | 0 | 0 | 0 | 0 | 0 | 0 | 0 | 0 | 0
F4_Industrial_Industrial - WA_New_Space Heating_Natural Gas_Gas Furnace - Maintenance_A | F4 | Industrial | Industrial - WA | New | Space Heating | Natural Gas | Gas Furnace - Maintenance | A | RIM | 3.4672 | 3.2687 | 2.9803 | 2.8554 | 2.9427 | 3.1322 | 3.1285 | 3.1559 | 3.1938 | 3.236 | 3.2887 | 3.3533 | 3.4182 | 3.4842 | 3.5413 | 3.6036 | 3.6658 | 3.7405 | 3.8119 | 3.7795 | 3.596 | 3.2668 | 2.9002 | 2.6531 | 2.532 | 2.5428 | 2.5552
F1_Industrial_Industrial - WA_New_Space Heating_Natural Gas_Gas Furnace - Tube Inserts_A | F1 | Industrial | Industrial - WA | New | Space Heating | Natural Gas | Gas Furnace - Tube Inserts | A | TRC | 0 | 0 | 0 | 0 | 0 | 0 | 0 | 0 | 0 | 0 | 0 | 0 | 0 | 0 | 0 | 0 | 0 | 0 | 0 | 0 | 0 | 0 | 0 | 0 | 0 | 0 | 0
F2_Industrial_Industrial - WA_New_Space Heating_Natural Gas_Gas Furnace - Tube Inserts_A | F2 | Industrial | Industrial - WA | New | Space Heating | Natural Gas | Gas Furnace - Tube Inserts | A | UCT | 0 | 0 | 0 | 0 | 0 | 0 | 0 | 0 | 0 | 0 | 0 | 0 | 0 | 0 | 0 | 0 | 0 | 0 | 0 | 0 | 0 | 0 | 0 | 0 | 0 | 0 | 0
F3_Industrial_Industrial - WA_New_Space Heating_Natural Gas_Gas Furnace - Tube Inserts_A | F3 | Industrial | Industrial - WA | New | Space Heating | Natural Gas | Gas Furnace - Tube Inserts | A | RVT | 0 | 0 | 0 | 0 | 0 | 0 | 0 | 0 | 0 | 0 | 0 | 0 | 0 | 0 | 0 | 0 | 0 | 0 | 0 | 0 | 0 | 0 | 0 | 0 | 0 | 0 | 0
F4_Industrial_Industrial - WA_New_Space Heating_Natural Gas_Gas Furnace - Tube Inserts_A | F4 | Industrial | Industrial - WA | New | Space Heating | Natural Gas | Gas Furnace - Tube Inserts | A | RIM | 0 | 0 | 0 | 0 | 0 | 0 | 0 | 0 | 0 | 0 | 0 | 0 | 0 | 0 | 0 | 0 | 0 | 0 | 0 | 0 | 0 | 0 | 0 | 0 | 0 | 0 | 0
F1_Industrial_Industrial - WA_New_Space Heating_Natural Gas_Gas Boiler - Burner Control Optimization_A | F1 | Industrial | Industrial - WA | New | Space Heating | Natural Gas | Gas Boiler - Burner Control Optimization | A | TRC | 3.1201 | 3.1319 | 3.1474 | 3.167 | 3.2299 | 3.3055 | 3.319 | 3.3264 | 3.3324 | 3.3346 | 3.3328 | 3.3265 | 3.3145 | 3.2946 | 3.2657 | 3.2299 | 3.1842 | 3.1304 | 3.0667 | 2.9909 | 2.901 | 2.799 | 2.7145 | 2.6608 | 2.6397 | 2.6526 | 2.6656
F2_Industrial_Industrial - WA_New_Space Heating_Natural Gas_Gas Boiler - Burner Control Optimization_A | F2 | Industrial | Industrial - WA | New | Space Heating | Natural Gas | Gas Boiler - Burner Control Optimization | A | UCT | 7.3084 | 7.3362 | 7.3724 | 7.4184 | 7.5657 | 7.7428 | 7.7744 | 7.7916 | 7.8058 | 7.8109 | 7.8067 | 7.792 | 7.7639 | 7.7172 | 7.6496 | 7.5657 | 7.4585 | 7.3326 | 7.1833 | 7.0058 | 6.7952 | 6.5563 | 6.3583 | 6.2327 | 6.1831 | 6.2134 | 6.2438
F3_Industrial_Industrial - WA_New_Space Heating_Natural Gas_Gas Boiler - Burner Control Optimization_A | F3 | Industrial | Industrial - WA | New | Space Heating | Natural Gas | Gas Boiler - Burner Control Optimization | A | RVT | 0 | 0 | 0 | 0 | 0 | 0 | 0 | 0 | 0 | 0 | 0 | 0 | 0 | 0 | 0 | 0 | 0 | 0 | 0 | 0 | 0 | 0 | 0 | 0 | 0 | 0 | 0
F4_Industrial_Industrial - WA_New_Space Heating_Natural Gas_Gas Boiler - Burner Control Optimization_A | F4 | Industrial | Industrial - WA | New | Space Heating | Natural Gas | Gas Boiler - Burner Control Optimization | A | RIM | 7.3084 | 7.3362 | 7.3724 | 7.4184 | 7.5657 | 7.7428 | 7.7744 | 7.7916 | 7.8058 | 7.8109 | 7.8067 | 7.792 | 7.7639 | 7.7172 | 7.6496 | 7.5657 | 7.4585 | 7.3326 | 7.1833 | 7.0058 | 6.7952 | 6.5563 | 6.3583 | 6.2327 | 6.1831 | 6.2134 | 6.2438
F1_Industrial_Industrial - WA_New_Space Heating_Natural Gas_Gas Boiler - High Turndown Burner_A | F1 | Industrial | Industrial - WA | New | Space Heating | Natural Gas | Gas Boiler - High Turndown Burner | A | TRC | 3.2195 | 3.2259 | 3.2349 | 3.2488 | 3.324 | 3.4308 | 3.4819 | 3.5305 | 3.5643 | 3.58 | 3.5765 | 3.5678 | 3.5526 | 3.528 | 3.4932 | 3.4503 | 3.3958 | 3.3321 | 3.2568 | 3.1676 | 3.0619 | 2.9423 | 2.843 | 2.7794 | 2.7533 | 2.7668 | 2.7804
F2_Industrial_Industrial - WA_New_Space Heating_Natural Gas_Gas Boiler - High Turndown Burner_A | F2 | Industrial | Industrial - WA | New | Space Heating | Natural Gas | Gas Boiler - High Turndown Burner | A | UCT | 7.5412 | 7.5562 | 7.5774 | 7.61 | 7.7862 | 8.0362 | 8.156 | 8.2697 | 8.349 | 8.3857 | 8.3775 | 8.3573 | 8.3214 | 8.264 | 8.1823 | 8.0818 | 7.9543 | 7.8051 | 7.6288 | 7.4197 | 7.1722 | 6.8921 | 6.6593 | 6.5103 | 6.4493 | 6.4809 | 6.5127
F3_Industrial_Industrial - WA_New_Space Heating_Natural Gas_Gas Boiler - High Turndown Burner_A | F3 | Industrial | Industrial - WA | New | Space Heating | Natural Gas | Gas Boiler - High Turndown Burner | A | RVT | 0 | 0 | 0 | 0 | 0 | 0 | 0 | 0 | 0 | 0 | 0 | 0 | 0 | 0 | 0 | 0 | 0 | 0 | 0 | 0 | 0 | 0 | 0 | 0 | 0 | 0 | 0
F4_Industrial_Industrial - WA_New_Space Heating_Natural Gas_Gas Boiler - High Turndown Burner_A | F4 | Industrial | Industrial - WA | New | Space Heating | Natural Gas | Gas Boiler - High Turndown Burner | A | RIM | 7.5412 | 7.5562 | 7.5774 | 7.61 | 7.7862 | 8.0362 | 8.156 | 8.2697 | 8.349 | 8.3857 | 8.3775 | 8.3573 | 8.3214 | 8.264 | 8.1823 | 8.0818 | 7.9543 | 7.8051 | 7.6288 | 7.4197 | 7.1722 | 6.8921 | 6.6593 | 6.5103 | 6.4493 | 6.4809 | 6.5127
F1_Industrial_Industrial - WA_New_Space Heating_Natural Gas_Gas Boiler - Hot Water Reset_A | F1 | Industrial | Industrial - WA | New | Space Heating | Natural Gas | Gas Boiler - Hot Water Reset | A | TRC | 14.361 | 14.4306 | 14.4776 | 14.492 | 14.679 | 14.9225 | 14.9394 | 14.9741 | 15.0031 | 15.0156 | 15.0107 | 14.9866 | 14.9378 | 14.8546 | 14.7327 | 14.581 | 14.3863 | 14.1571 | 13.8847 | 13.5602 | 13.1746 | 12.7369 | 12.3748 | 12.1462 | 12.0577 | 12.1169 | 12.1763
F2_Industrial_Industrial - WA_New_Space Heating_Natural Gas_Gas Boiler - Hot Water Reset_A | F2 | Industrial | Industrial - WA | New | Space Heating | Natural Gas | Gas Boiler - Hot Water Reset | A | UCT | 33.6389 | 33.802 | 33.9122 | 33.9457 | 34.3837 | 34.9541 | 34.9937 | 35.075 | 35.1431 | 35.1722 | 35.1608 | 35.1043 | 34.9899 | 34.7951 | 34.5097 | 34.1543 | 33.6983 | 33.1613 | 32.5232 | 31.7631 | 30.8599 | 29.8348 | 28.9866 | 28.451 | 28.2438 | 28.3823 | 28.5214
F3_Industrial_Industrial - WA_New_Space Heating_Natural Gas_Gas Boiler - Hot Water Reset_A | F3 | Industrial | Industrial - WA | New | Space Heating | Natural Gas | Gas Boiler - Hot Water Reset | A | RVT | 0 | 0 | 0 | 0 | 0 | 0 | 0 | 0 | 0 | 0 | 0 | 0 | 0 | 0 | 0 | 0 | 0 | 0 | 0 | 0 | 0 | 0 | 0 | 0 | 0 | 0 | 0
F4_Industrial_Industrial - WA_New_Space Heating_Natural Gas_Gas Boiler - Hot Water Reset_A | F4 | Industrial | Industrial - WA | New | Space Heating | Natural Gas | Gas Boiler - Hot Water Reset | A | RIM | 33.6389 | 33.802 | 33.9122 | 33.9457 | 34.3837 | 34.9541 | 34.9937 | 35.075 | 35.1431 | 35.1722 | 35.1608 | 35.1043 | 34.9899 | 34.7951 | 34.5097 | 34.1543 | 33.6983 | 33.1613 | 32.5232 | 31.7631 | 30.8599 | 29.8348 | 28.9866 | 28.451 | 28.2438 | 28.3823 | 28.5214
F1_Industrial_Industrial - WA_New_Space Heating_Natural Gas_Gas Boiler - Insulate Hot Water Lines_A | F1 | Industrial | Industrial - WA | New | Space Heating | Natural Gas | Gas Boiler - Insulate Hot Water Lines | A | TRC | 1.337 | 1.3334 | 1.3316 | 1.3327 | 1.3647 | 1.4126 | 1.4316 | 1.456 | 1.4829 | 1.5117 | 1.5415 | 1.5637 | 1.5736 | 1.5695 | 1.5504 | 1.5271 | 1.4978 | 1.4638 | 1.4238 | 1.3766 | 1.321 | 1.2582 | 1.2058 | 1.1718 | 1.1571 | 1.1628 | 1.1685
F2_Industrial_Industrial - WA_New_Space Heating_Natural Gas_Gas Boiler - Insulate Hot Water Lines_A | F2 | Industrial | Industrial - WA | New | Space Heating | Natural Gas | Gas Boiler - Insulate Hot Water Lines | A | UCT | 3.1319 | 3.1233 | 3.1191 | 3.1217 | 3.1966 | 3.3089 | 3.3534 | 3.4104 | 3.4736 | 3.5409 | 3.6108 | 3.6627 | 3.686 | 3.6764 | 3.6315 | 3.577 | 3.5085 | 3.4288 | 3.3351 | 3.2246 | 3.0943 | 2.9472 | 2.8244 | 2.7448 | 2.7104 | 2.7237 | 2.7371
F3_Industrial_Industrial - WA_New_Space Heating_Natural Gas_Gas Boiler - Insulate Hot Water Lines_A | F3 | Industrial | Industrial - WA | New | Space Heating | Natural Gas | Gas Boiler - Insulate Hot Water Lines | A | RVT | 0 | 0 | 0 | 0 | 0 | 0 | 0 | 0 | 0 | 0 | 0 | 0 | 0 | 0 | 0 | 0 | 0 | 0 | 0 | 0 | 0 | 0 | 0 | 0 | 0 | 0 | 0
F4_Industrial_Industrial - WA_New_Space Heating_Natural Gas_Gas Boiler - Insulate Hot Water Lines_A | F4 | Industrial | Industrial - WA | New | Space Heating | Natural Gas | Gas Boiler - Insulate Hot Water Lines | A | RIM | 3.1319 | 3.1233 | 3.1191 | 3.1217 | 3.1966 | 3.3089 | 3.3534 | 3.4104 | 3.4736 | 3.5409 | 3.6108 | 3.6627 | 3.686 | 3.6764 | 3.6315 | 3.577 | 3.5085 | 3.4288 | 3.3351 | 3.2246 | 3.0943 | 2.9472 | 2.8244 | 2.7448 | 2.7104 | 2.7237 | 2.7371
F1_Industrial_Industrial - WA_New_Space Heating_Natural Gas_Gas Boiler - Insulate Steam Lines/Condensate Tank_A | F1 | Industrial | Industrial - WA | New | Space Heating | Natural Gas | Gas Boiler - Insulate Steam Lines/Condensate Tank | A | TRC | 4.6235 | 4.6327 | 4.6457 | 4.6657 | 4.7737 | 4.927 | 5.0005 | 5.0701 | 5.1188 | 5.1413 | 5.1363 | 5.1238 | 5.1019 | 5.0667 | 5.0166 | 4.955 | 4.8768 | 4.7853 | 4.6772 | 4.549 | 4.3973 | 4.2255 | 4.0828 | 3.9915 | 3.9541 | 3.9735 | 3.9929
F2_Industrial_Industrial - WA_New_Space Heating_Natural Gas_Gas Boiler - Insulate Steam Lines/Condensate Tank_A | F2 | Industrial | Industrial - WA | New | Space Heating | Natural Gas | Gas Boiler - Insulate Steam Lines/Condensate Tank | A | UCT | 10.8301 | 10.8516 | 10.882 | 10.9288 | 11.1818 | 11.5409 | 11.713 | 11.8762 | 11.9902 | 12.0428 | 12.0311 | 12.002 | 11.9505 | 11.8681 | 11.7508 | 11.6064 | 11.4234 | 11.209 | 10.9558 | 10.6555 | 10.3002 | 9.8978 | 9.5635 | 9.3495 | 9.262 | 9.3074 | 9.353
F3_Industrial_Industrial - WA_New_Space Heating_Natural Gas_Gas Boiler - Insulate Steam Lines/Condensate Tank_A | F3 | Industrial | Industrial - WA | New | Space Heating | Natural Gas | Gas Boiler - Insulate Steam Lines/Condensate Tank | A | RVT | 0 | 0 | 0 | 0 | 0 | 0 | 0 | 0 | 0 | 0 | 0 | 0 | 0 | 0 | 0 | 0 | 0 | 0 | 0 | 0 | 0 | 0 | 0 | 0 | 0 | 0 | 0
F4_Industrial_Industrial - WA_New_Space Heating_Natural Gas_Gas Boiler - Insulate Steam Lines/Condensate Tank_A | F4 | Industrial | Industrial - WA | New | Space Heating | Natural Gas | Gas Boiler - Insulate Steam Lines/Condensate Tank | A | RIM | 10.8301 | 10.8516 | 10.882 | 10.9288 | 11.1818 | 11.5409 | 11.713 | 11.8762 | 11.9902 | 12.0428 | 12.0311 | 12.002 | 11.9505 | 11.8681 | 11.7508 | 11.6064 | 11.4234 | 11.209 | 10.9558 | 10.6555 | 10.3002 | 9.8978 | 9.5635 | 9.3495 | 9.262 | 9.3074 | 9.353
F1_Industrial_Industrial - WA_New_Space Heating_Natural Gas_Gas Boiler - Stack Economizer_A | F1 | Industrial | Industrial - WA | New | Space Heating | Natural Gas | Gas Boiler - Stack Economizer | A | TRC | 0.83505 | 0.83671 | 0.83906 | 0.84267 | 0.86217 | 0.88986 | 0.90313 | 0.91571 | 0.9245 | 0.92856 | 0.92766 | 0.92541 | 0.92145 | 0.91509 | 0.90604 | 0.89491 | 0.8808 | 0.86427 | 0.84475 | 0.8216 | 0.7942 | 0.76317 | 0.7374 | 0.7209 | 0.71414 | 0.71764 | 0.72116
F2_Industrial_Industrial - WA_New_Space Heating_Natural Gas_Gas Boiler - Stack Economizer_A | F2 | Industrial | Industrial - WA | New | Space Heating | Natural Gas | Gas Boiler - Stack Economizer | A | UCT | 1.956 | 1.9599 | 1.9654 | 1.9738 | 2.0195 | 2.0844 | 2.1155 | 2.145 | 2.1655 | 2.175 | 2.1729 | 2.1677 | 2.1584 | 2.1435 | 2.1223 | 2.0962 | 2.0632 | 2.0245 | 1.9787 | 1.9245 | 1.8603 | 1.7876 | 1.7273 | 1.6886 | 1.6728 | 1.681 | 1.6892
F3_Industrial_Industrial - WA_New_Space Heating_Natural Gas_Gas Boiler - Stack Economizer_A | F3 | Industrial | Industrial - WA | New | Space Heating | Natural Gas | Gas Boiler - Stack Economizer | A | RVT | 0 | 0 | 0 | 0 | 0 | 0 | 0 | 0 | 0 | 0 | 0 | 0 | 0 | 0 | 0 | 0 | 0 | 0 | 0 | 0 | 0 | 0 | 0 | 0 | 0 | 0 | 0
F4_Industrial_Industrial - WA_New_Space Heating_Natural Gas_Gas Boiler - Stack Economizer_A | F4 | Industrial | Industrial - WA | New | Space Heating | Natural Gas | Gas Boiler - Stack Economizer | A | RIM | 1.956 | 1.9599 | 1.9654 | 1.9738 | 2.0195 | 2.0844 | 2.1155 | 2.145 | 2.1655 | 2.175 | 2.1729 | 2.1677 | 2.1584 | 2.1435 | 2.1223 | 2.0962 | 2.0632 | 2.0245 | 1.9787 | 1.9245 | 1.8603 | 1.7876 | 1.7273 | 1.6886 | 1.6728 | 1.681 | 1.6892
F1_Industrial_Industrial - WA_New_Space Heating_Natural Gas_Gas Boiler - Steam Trap Replacement_A | F1 | Industrial | Industrial - WA | New | Space Heating | Natural Gas | Gas Boiler - Steam Trap Replacement | A | TRC | 1621.2819 | 1600.6523 | 1580.2946 | 1563.5234 | 1605.8218 | 1677.0008 | 1692.0802 | 1718.0693 | 1749.4719 | 1781.7902 | 1817.1788 | 1853.6198 | 1891.1888 | 1928.912 | 1967.2417 | 2006.9176 | 2021.6114 | 2003.1963 | 1948.1748 | 1852.8506 | 1741.1654 | 1615.5262 | 1510.0248 | 1440.1345 | 1407.6625 | 1414.5628 | 1421.4969
F2_Industrial_Industrial - WA_New_Space Heating_Natural Gas_Gas Boiler - Steam Trap Replacement_A | F2 | Industrial | Industrial - WA | New | Space Heating | Natural Gas | Gas Boiler - Steam Trap Replacement | A | UCT | 3797.6595 | 3749.3371 | 3701.6516 | 3662.3671 | 3761.4461 | 3928.1743 | 3963.496 | 4024.3723 | 4097.9293 | 4173.6309 | 4256.5246 | 4341.8834 | 4429.8841 | 4518.2463 | 4608.0289 | 4700.965 | 4735.3836 | 4692.2485 | 4563.367 | 4340.0815 | 4078.4721 | 3784.1775 | 3537.0529 | 3373.3432 | 3297.2815 | 3313.4446 | 3329.687
F3_Industrial_Industrial - WA_New_Space Heating_Natural Gas_Gas Boiler - Steam Trap Replacement_A | F3 | Industrial | Industrial - WA | New | Space Heating | Natural Gas | Gas Boiler - Steam Trap Replacement | A | RVT | 0 | 0 | 0 | 0 | 0 | 0 | 0 | 0 | 0 | 0 | 0 | 0 | 0 | 0 | 0 | 0 | 0 | 0 | 0 | 0 | 0 | 0 | 0 | 0 | 0 | 0 | 0
F4_Industrial_Industrial - WA_New_Space Heating_Natural Gas_Gas Boiler - Steam Trap Replacement_A | F4 | Industrial | Industrial - WA | New | Space Heating | Natural Gas | Gas Boiler - Steam Trap Replacement | A | RIM | 3797.6595 | 3749.3371 | 3701.6516 | 3662.3671 | 3761.4461 | 3928.1743 | 3963.496 | 4024.3723 | 4097.9293 | 4173.6309 | 4256.5246 | 4341.8834 | 4429.8841 | 4518.2463 | 4608.0289 | 4700.965 | 4735.3836 | 4692.2485 | 4563.367 | 4340.0815 | 4078.4721 | 3784.1775 | 3537.0529 | 3373.3432 | 3297.2815 | 3313.4446 | 3329.687
F1_Industrial_Industrial - WA_New_Process_Natural Gas_Process Boiler - Hot Water Reset_A | F1 | Industrial | Industrial - WA | New | Process | Natural Gas | Process Boiler - Hot Water Reset | A | TRC | 106.1819 | 106.7312 | 107.1156 | 107.2215 | 108.6051 | 110.4066 | 110.5318 | 110.7887 | 111.0036 | 111.0957 | 111.0597 | 110.8812 | 110.5198 | 109.9045 | 109.0029 | 107.8804 | 106.4401 | 104.7439 | 102.7284 | 100.3276 | 97.4748 | 94.2367 | 91.5576 | 89.8658 | 89.2116 | 89.6489 | 90.0883
F2_Industrial_Industrial - WA_New_Process_Natural Gas_Process Boiler - Hot Water Reset_A | F2 | Industrial | Industrial - WA | New | Process | Natural Gas | Process Boiler - Hot Water Reset | A | UCT | 209.8614 | 210.9469 | 211.7068 | 211.9161 | 214.6507 | 218.2112 | 218.4586 | 218.9663 | 219.3912 | 219.5731 | 219.5019 | 219.1491 | 218.435 | 217.2187 | 215.437 | 213.2184 | 210.3717 | 207.0192 | 203.0357 | 198.2906 | 192.6523 | 186.2526 | 180.9574 | 177.6138 | 176.3206 | 177.185 | 178.0535
F3_Industrial_Industrial - WA_New_Process_Natural Gas_Process Boiler - Hot Water Reset_A | F3 | Industrial | Industrial - WA | New | Process | Natural Gas | Process Boiler - Hot Water Reset | A | RVT | 0 | 0 | 0 | 0 | 0 | 0 | 0 | 0 | 0 | 0 | 0 | 0 | 0 | 0 | 0 | 0 | 0 | 0 | 0 | 0 | 0 | 0 | 0 | 0 | 0 | 0 | 0
F4_Industrial_Industrial - WA_New_Process_Natural Gas_Process Boiler - Hot Water Reset_A | F4 | Industrial | Industrial - WA | New | Process | Natural Gas | Process Boiler - Hot Water Reset | A | RIM | 209.8614 | 210.9469 | 211.7068 | 211.9161 | 214.6507 | 218.2112 | 218.4586 | 218.9663 | 219.3912 | 219.5731 | 219.5019 | 219.1491 | 218.435 | 217.2187 | 215.437 | 213.2184 | 210.3717 | 207.0192 | 203.0357 | 198.2906 | 192.6523 | 186.2526 | 180.9574 | 177.6138 | 176.3206 | 177.185 | 178.0535
F1_Industrial_Industrial - WA_New_Process_Natural Gas_Process Boiler - Burner Control Optimization_A | F1 | Industrial | Industrial - WA | New | Process | Natural Gas | Process Boiler - Burner Control Optimization | A | TRC | 23.0682 | 23.1638 | 23.2867 | 23.432 | 23.8971 | 24.4566 | 24.5564 | 24.6108 | 24.6555 | 24.6718 | 24.6584 | 24.612 | 24.5233 | 24.3758 | 24.1621 | 23.8972 | 23.5587 | 23.161 | 22.6895 | 22.1287 | 21.4633 | 20.7088 | 20.0836 | 19.6868 | 19.53 | 19.6257 | 19.7219
F2_Industrial_Industrial - WA_New_Process_Natural Gas_Process Boiler - Burner Control Optimization_A | F2 | Industrial | Industrial - WA | New | Process | Natural Gas | Process Boiler - Burner Control Optimization | A | UCT | 45.5928 | 45.7818 | 46.0247 | 46.3118 | 47.231 | 48.3369 | 48.534 | 48.6416 | 48.73 | 48.7621 | 48.7357 | 48.644 | 48.4687 | 48.1771 | 47.7547 | 47.2311 | 46.5622 | 45.7762 | 44.8442 | 43.7359 | 42.4209 | 40.9296 | 39.6939 | 38.9096 | 38.5997 | 38.789 | 38.9791
F3_Industrial_Industrial - WA_New_Process_Natural Gas_Process Boiler - Burner Control Optimization_A | F3 | Industrial | Industrial - WA | New | Process | Natural Gas | Process Boiler - Burner Control Optimization | A | RVT | 0 | 0 | 0 | 0 | 0 | 0 | 0 | 0 | 0 | 0 | 0 | 0 | 0 | 0 | 0 | 0 | 0 | 0 | 0 | 0 | 0 | 0 | 0 | 0 | 0 | 0 | 0
F4_Industrial_Industrial - WA_New_Process_Natural Gas_Process Boiler - Burner Control Optimization_A | F4 | Industrial | Industrial - WA | New | Process | Natural Gas | Process Boiler - Burner Control Optimization | A | RIM | 45.5928 | 45.7818 | 46.0247 | 46.3118 | 47.231 | 48.3369 | 48.534 | 48.6416 | 48.73 | 48.7621 | 48.7357 | 48.644 | 48.4687 | 48.1771 | 47.7547 | 47.2311 | 46.5622 | 45.7762 | 44.8442 | 43.7359 | 42.4209 | 40.9296 | 39.6939 | 38.9096 | 38.5997 | 38.789 | 38.9791
F1_Industrial_Industrial - WA_New_Process_Natural Gas_Process Boiler - Insulate Hot Water Lines_A | F1 | Industrial | Industrial - WA | New | Process | Natural Gas | Process Boiler - Insulate Hot Water Lines | A | TRC | 9.8827 | 9.8602 | 9.8521 | 9.8602 | 10.0968 | 10.4517 | 10.5922 | 10.7722 | 10.9718 | 11.1845 | 11.4051 | 11.569 | 11.6425 | 11.6124 | 11.4706 | 11.2982 | 11.0819 | 10.8302 | 10.5344 | 10.1854 | 9.7738 | 9.3091 | 8.9214 | 8.6698 | 8.5612 | 8.6032 | 8.6454
F2_Industrial_Industrial - WA_New_Process_Natural Gas_Process Boiler - Insulate Hot Water Lines_A | F2 | Industrial | Industrial - WA | New | Process | Natural Gas | Process Boiler - Insulate Hot Water Lines | A | UCT | 19.5324 | 19.488 | 19.4719 | 19.488 | 19.9557 | 20.657 | 20.9349 | 21.2904 | 21.6851 | 22.1054 | 22.5413 | 22.8654 | 23.0107 | 22.9511 | 22.6708 | 22.3302 | 21.9027 | 21.4053 | 20.8206 | 20.1307 | 19.3173 | 18.3988 | 17.6325 | 17.1352 | 16.9207 | 17.0036 | 17.087
F3_Industrial_Industrial - WA_New_Process_Natural Gas_Process Boiler - Insulate Hot Water Lines_A | F3 | Industrial | Industrial - WA | New | Process | Natural Gas | Process Boiler - Insulate Hot Water Lines | A | RVT | 0 | 0 | 0 | 0 | 0 | 0 | 0 | 0 | 0 | 0 | 0 | 0 | 0 | 0 | 0 | 0 | 0 | 0 | 0 | 0 | 0 | 0 | 0 | 0 | 0 | 0 | 0
F4_Industrial_Industrial - WA_New_Process_Natural Gas_Process Boiler - Insulate Hot Water Lines_A | F4 | Industrial | Industrial - WA | New | Process | Natural Gas | Process Boiler - Insulate Hot Water Lines | A | RIM | 19.5324 | 19.488 | 19.4719 | 19.488 | 19.9557 | 20.657 | 20.9349 | 21.2904 | 21.6851 | 22.1054 | 22.5413 | 22.8654 | 23.0107 | 22.9511 | 22.6708 | 22.3302 | 21.9027 | 21.4053 | 20.8206 | 20.1307 | 19.3173 | 18.3988 | 17.6325 | 17.1352 | 16.9207 | 17.0036 | 17.087
F1_Industrial_Industrial - WA_New_Process_Natural Gas_Process Boiler - Insulate Steam Lines/Condensate Tank_A | F1 | Industrial | Industrial - WA | New | Process | Natural Gas | Process Boiler - Insulate Steam Lines/Condensate Tank | A | TRC | 34.181 | 34.2619 | 34.3721 | 34.52 | 35.3191 | 36.4533 | 36.9969 | 37.5124 | 37.8724 | 38.0387 | 38.0017 | 37.9097 | 37.7472 | 37.4868 | 37.1162 | 36.6603 | 36.082 | 35.4051 | 34.6052 | 33.6568 | 32.5343 | 31.2635 | 30.2076 | 29.5317 | 29.255 | 29.3984 | 29.5425
F2_Industrial_Industrial - WA_New_Process_Natural Gas_Process Boiler - Insulate Steam Lines/Condensate Tank_A | F2 | Industrial | Industrial - WA | New | Process | Natural Gas | Process Boiler - Insulate Steam Lines/Condensate Tank | A | UCT | 67.5565 | 67.7164 | 67.9342 | 68.2265 | 69.8059 | 72.0476 | 73.1219 | 74.1407 | 74.8523 | 75.181 | 75.1078 | 74.926 | 74.6048 | 74.0902 | 73.3576 | 72.4567 | 71.3137 | 69.9758 | 68.3948 | 66.5204 | 64.3019 | 61.7901 | 59.7032 | 58.3674 | 57.8206 | 58.104 | 58.3888
F3_Industrial_Industrial - WA_New_Process_Natural Gas_Process Boiler - Insulate Steam Lines/Condensate Tank_A | F3 | Industrial | Industrial - WA | New | Process | Natural Gas | Process Boiler - Insulate Steam Lines/Condensate Tank | A | RVT | 0 | 0 | 0 | 0 | 0 | 0 | 0 | 0 | 0 | 0 | 0 | 0 | 0 | 0 | 0 | 0 | 0 | 0 | 0 | 0 | 0 | 0 | 0 | 0 | 0 | 0 | 0
F4_Industrial_Industrial - WA_New_Process_Natural Gas_Process Boiler - Insulate Steam Lines/Condensate Tank_A | F4 | Industrial | Industrial - WA | New | Process | Natural Gas | Process Boiler - Insulate Steam Lines/Condensate Tank | A | RIM | 67.5565 | 67.7164 | 67.9342 | 68.2265 | 69.8059 | 72.0476 | 73.1219 | 74.1407 | 74.8523 | 75.181 | 75.1078 | 74.926 | 74.6048 | 74.0902 | 73.3576 | 72.4567 | 71.3137 | 69.9758 | 68.3948 | 66.5204 | 64.3019 | 61.7901 | 59.7032 | 58.3674 | 57.8206 | 58.104 | 58.3888
F1_Industrial_Industrial - WA_New_Process_Natural Gas_Process Boiler - Stack Economizer_A | F1 | Industrial | Industrial - WA | New | Process | Natural Gas | Process Boiler - Stack Economizer | A | TRC | 6.1734 | 6.188 | 6.2079 | 6.2346 | 6.379 | 6.5838 | 6.682 | 6.7751 | 6.8401 | 6.8701 | 6.8635 | 6.8468 | 6.8175 | 6.7705 | 6.7035 | 6.6212 | 6.5167 | 6.3945 | 6.25 | 6.0787 | 5.876 | 5.6465 | 5.4558 | 5.3337 | 5.2837 | 5.3096 | 5.3357
F2_Industrial_Industrial - WA_New_Process_Natural Gas_Process Boiler - Stack Economizer_A | F2 | Industrial | Industrial - WA | New | Process | Natural Gas | Process Boiler - Stack Economizer | A | UCT | 12.2013 | 12.2302 | 12.2695 | 12.3223 | 12.6076 | 13.0125 | 13.2065 | 13.3905 | 13.519 | 13.5784 | 13.5652 | 13.5323 | 13.4743 | 13.3814 | 13.2491 | 13.0863 | 12.8799 | 12.6383 | 12.3527 | 12.0142 | 11.6135 | 11.1599 | 10.783 | 10.5417 | 10.4429 | 10.4941 | 10.5456
F3_Industrial_Industrial - WA_New_Process_Natural Gas_Process Boiler - Stack Economizer_A | F3 | Industrial | Industrial - WA | New | Process | Natural Gas | Process Boiler - Stack Economizer | A | RVT | 0 | 0 | 0 | 0 | 0 | 0 | 0 | 0 | 0 | 0 | 0 | 0 | 0 | 0 | 0 | 0 | 0 | 0 | 0 | 0 | 0 | 0 | 0 | 0 | 0 | 0 | 0
F4_Industrial_Industrial - WA_New_Process_Natural Gas_Process Boiler - Stack Economizer_A | F4 | Industrial | Industrial - WA | New | Process | Natural Gas | Process Boiler - Stack Economizer | A | RIM | 12.2013 | 12.2302 | 12.2695 | 12.3223 | 12.6076 | 13.0125 | 13.2065 | 13.3905 | 13.519 | 13.5784 | 13.5652 | 13.5323 | 13.4743 | 13.3814 | 13.2491 | 13.0863 | 12.8799 | 12.6383 | 12.3527 | 12.0142 | 11.6135 | 11.1599 | 10.783 | 10.5417 | 10.4429 | 10.4941 | 10.5456
F1_Industrial_Industrial - WA_New_Process_Natural Gas_Process Boiler - Steam Trap Replacement_A | F1 | Industrial | Industrial - WA | New | Process | Natural Gas | Process Boiler - Steam Trap Replacement | A | TRC | 11976.5171 | 11832.9943 | 11692.1125 | 11568.0277 | 11880.9807 | 12407.6119 | 12519.1798 | 12711.4648 | 12943.8034 | 13182.9162 | 13444.7458 | 13714.3618 | 13992.3226 | 14271.4254 | 14555.0146 | 14848.5644 | 14957.2798 | 14821.0323 | 14413.9445 | 13708.6704 | 12882.3457 | 11952.7805 | 11172.2078 | 10655.1109 | 10414.8608 | 10465.9141 | 10517.2176
F2_Industrial_Industrial - WA_New_Process_Natural Gas_Process Boiler - Steam Trap Replacement_A | F2 | Industrial | Industrial - WA | New | Process | Natural Gas | Process Boiler - Steam Trap Replacement | A | UCT | 23670.7773 | 23387.114 | 23108.6707 | 22863.4254 | 23481.9559 | 24522.8071 | 24743.3135 | 25123.3517 | 25582.5534 | 26055.1436 | 26572.6321 | 27105.5098 | 27654.8807 | 28206.5085 | 28767.0034 | 29347.1848 | 29562.0533 | 29292.7693 | 28488.1878 | 27094.2613 | 25461.0863 | 23623.8635 | 22081.1142 | 21059.1071 | 20584.2691 | 20685.1724 | 20786.5703
F3_Industrial_Industrial - WA_New_Process_Natural Gas_Process Boiler - Steam Trap Replacement_A | F3 | Industrial | Industrial - WA | New | Process | Natural Gas | Process Boiler - Steam Trap Replacement | A | RVT | 0 | 0 | 0 | 0 | 0 | 0 | 0 | 0 | 0 | 0 | 0 | 0 | 0 | 0 | 0 | 0 | 0 | 0 | 0 | 0 | 0 | 0 | 0 | 0 | 0 | 0 | 0
F4_Industrial_Industrial - WA_New_Process_Natural Gas_Process Boiler - Steam Trap Replacement_A | F4 | Industrial | Industrial - WA | New | Process | Natural Gas | Process Boiler - Steam Trap Replacement | A | RIM | 23670.7773 | 23387.114 | 23108.6707 | 22863.4254 | 23481.9559 | 24522.8071 | 24743.3135 | 25123.3517 | 25582.5534 | 26055.1436 | 26572.6321 | 27105.5098 | 27654.8807 | 28206.5085 | 28767.0034 | 29347.1848 | 29562.0533 | 29292.7693 | 28488.1878 | 27094.2613 | 25461.0863 | 23623.8635 | 22081.1142 | 21059.1071 | 20584.2691 | 20685.1724 | 20786.5703
F1_Industrial_Industrial - WA_New_Process_Natural Gas_Process Boiler - Maintenance_A | F1 | Industrial | Industrial - WA | New | Process | Natural Gas | Process Boiler - Maintenance | A | TRC | 12.4366 | 11.8291 | 10.9406 | 10.6911 | 11.1233 | 11.9045 | 11.941 | 12.0895 | 12.2732 | 12.4697 | 12.704 | 12.9816 | 13.2584 | 13.5381 | 13.7816 | 14.0442 | 14.3058 | 14.6212 | 14.9348 | 14.8502 | 14.1703 | 12.9071 | 11.4859 | 10.5307 | 10.0649 | 10.1142 | 10.1638
F2_Industrial_Industrial - WA_New_Process_Natural Gas_Process Boiler - Maintenance_A | F2 | Industrial | Industrial - WA | New | Process | Natural Gas | Process Boiler - Maintenance | A | UCT | 24.5801 | 23.3794 | 21.6233 | 21.1303 | 21.9844 | 23.5284 | 23.6006 | 23.894 | 24.2572 | 24.6455 | 25.1085 | 25.6573 | 26.2043 | 26.7572 | 27.2385 | 27.7575 | 28.2744 | 28.8978 | 29.5176 | 29.3505 | 28.0066 | 25.51 | 22.7012 | 20.8131 | 19.8926 | 19.9901 | 20.0881
F3_Industrial_Industrial - WA_New_Process_Natural Gas_Process Boiler - Maintenance_A | F3 | Industrial | Industrial - WA | New | Process | Natural Gas | Process Boiler - Maintenance | A | RVT | 0 | 0 | 0 | 0 | 0 | 0 | 0 | 0 | 0 | 0 | 0 | 0 | 0 | 0 | 0 | 0 | 0 | 0 | 0 | 0 | 0 | 0 | 0 | 0 | 0 | 0 | 0
F4_Industrial_Industrial - WA_New_Process_Natural Gas_Process Boiler - Maintenance_A | F4 | Industrial | Industrial - WA | New | Process | Natural Gas | Process Boiler - Maintenance | A | RIM | 24.5801 | 23.3794 | 21.6233 | 21.1303 | 21.9844 | 23.5284 | 23.6006 | 23.894 | 24.2572 | 24.6455 | 25.1085 | 25.6573 | 26.2043 | 26.7572 | 27.2385 | 27.7575 | 28.2744 | 28.8978 | 29.5176 | 29.3505 | 28.0066 | 25.51 | 22.7012 | 20.8131 | 19.8926 | 19.9901 | 20.0881
F1_Industrial_Industrial - WA_New_Process_Natural Gas_Process - Heat Recovery_A | F1 | Industrial | Industrial - WA | New | Process | Natural Gas | Process - Heat Recovery | A | TRC | 6.5593 | 6.5932 | 6.617 | 6.6235 | 6.709 | 6.8203 | 6.828 | 6.8439 | 6.8571 | 6.8628 | 6.8606 | 6.8496 | 6.8273 | 6.7892 | 6.7335 | 6.6642 | 6.5752 | 6.4704 | 6.3459 | 6.1976 | 6.0214 | 5.8214 | 5.6559 | 5.5514 | 5.511 | 5.538 | 5.5651
F2_Industrial_Industrial - WA_New_Process_Natural Gas_Process - Heat Recovery_A | F2 | Industrial | Industrial - WA | New | Process | Natural Gas | Process - Heat Recovery | A | UCT | 12.964 | 13.031 | 13.078 | 13.0909 | 13.2598 | 13.4798 | 13.4951 | 13.5264 | 13.5527 | 13.5639 | 13.5595 | 13.5377 | 13.4936 | 13.4185 | 13.3084 | 13.1713 | 12.9955 | 12.7884 | 12.5423 | 12.2492 | 11.9009 | 11.5056 | 11.1785 | 10.9719 | 10.892 | 10.9454 | 10.9991
F3_Industrial_Industrial - WA_New_Process_Natural Gas_Process - Heat Recovery_A | F3 | Industrial | Industrial - WA | New | Process | Natural Gas | Process - Heat Recovery | A | RVT | 0 | 0 | 0 | 0 | 0 | 0 | 0 | 0 | 0 | 0 | 0 | 0 | 0 | 0 | 0 | 0 | 0 | 0 | 0 | 0 | 0 | 0 | 0 | 0 | 0 | 0 | 0
F4_Industrial_Industrial - WA_New_Process_Natural Gas_Process - Heat Recovery_A | F4 | Industrial | Industrial - WA | New | Process | Natural Gas | Process - Heat Recovery | A | RIM | 12.964 | 13.031 | 13.078 | 13.0909 | 13.2598 | 13.4798 | 13.4951 | 13.5264 | 13.5527 | 13.5639 | 13.5595 | 13.5377 | 13.4936 | 13.4185 | 13.3084 | 13.1713 | 12.9955 | 12.7884 | 12.5423 | 12.2492 | 11.9009 | 11.5056 | 11.1785 | 10.9719 | 10.892 | 10.9454 | 10.9991
F1_Industrial_Industrial - WA_New_Space Heating_Natural Gas_Strategic Energy Management_A | F1 | Industrial | Industrial - WA | New | Space Heating | Natural Gas | Strategic Energy Management | A | TRC | 4.5687 | 4.3938 | 4.1384 | 4.0647 | 4.186 | 4.4069 | 4.4166 | 4.4582 | 4.5098 | 4.5651 | 4.6312 | 4.7095 | 4.7877 | 4.8667 | 4.9355 | 5.0097 | 5.0836 | 5.1727 | 5.2611 | 5.2366 | 5.0434 | 4.6851 | 4.2821 | 4.0112 | 3.8791 | 3.893 | 3.907
F2_Industrial_Industrial - WA_New_Space Heating_Natural Gas_Strategic Energy Management_A | F2 | Industrial | Industrial - WA | New | Space Heating | Natural Gas | Strategic Energy Management | A | UCT | 6.9972 | 6.6516 | 6.1467 | 6.001 | 6.2408 | 6.6774 | 6.6967 | 6.7788 | 6.8809 | 6.9901 | 7.1207 | 7.2756 | 7.4301 | 7.5862 | 7.7221 | 7.8688 | 8.0148 | 8.1909 | 8.3658 | 8.3174 | 7.9355 | 7.2273 | 6.4308 | 5.8954 | 5.6343 | 5.6617 | 5.6895
F3_Industrial_Industrial - WA_New_Space Heating_Natural Gas_Strategic Energy Management_A | F3 | Industrial | Industrial - WA | New | Space Heating | Natural Gas | Strategic Energy Management | A | RVT | 1.0284 | 1.0284 | 1.0284 | 1.0284 | 1.0284 | 1.0284 | 1.0284 | 1.0284 | 1.0284 | 1.0284 | 1.0284 | 1.0284 | 1.0284 | 1.0284 | 1.0284 | 1.0284 | 1.0284 | 1.0284 | 1.0284 | 1.0284 | 1.0284 | 1.0284 | 1.0284 | 1.0284 | 1.0284 | 1.0284 | 1.0284
F4_Industrial_Industrial - WA_New_Space Heating_Natural Gas_Strategic Energy Management_A | F4 | Industrial | Industrial - WA | New | Space Heating | Natural Gas | Strategic Energy Management | A | RIM | 6.9972 | 6.6516 | 6.1467 | 6.001 | 6.2408 | 6.6774 | 6.6967 | 6.7788 | 6.8809 | 6.9901 | 7.1207 | 7.2756 | 7.4301 | 7.5862 | 7.7221 | 7.8688 | 8.0148 | 8.1909 | 8.3658 | 8.3174 | 7.9355 | 7.2273 | 6.4308 | 5.8954 | 5.6343 | 5.6617 | 5.6895
F1_Industrial_Industrial - WA_New_Process_Natural Gas_Strategic Energy Management_A | F1 | Industrial | Industrial - WA | New | Process | Natural Gas | Strategic Energy Management | A | TRC | 4.5687 | 4.3938 | 4.1384 | 4.0647 | 4.186 | 4.4069 | 4.4166 | 4.4582 | 4.5098 | 4.5651 | 4.6312 | 4.7095 | 4.7877 | 4.8667 | 4.9355 | 5.0097 | 5.0836 | 5.1727 | 5.2611 | 5.2366 | 5.0434 | 4.6851 | 4.2821 | 4.0112 | 3.8791 | 3.893 | 3.907
F2_Industrial_Industrial - WA_New_Process_Natural Gas_Strategic Energy Management_A | F2 | Industrial | Industrial - WA | New | Process | Natural Gas | Strategic Energy Management | A | UCT | 6.9972 | 6.6516 | 6.1467 | 6.001 | 6.2408 | 6.6774 | 6.6967 | 6.7788 | 6.8809 | 6.9901 | 7.1207 | 7.2756 | 7.4301 | 7.5862 | 7.7221 | 7.8688 | 8.0148 | 8.1909 | 8.3658 | 8.3174 | 7.9355 | 7.2273 | 6.4308 | 5.8954 | 5.6343 | 5.6617 | 5.6895
F3_Industrial_Industrial - WA_New_Process_Natural Gas_Strategic Energy Management_A | F3 | Industrial | Industrial - WA | New | Process | Natural Gas | Strategic Energy Management | A | RVT | 1.0284 | 1.0284 | 1.0284 | 1.0284 | 1.0284 | 1.0284 | 1.0284 | 1.0284 | 1.0284 | 1.0284 | 1.0284 | 1.0284 | 1.0284 | 1.0284 | 1.0284 | 1.0284 | 1.0284 | 1.0284 | 1.0284 | 1.0284 | 1.0284 | 1.0284 | 1.0284 | 1.0284 | 1.0284 | 1.0284 | 1.0284
F4_Industrial_Industrial - WA_New_Process_Natural Gas_Strategic Energy Management_A | F4 | Industrial | Industrial - WA | New | Process | Natural Gas | Strategic Energy Management | A | RIM | 6.9972 | 6.6516 | 6.1467 | 6.001 | 6.2408 | 6.6774 | 6.6967 | 6.7788 | 6.8809 | 6.9901 | 7.1207 | 7.2756 | 7.4301 | 7.5862 | 7.7221 | 7.8688 | 8.0148 | 8.1909 | 8.3658 | 8.3174 | 7.9355 | 7.2273 | 6.4308 | 5.8954 | 5.6343 | 5.6617 | 5.6895
F1_Industrial_Industrial - WA_New_Miscellaneous_Natural Gas_Strategic Energy Management_A | F1 | Industrial | Industrial - WA | New | Miscellaneous | Natural Gas | Strategic Energy Management | A | TRC | 4.5687 | 4.3938 | 4.1384 | 4.0647 | 4.186 | 4.4069 | 4.4166 | 4.4582 | 4.5098 | 4.5651 | 4.6312 | 4.7095 | 4.7877 | 4.8667 | 4.9355 | 5.0097 | 5.0836 | 5.1727 | 5.2611 | 5.2366 | 5.0434 | 4.6851 | 4.2821 | 4.0112 | 3.8791 | 3.893 | 3.907
F2_Industrial_Industrial - WA_New_Miscellaneous_Natural Gas_Strategic Energy Management_A | F2 | Industrial | Industrial - WA | New | Miscellaneous | Natural Gas | Strategic Energy Management | A | UCT | 6.9972 | 6.6516 | 6.1467 | 6.001 | 6.2408 | 6.6774 | 6.6967 | 6.7788 | 6.8809 | 6.9901 | 7.1207 | 7.2756 | 7.4301 | 7.5862 | 7.7221 | 7.8688 | 8.0148 | 8.1909 | 8.3658 | 8.3174 | 7.9355 | 7.2273 | 6.4308 | 5.8954 | 5.6343 | 5.6617 | 5.6895
F3_Industrial_Industrial - WA_New_Miscellaneous_Natural Gas_Strategic Energy Management_A | F3 | Industrial | Industrial - WA | New | Miscellaneous | Natural Gas | Strategic Energy Management | A | RVT | 1.0284 | 1.0284 | 1.0284 | 1.0284 | 1.0284 | 1.0284 | 1.0284 | 1.0284 | 1.0284 | 1.0284 | 1.0284 | 1.0284 | 1.0284 | 1.0284 | 1.0284 | 1.0284 | 1.0284 | 1.0284 | 1.0284 | 1.0284 | 1.0284 | 1.0284 | 1.0284 | 1.0284 | 1.0284 | 1.0284 | 1.0284
F4_Industrial_Industrial - WA_New_Miscellaneous_Natural Gas_Strategic Energy Management_A | F4 | Industrial | Industrial - WA | New | Miscellaneous | Natural Gas | Strategic Energy Management | A | RIM | 6.9972 | 6.6516 | 6.1467 | 6.001 | 6.2408 | 6.6774 | 6.6967 | 6.7788 | 6.8809 | 6.9901 | 7.1207 | 7.2756 | 7.4301 | 7.5862 | 7.7221 | 7.8688 | 8.0148 | 8.1909 | 8.3658 | 8.3174 | 7.9355 | 7.2273 | 6.4308 | 5.8954 | 5.6343 | 5.6617 | 5.6895
F1_Industrial_Industrial - WA_New_Space Heating_Natural Gas_Retrocommissioning_A | F1 | Industrial | Industrial - WA | New | Space Heating | Natural Gas | Retrocommissioning | A | TRC | 0.16008 | 0.1566 | 0.15155 | 0.14991 | 0.15204 | 0.15607 | 0.15619 | 0.15691 | 0.15782 | 0.1588 | 0.15999 | 0.1614 | 0.16282 | 0.16425 | 0.16549 | 0.16684 | 0.16818 | 0.1698 | 0.17139 | 0.17089 | 0.16728 | 0.16064 | 0.15319 | 0.14818 | 0.14574 | 0.14599 | 0.14624
F2_Industrial_Industrial - WA_New_Space Heating_Natural Gas_Retrocommissioning_A | F2 | Industrial | Industrial - WA | New | Space Heating | Natural Gas | Retrocommissioning | A | UCT | 0.13188 | 0.12501 | 0.11503 | 0.11179 | 0.116 | 0.12396 | 0.12419 | 0.12561 | 0.12741 | 0.12935 | 0.1317 | 0.13449 | 0.13729 | 0.14012 | 0.14258 | 0.14524 | 0.14789 | 0.15108 | 0.15423 | 0.15324 | 0.14611 | 0.13299 | 0.11827 | 0.10837 | 0.10354 | 0.10403 | 0.10453
F3_Industrial_Industrial - WA_New_Space Heating_Natural Gas_Retrocommissioning_A | F3 | Industrial | Industrial - WA | New | Space Heating | Natural Gas | Retrocommissioning | A | RVT | 0.093353 | 0.093353 | 0.093353 | 0.093353 | 0.093353 | 0.093353 | 0.093353 | 0.093353 | 0.093353 | 0.093353 | 0.093353 | 0.093353 | 0.093353 | 0.093353 | 0.093353 | 0.093353 | 0.093353 | 0.093353 | 0.093353 | 0.093353 | 0.093353 | 0.093353 | 0.093353 | 0.093353 | 0.093353 | 0.093353 | 0.093353
F4_Industrial_Industrial - WA_New_Space Heating_Natural Gas_Retrocommissioning_A | F4 | Industrial | Industrial - WA | New | Space Heating | Natural Gas | Retrocommissioning | A | RIM | 0.13188 | 0.12501 | 0.11503 | 0.11179 | 0.116 | 0.12396 | 0.12419 | 0.12561 | 0.12741 | 0.12935 | 0.1317 | 0.13449 | 0.13729 | 0.14012 | 0.14258 | 0.14524 | 0.14789 | 0.15108 | 0.15423 | 0.15324 | 0.14611 | 0.13299 | 0.11827 | 0.10837 | 0.10354 | 0.10403 | 0.10453
F1_Industrial_Industrial - WA_New_Process_Natural Gas_Retrocommissioning_A | F1 | Industrial | Industrial - WA | New | Process | Natural Gas | Retrocommissioning | A | TRC | 0.16008 | 0.1566 | 0.15155 | 0.14991 | 0.15204 | 0.15607 | 0.15619 | 0.15691 | 0.15782 | 0.1588 | 0.15999 | 0.1614 | 0.16282 | 0.16425 | 0.16549 | 0.16684 | 0.16818 | 0.1698 | 0.17139 | 0.17089 | 0.16728 | 0.16064 | 0.15319 | 0.14818 | 0.14574 | 0.14599 | 0.14624
F2_Industrial_Industrial - WA_New_Process_Natural Gas_Retrocommissioning_A | F2 | Industrial | Industrial - WA | New | Process | Natural Gas | Retrocommissioning | A | UCT | 0.13188 | 0.12501 | 0.11503 | 0.11179 | 0.116 | 0.12396 | 0.12419 | 0.12561 | 0.12741 | 0.12935 | 0.1317 | 0.13449 | 0.13729 | 0.14012 | 0.14258 | 0.14524 | 0.14789 | 0.15108 | 0.15423 | 0.15324 | 0.14611 | 0.13299 | 0.11827 | 0.10837 | 0.10354 | 0.10403 | 0.10453
F3_Industrial_Industrial - WA_New_Process_Natural Gas_Retrocommissioning_A | F3 | Industrial | Industrial - WA | New | Process | Natural Gas | Retrocommissioning | A | RVT | 0.093353 | 0.093353 | 0.093353 | 0.093353 | 0.093353 | 0.093353 | 0.093353 | 0.093353 | 0.093353 | 0.093353 | 0.093353 | 0.093353 | 0.093353 | 0.093353 | 0.093353 | 0.093353 | 0.093353 | 0.093353 | 0.093353 | 0.093353 | 0.093353 | 0.093353 | 0.093353 | 0.093353 | 0.093353 | 0.093353 | 0.093353
F4_Industrial_Industrial - WA_New_Process_Natural Gas_Retrocommissioning_A | F4 | Industrial | Industrial - WA | New | Process | Natural Gas | Retrocommissioning | A | RIM | 0.13188 | 0.12501 | 0.11503 | 0.11179 | 0.116 | 0.12396 | 0.12419 | 0.12561 | 0.12741 | 0.12935 | 0.1317 | 0.13449 | 0.13729 | 0.14012 | 0.14258 | 0.14524 | 0.14789 | 0.15108 | 0.15423 | 0.15324 | 0.14611 | 0.13299 | 0.11827 | 0.10837 | 0.10354 | 0.10403 | 0.10453
F1_Industrial_Industrial - ID_Existing_Space Heating_Natural Gas_Insulation - Ceiling_A | F1 | Industrial | Industrial - ID | Existing | Space Heating | Natural Gas | Insulation - Ceiling | A | TRC | 1.5473 | 1.5607 | 1.5646 | 1.5665 | 1.5807 | 1.6033 | 1.6047 | 1.6071 | 1.6087 | 1.6086 | 1.607 | 1.6036 | 1.5985 | 1.5908 | 1.5805 | 1.5677 | 1.552 | 1.5333 | 1.5113 | 1.4852 | 1.4549 | 1.42 | 1.3895 | 1.3704 | 1.3632 | 1.3682 | 1.3734
F2_Industrial_Industrial - ID_Existing_Space Heating_Natural Gas_Insulation - Ceiling_A | F2 | Industrial | Industrial - ID | Existing | Space Heating | Natural Gas | Insulation - Ceiling | A | UCT | 3.162 | 3.1961 | 3.2061 | 3.2109 | 3.2471 | 3.3046 | 3.3082 | 3.3141 | 3.3182 | 3.3181 | 3.3141 | 3.3054 | 3.2924 | 3.2726 | 3.2466 | 3.2141 | 3.1739 | 3.1265 | 3.0704 | 3.0041 | 2.9269 | 2.8382 | 2.7605 | 2.7119 | 2.6935 | 2.7064 | 2.7197
F3_Industrial_Industrial - ID_Existing_Space Heating_Natural Gas_Insulation - Ceiling_A | F3 | Industrial | Industrial - ID | Existing | Space Heating | Natural Gas | Insulation - Ceiling | A | RVT | 0.30451 | 0.30451 | 0.30451 | 0.30451 | 0.30451 | 0.30451 | 0.30451 | 0.30451 | 0.30451 | 0.30451 | 0.30451 | 0.30451 | 0.30451 | 0.30451 | 0.30451 | 0.30451 | 0.30451 | 0.30451 | 0.30451 | 0.30451 | 0.30451 | 0.30451 | 0.30451 | 0.30451 | 0.30451 | 0.30451 | 0.30451
F4_Industrial_Industrial - ID_Existing_Space Heating_Natural Gas_Insulation - Ceiling_A | F4 | Industrial | Industrial - ID | Existing | Space Heating | Natural Gas | Insulation - Ceiling | A | RIM | 3.162 | 3.1961 | 3.2061 | 3.2109 | 3.2471 | 3.3046 | 3.3082 | 3.3141 | 3.3182 | 3.3181 | 3.3141 | 3.3054 | 3.2924 | 3.2726 | 3.2466 | 3.2141 | 3.1739 | 3.1265 | 3.0704 | 3.0041 | 2.9269 | 2.8382 | 2.7605 | 2.7119 | 2.6935 | 2.7064 | 2.7197
F1_Industrial_Industrial - ID_Existing_Space Heating_Natural Gas_Insulation - Wall Cavity_A | F1 | Industrial | Industrial - ID | Existing | Space Heating | Natural Gas | Insulation - Wall Cavity | A | TRC | 4.8744 | 4.9161 | 4.9284 | 4.9342 | 4.9785 | 5.0488 | 5.0532 | 5.0605 | 5.0655 | 5.0654 | 5.0604 | 5.0498 | 5.0339 | 5.0097 | 4.9778 | 4.9381 | 4.889 | 4.831 | 4.7623 | 4.6813 | 4.5869 | 4.4784 | 4.3833 | 4.3239 | 4.3015 | 4.3172 | 4.3334
F2_Industrial_Industrial - ID_Existing_Space Heating_Natural Gas_Insulation - Wall Cavity_A | F2 | Industrial | Industrial - ID | Existing | Space Heating | Natural Gas | Insulation - Wall Cavity | A | UCT | 9.8397 | 9.9459 | 9.9771 | 9.9919 | 10.1046 | 10.2834 | 10.2948 | 10.3132 | 10.3261 | 10.3257 | 10.313 | 10.286 | 10.2455 | 10.184 | 10.103 | 10.0019 | 9.877 | 9.7293 | 9.5547 | 9.3486 | 9.1082 | 8.8323 | 8.5902 | 8.439 | 8.382 | 8.4221 | 8.4634
F3_Industrial_Industrial - ID_Existing_Space Heating_Natural Gas_Insulation - Wall Cavity_A | F3 | Industrial | Industrial - ID | Existing | Space Heating | Natural Gas | Insulation - Wall Cavity | A | RVT | 1.0071 | 1.0071 | 1.0071 | 1.0071 | 1.0071 | 1.0071 | 1.0071 | 1.0071 | 1.0071 | 1.0071 | 1.0071 | 1.0071 | 1.0071 | 1.0071 | 1.0071 | 1.0071 | 1.0071 | 1.0071 | 1.0071 | 1.0071 | 1.0071 | 1.0071 | 1.0071 | 1.0071 | 1.0071 | 1.0071 | 1.0071
F4_Industrial_Industrial - ID_Existing_Space Heating_Natural Gas_Insulation - Wall Cavity_A | F4 | Industrial | Industrial - ID | Existing | Space Heating | Natural Gas | Insulation - Wall Cavity | A | RIM | 9.8397 | 9.9459 | 9.9771 | 9.9919 | 10.1046 | 10.2834 | 10.2948 | 10.3132 | 10.3261 | 10.3257 | 10.313 | 10.286 | 10.2455 | 10.184 | 10.103 | 10.0019 | 9.877 | 9.7293 | 9.5547 | 9.3486 | 9.1082 | 8.8323 | 8.5902 | 8.439 | 8.382 | 8.4221 | 8.4634
F1_Industrial_Industrial - ID_Existing_Space Heating_Natural Gas_Insulation - Ducting_A | F1 | Industrial | Industrial - ID | Existing | Space Heating | Natural Gas | Insulation - Ducting | A | TRC | 0.087495 | 0.088424 | 0.088893 | 0.089223 | 0.090074 | 0.091215 | 0.091146 | 0.091123 | 0.091059 | 0.0909 | 0.090653 | 0.090307 | 0.08987 | 0.089289 | 0.088579 | 0.087736 | 0.086737 | 0.085592 | 0.084273 | 0.082753 | 0.081011 | 0.079041 | 0.077319 | 0.076237 | 0.075813 | 0.076065 | 0.076334
F2_Industrial_Industrial - ID_Existing_Space Heating_Natural Gas_Insulation - Ducting_A | F2 | Industrial | Industrial - ID | Existing | Space Heating | Natural Gas | Insulation - Ducting | A | UCT | 0.13915 | 0.1411 | 0.14208 | 0.14278 | 0.14456 | 0.14695 | 0.14681 | 0.14676 | 0.14663 | 0.14629 | 0.14578 | 0.14505 | 0.14413 | 0.14292 | 0.14143 | 0.13966 | 0.13756 | 0.13516 | 0.13239 | 0.12921 | 0.12555 | 0.12142 | 0.11781 | 0.11554 | 0.11465 | 0.11518 | 0.11574
F3_Industrial_Industrial - ID_Existing_Space Heating_Natural Gas_Insulation - Ducting_A | F3 | Industrial | Industrial - ID | Existing | Space Heating | Natural Gas | Insulation - Ducting | A | RVT | 0.021154 | 0.021154 | 0.021154 | 0.021154 | 0.021154 | 0.021154 | 0.021154 | 0.021154 | 0.021154 | 0.021154 | 0.021154 | 0.021154 | 0.021154 | 0.021154 | 0.021154 | 0.021154 | 0.021154 | 0.021154 | 0.021154 | 0.021154 | 0.021154 | 0.021154 | 0.021154 | 0.021154 | 0.021154 | 0.021154 | 0.021154
F4_Industrial_Industrial - ID_Existing_Space Heating_Natural Gas_Insulation - Ducting_A | F4 | Industrial | Industrial - ID | Existing | Space Heating | Natural Gas | Insulation - Ducting | A | RIM | 0.13915 | 0.1411 | 0.14208 | 0.14278 | 0.14456 | 0.14695 | 0.14681 | 0.14676 | 0.14663 | 0.14629 | 0.14578 | 0.14505 | 0.14413 | 0.14292 | 0.14143 | 0.13966 | 0.13756 | 0.13516 | 0.13239 | 0.12921 | 0.12555 | 0.12142 | 0.11781 | 0.11554 | 0.11465 | 0.11518 | 0.11574
F1_Industrial_Industrial - ID_Existing_Space Heating_Natural Gas_Ducting - Repair and Sealing_A | F1 | Industrial | Industrial - ID | Existing | Space Heating | Natural Gas | Ducting - Repair and Sealing | A | TRC | 4.9864 | 5.0381 | 5.0701 | 5.1079 | 5.1828 | 5.2741 | 5.2816 | 5.2798 | 5.2751 | 5.2648 | 5.2493 | 5.2278 | 5.2009 | 5.1654 | 5.1221 | 5.0709 | 5.0104 | 4.9412 | 4.8616 | 4.7699 | 4.665 | 4.5464 | 4.4427 | 4.3772 | 4.3511 | 4.3653 | 4.3805
F2_Industrial_Industrial - ID_Existing_Space Heating_Natural Gas_Ducting - Repair and Sealing_A | F2 | Industrial | Industrial - ID | Existing | Space Heating | Natural Gas | Ducting - Repair and Sealing | A | UCT | 8.0403 | 8.1518 | 8.2208 | 8.3025 | 8.4641 | 8.6612 | 8.6773 | 8.6734 | 8.6634 | 8.6411 | 8.6076 | 8.5612 | 8.5031 | 8.4265 | 8.3331 | 8.2226 | 8.0921 | 7.9426 | 7.7708 | 7.5729 | 7.3466 | 7.0906 | 6.8668 | 6.7254 | 6.669 | 6.6996 | 6.7324
F3_Industrial_Industrial - ID_Existing_Space Heating_Natural Gas_Ducting - Repair and Sealing_A | F3 | Industrial | Industrial - ID | Existing | Space Heating | Natural Gas | Ducting - Repair and Sealing | A | RVT | 1.2612 | 1.2612 | 1.2612 | 1.2612 | 1.2612 | 1.2612 | 1.2612 | 1.2612 | 1.2612 | 1.2612 | 1.2612 | 1.2612 | 1.2612 | 1.2612 | 1.2612 | 1.2612 | 1.2612 | 1.2612 | 1.2612 | 1.2612 | 1.2612 | 1.2612 | 1.2612 | 1.2612 | 1.2612 | 1.2612 | 1.2612
F4_Industrial_Industrial - ID_Existing_Space Heating_Natural Gas_Ducting - Repair and Sealing_A | F4 | Industrial | Industrial - ID | Existing | Space Heating | Natural Gas | Ducting - Repair and Sealing | A | RIM | 8.0403 | 8.1518 | 8.2208 | 8.3025 | 8.4641 | 8.6612 | 8.6773 | 8.6734 | 8.6634 | 8.6411 | 8.6076 | 8.5612 | 8.5031 | 8.4265 | 8.3331 | 8.2226 | 8.0921 | 7.9426 | 7.7708 | 7.5729 | 7.3466 | 7.0906 | 6.8668 | 6.7254 | 6.669 | 6.6996 | 6.7324
F1_Industrial_Industrial - ID_Existing_Space Heating_Natural Gas_Building Shell - Air Sealing (Infiltration Control)_A | F1 | Industrial | Industrial - ID | Existing | Space Heating | Natural Gas | Building Shell - Air Sealing (Infiltration Control) | A | TRC | 49.0997 | 49.7579 | 50.0418 | 50.4602 | 51.7494 | 53.6541 | 54.3089 | 55.1147 | 55.9875 | 56.884 | 57.8227 | 58.7927 | 59.5152 | 59.6939 | 59.3265 | 58.3972 | 57.2713 | 55.962 | 54.4344 | 52.6533 | 50.596 | 48.2517 | 46.1791 | 44.8374 | 44.2536 | 44.4509 | 44.6572
F2_Industrial_Industrial - ID_Existing_Space Heating_Natural Gas_Building Shell - Air Sealing (Infiltration Control)_A | F2 | Industrial | Industrial - ID | Existing | Space Heating | Natural Gas | Building Shell - Air Sealing (Infiltration Control) | A | UCT | 93.0616 | 94.3725 | 94.9381 | 95.7714 | 98.3391 | 102.1326 | 103.4367 | 105.0417 | 106.78 | 108.5655 | 110.435 | 112.367 | 113.806 | 114.1618 | 113.4301 | 111.5792 | 109.3369 | 106.7292 | 103.6867 | 100.1394 | 96.0419 | 91.3727 | 87.2448 | 84.5726 | 83.4098 | 83.8029 | 84.2137
F3_Industrial_Industrial - ID_Existing_Space Heating_Natural Gas_Building Shell - Air Sealing (Infiltration Control)_A | F3 | Industrial | Industrial - ID | Existing | Space Heating | Natural Gas | Building Shell - Air Sealing (Infiltration Control) | A | RVT | 2.3742 | 2.3742 | 2.3742 | 2.3742 | 2.3742 | 2.3742 | 2.3742 | 2.3742 | 2.3742 | 2.3742 | 2.3742 | 2.3742 | 2.3742 | 2.3742 | 2.3742 | 2.3742 | 2.3742 | 2.3742 | 2.3742 | 2.3742 | 2.3742 | 2.3742 | 2.3742 | 2.3742 | 2.3742 | 2.3742 | 2.3742
F4_Industrial_Industrial - ID_Existing_Space Heating_Natural Gas_Building Shell - Air Sealing (Infiltration Control)_A | F4 | Industrial | Industrial - ID | Existing | Space Heating | Natural Gas | Building Shell - Air Sealing (Infiltration Control) | A | RIM | 93.0616 | 94.3725 | 94.9381 | 95.7714 | 98.3391 | 102.1326 | 103.4367 | 105.0417 | 106.78 | 108.5655 | 110.435 | 112.367 | 113.806 | 114.1618 | 113.4301 | 111.5792 | 109.3369 | 106.7292 | 103.6867 | 100.1394 | 96.0419 | 91.3727 | 87.2448 | 84.5726 | 83.4098 | 83.8029 | 84.2137
F1_Industrial_Industrial - ID_Existing_Space Heating_Natural Gas_Ventilation - Demand Controlled_A | F1 | Industrial | Industrial - ID | Existing | Space Heating | Natural Gas | Ventilation - Demand Controlled | A | TRC | 1.5779 | 1.5943 | 1.6005 | 1.6098 | 1.6411 | 1.6879 | 1.702 | 1.7198 | 1.7388 | 1.7582 | 1.7783 | 1.7989 | 1.8132 | 1.8138 | 1.8009 | 1.7741 | 1.7425 | 1.7067 | 1.6659 | 1.6191 | 1.566 | 1.5062 | 1.4536 | 1.4195 | 1.4046 | 1.4091 | 1.4142
F2_Industrial_Industrial - ID_Existing_Space Heating_Natural Gas_Ventilation - Demand Controlled_A | F2 | Industrial | Industrial - ID | Existing | Space Heating | Natural Gas | Ventilation - Demand Controlled | A | UCT | 2.3974 | 2.43 | 2.4425 | 2.4608 | 2.5232 | 2.6164 | 2.6447 | 2.68 | 2.718 | 2.7565 | 2.7965 | 2.8376 | 2.866 | 2.8673 | 2.8415 | 2.7882 | 2.7253 | 2.654 | 2.5726 | 2.4796 | 2.3737 | 2.2546 | 2.1499 | 2.082 | 2.0522 | 2.0613 | 2.0714
F3_Industrial_Industrial - ID_Existing_Space Heating_Natural Gas_Ventilation - Demand Controlled_A | F3 | Industrial | Industrial - ID | Existing | Space Heating | Natural Gas | Ventilation - Demand Controlled | A | RVT | 0.37418 | 0.37418 | 0.37418 | 0.37418 | 0.37418 | 0.37418 | 0.37418 | 0.37418 | 0.37418 | 0.37418 | 0.37418 | 0.37418 | 0.37418 | 0.37418 | 0.37418 | 0.37418 | 0.37418 | 0.37418 | 0.37418 | 0.37418 | 0.37418 | 0.37418 | 0.37418 | 0.37418 | 0.37418 | 0.37418 | 0.37418
F4_Industrial_Industrial - ID_Existing_Space Heating_Natural Gas_Ventilation - Demand Controlled_A | F4 | Industrial | Industrial - ID | Existing | Space Heating | Natural Gas | Ventilation - Demand Controlled | A | RIM | 2.3974 | 2.43 | 2.4425 | 2.4608 | 2.5232 | 2.6164 | 2.6447 | 2.68 | 2.718 | 2.7565 | 2.7965 | 2.8376 | 2.866 | 2.8673 | 2.8415 | 2.7882 | 2.7253 | 2.654 | 2.5726 | 2.4796 | 2.3737 | 2.2546 | 2.1499 | 2.082 | 2.0522 | 2.0613 | 2.0714
F1_Industrial_Industrial - ID_Existing_Space Heating_Natural Gas_Destratification Fans (HVLS)_A | F1 | Industrial | Industrial - ID | Existing | Space Heating | Natural Gas | Destratification Fans (HVLS) | A | TRC | 132.7486 | 134.7183 | 135.9204 | 137.393 | 140.7353 | 145.42 | 147.4726 | 149.435 | 150.7344 | 151.2203 | 150.8888 | 150.3055 | 149.4927 | 148.3212 | 146.8158 | 144.968 | 142.7133 | 140.0707 | 136.9665 | 133.3263 | 129.1018 | 124.2701 | 120.0146 | 117.3073 | 116.2054 | 116.7582 | 117.3306
F2_Industrial_Industrial - ID_Existing_Space Heating_Natural Gas_Destratification Fans (HVLS)_A | F2 | Industrial | Industrial - ID | Existing | Space Heating | Natural Gas | Destratification Fans (HVLS) | A | UCT | 264.3914 | 268.3143 | 270.7086 | 273.6415 | 280.2983 | 289.6285 | 293.7168 | 297.6252 | 300.2132 | 301.1809 | 300.5207 | 299.359 | 297.7402 | 295.4069 | 292.4086 | 288.7284 | 284.2377 | 278.9746 | 272.792 | 265.542 | 257.1281 | 247.5051 | 239.0295 | 233.6375 | 231.4428 | 232.5439 | 233.6838
F3_Industrial_Industrial - ID_Existing_Space Heating_Natural Gas_Destratification Fans (HVLS)_A | F3 | Industrial | Industrial - ID | Existing | Space Heating | Natural Gas | Destratification Fans (HVLS) | A | RVT | 0 | 0 | 0 | 0 | 0 | 0 | 0 | 0 | 0 | 0 | 0 | 0 | 0 | 0 | 0 | 0 | 0 | 0 | 0 | 0 | 0 | 0 | 0 | 0 | 0 | 0 | 0
F4_Industrial_Industrial - ID_Existing_Space Heating_Natural Gas_Destratification Fans (HVLS)_A | F4 | Industrial | Industrial - ID | Existing | Space Heating | Natural Gas | Destratification Fans (HVLS) | A | RIM | 264.3914 | 268.3143 | 270.7086 | 273.6415 | 280.2983 | 289.6285 | 293.7168 | 297.6252 | 300.2132 | 301.1809 | 300.5207 | 299.359 | 297.7402 | 295.4069 | 292.4086 | 288.7284 | 284.2377 | 278.9746 | 272.792 | 265.542 | 257.1281 | 247.5051 | 239.0295 | 233.6375 | 231.4428 | 232.5439 | 233.6838
F1_Industrial_Industrial - ID_Existing_Space Heating_Natural Gas_Condensing RTU_A | F1 | Industrial | Industrial - ID | Existing | Space Heating | Natural Gas | Condensing RTU | A | TRC | 0.10097 | 0.1028 | 0.10275 | 0.10296 | 0.1065 | 0.11235 | 0.11325 | 0.11464 | 0.11629 | 0.11793 | 0.11961 | 0.12134 | 0.12313 | 0.12484 | 0.12661 | 0.1285 | 0.13042 | 0.13093 | 0.12868 | 0.12348 | 0.11521 | 0.10588 | 0.097634 | 0.092181 | 0.089602 | 0.08997 | 0.090411
F2_Industrial_Industrial - ID_Existing_Space Heating_Natural Gas_Condensing RTU_A | F2 | Industrial | Industrial - ID | Existing | Space Heating | Natural Gas | Condensing RTU | A | UCT | 0.2011 | 0.20474 | 0.20464 | 0.20506 | 0.21211 | 0.22377 | 0.22555 | 0.22832 | 0.23161 | 0.23489 | 0.23823 | 0.24167 | 0.24524 | 0.24865 | 0.25217 | 0.25593 | 0.25976 | 0.26077 | 0.25628 | 0.24593 | 0.22945 | 0.21087 | 0.19446 | 0.18359 | 0.17846 | 0.17919 | 0.18007
F3_Industrial_Industrial - ID_Existing_Space Heating_Natural Gas_Condensing RTU_A | F3 | Industrial | Industrial - ID | Existing | Space Heating | Natural Gas | Condensing RTU | A | RVT | 0 | 0 | 0 | 0 | 0 | 0 | 0 | 0 | 0 | 0 | 0 | 0 | 0 | 0 | 0 | 0 | 0 | 0 | 0 | 0 | 0 | 0 | 0 | 0 | 0 | 0 | 0
F4_Industrial_Industrial - ID_Existing_Space Heating_Natural Gas_Condensing RTU_A | F4 | Industrial | Industrial - ID | Existing | Space Heating | Natural Gas | Condensing RTU | A | RIM | 0.2011 | 0.20474 | 0.20464 | 0.20506 | 0.21211 | 0.22377 | 0.22555 | 0.22832 | 0.23161 | 0.23489 | 0.23823 | 0.24167 | 0.24524 | 0.24865 | 0.25217 | 0.25593 | 0.25976 | 0.26077 | 0.25628 | 0.24593 | 0.22945 | 0.21087 | 0.19446 | 0.18359 | 0.17846 | 0.17919 | 0.18007
F1_Industrial_Industrial - ID_Existing_Space Heating_Natural Gas_Industrial Air Curtains_A | F1 | Industrial | Industrial - ID | Existing | Space Heating | Natural Gas | Industrial Air Curtains | A | TRC | -0.44231 | -0.44887 | -0.45288 | -0.45779 | -0.46892 | -0.48453 | -0.49137 | -0.49791 | -0.50224 | -0.50386 | -0.50275 | -0.50081 | -0.4981 | -0.4942 | -0.48918 | -0.48303 | -0.47551 | -0.46671 | -0.45637 | -0.44424 | -0.43016 | -0.41406 | -0.39988 | -0.39086 | -0.38719 | -0.38903 | -0.39094
F2_Industrial_Industrial - ID_Existing_Space Heating_Natural Gas_Industrial Air Curtains_A | F2 | Industrial | Industrial - ID | Existing | Space Heating | Natural Gas | Industrial Air Curtains | A | UCT | -1.0462 | -1.0617 | -1.0712 | -1.0828 | -1.1091 | -1.1461 | -1.1622 | -1.1777 | -1.188 | -1.1918 | -1.1892 | -1.1846 | -1.1782 | -1.1689 | -1.1571 | -1.1425 | -1.1247 | -1.1039 | -1.0794 | -1.0508 | -1.0175 | -0.97939 | -0.94585 | -0.92451 | -0.91583 | -0.92018 | -0.92469
F3_Industrial_Industrial - ID_Existing_Space Heating_Natural Gas_Industrial Air Curtains_A | F3 | Industrial | Industrial - ID | Existing | Space Heating | Natural Gas | Industrial Air Curtains | A | RVT | 0 | 0 | 0 | 0 | 0 | 0 | 0 | 0 | 0 | 0 | 0 | 0 | 0 | 0 | 0 | 0 | 0 | 0 | 0 | 0 | 0 | 0 | 0 | 0 | 0 | 0 | 0
F4_Industrial_Industrial - ID_Existing_Space Heating_Natural Gas_Industrial Air Curtains_A | F4 | Industrial | Industrial - ID | Existing | Space Heating | Natural Gas | Industrial Air Curtains | A | RIM | -1.0462 | -1.0617 | -1.0712 | -1.0828 | -1.1091 | -1.1461 | -1.1622 | -1.1777 | -1.188 | -1.1918 | -1.1892 | -1.1846 | -1.1782 | -1.1689 | -1.1571 | -1.1425 | -1.1247 | -1.1039 | -1.0794 | -1.0508 | -1.0175 | -0.97939 | -0.94585 | -0.92451 | -0.91583 | -0.92018 | -0.92469
F1_Industrial_Industrial - ID_Existing_Space Heating_Natural Gas_HVAC - Energy Recovery Ventilator_A | F1 | Industrial | Industrial - ID | Existing | Space Heating | Natural Gas | HVAC - Energy Recovery Ventilator | A | TRC | 1.7964 | 1.8241 | 1.8397 | 1.8519 | 1.8782 | 1.9124 | 1.9142 | 1.9174 | 1.9196 | 1.9192 | 1.9164 | 1.9109 | 1.9027 | 1.8906 | 1.8746 | 1.8548 | 1.8304 | 1.8017 | 1.7677 | 1.7277 | 1.6811 | 1.6277 | 1.5807 | 1.5513 | 1.5399 | 1.5473 | 1.5549
F2_Industrial_Industrial - ID_Existing_Space Heating_Natural Gas_HVAC - Energy Recovery Ventilator_A | F2 | Industrial | Industrial - ID | Existing | Space Heating | Natural Gas | HVAC - Energy Recovery Ventilator | A | UCT | 3.5779 | 3.6329 | 3.6641 | 3.6884 | 3.7408 | 3.8088 | 3.8125 | 3.8189 | 3.8232 | 3.8224 | 3.8168 | 3.8058 | 3.7896 | 3.7654 | 3.7336 | 3.6942 | 3.6456 | 3.5884 | 3.5207 | 3.441 | 3.3482 | 3.2418 | 3.1483 | 3.0896 | 3.067 | 3.0817 | 3.0968
F3_Industrial_Industrial - ID_Existing_Space Heating_Natural Gas_HVAC - Energy Recovery Ventilator_A | F3 | Industrial | Industrial - ID | Existing | Space Heating | Natural Gas | HVAC - Energy Recovery Ventilator | A | RVT | 0 | 0 | 0 | 0 | 0 | 0 | 0 | 0 | 0 | 0 | 0 | 0 | 0 | 0 | 0 | 0 | 0 | 0 | 0 | 0 | 0 | 0 | 0 | 0 | 0 | 0 | 0
F4_Industrial_Industrial - ID_Existing_Space Heating_Natural Gas_HVAC - Energy Recovery Ventilator_A | F4 | Industrial | Industrial - ID | Existing | Space Heating | Natural Gas | HVAC - Energy Recovery Ventilator | A | RIM | 3.5779 | 3.6329 | 3.6641 | 3.6884 | 3.7408 | 3.8088 | 3.8125 | 3.8189 | 3.8232 | 3.8224 | 3.8168 | 3.8058 | 3.7896 | 3.7654 | 3.7336 | 3.6942 | 3.6456 | 3.5884 | 3.5207 | 3.441 | 3.3482 | 3.2418 | 3.1483 | 3.0896 | 3.067 | 3.0817 | 3.0968
F1_Industrial_Industrial - ID_Existing_Space Heating_Natural Gas_Thermostat - Connected_A | F1 | Industrial | Industrial - ID | Existing | Space Heating | Natural Gas | Thermostat - Connected | A | TRC | 146.2193 | 148.8125 | 148.7608 | 149.1574 | 154.4219 | 163.08 | 164.6251 | 166.9267 | 169.6573 | 172.4255 | 175.2855 | 178.2681 | 181.3797 | 184.4177 | 187.5894 | 190.9639 | 194.4134 | 195.7395 | 192.8988 | 185.5851 | 173.5766 | 159.9204 | 147.7896 | 139.7646 | 135.9972 | 136.6182 | 137.2869
F2_Industrial_Industrial - ID_Existing_Space Heating_Natural Gas_Thermostat - Connected_A | F2 | Industrial | Industrial - ID | Existing | Space Heating | Natural Gas | Thermostat - Connected | A | UCT | 290.8189 | 295.9839 | 295.8808 | 296.6707 | 307.156 | 324.3999 | 327.4773 | 332.0612 | 337.4998 | 343.0131 | 348.7094 | 354.6497 | 360.847 | 366.8977 | 373.2146 | 379.9355 | 386.8057 | 389.4469 | 383.7891 | 369.2227 | 345.3057 | 318.107 | 293.9466 | 277.9634 | 270.4599 | 271.6968 | 273.0286
F3_Industrial_Industrial - ID_Existing_Space Heating_Natural Gas_Thermostat - Connected_A | F3 | Industrial | Industrial - ID | Existing | Space Heating | Natural Gas | Thermostat - Connected | A | RVT | 0.20162 | 0.20162 | 0.20162 | 0.20162 | 0.20162 | 0.20162 | 0.20162 | 0.20162 | 0.20162 | 0.20162 | 0.20162 | 0.20162 | 0.20162 | 0.20162 | 0.20162 | 0.20162 | 0.20162 | 0.20162 | 0.20162 | 0.20162 | 0.20162 | 0.20162 | 0.20162 | 0.20162 | 0.20162 | 0.20162 | 0.20162
F4_Industrial_Industrial - ID_Existing_Space Heating_Natural Gas_Thermostat - Connected_A | F4 | Industrial | Industrial - ID | Existing | Space Heating | Natural Gas | Thermostat - Connected | A | RIM | 290.8189 | 295.9839 | 295.8808 | 296.6707 | 307.156 | 324.3999 | 327.4773 | 332.0612 | 337.4998 | 343.0131 | 348.7094 | 354.6497 | 360.847 | 366.8977 | 373.2146 | 379.9355 | 386.8057 | 389.4469 | 383.7891 | 369.2227 | 345.3057 | 318.107 | 293.9466 | 277.9634 | 270.4599 | 271.6968 | 273.0286
F1_Industrial_Industrial - ID_Existing_Space Heating_Natural Gas_Gas Boiler - Maintenance_A | F1 | Industrial | Industrial - ID | Existing | Space Heating | Natural Gas | Gas Boiler - Maintenance | A | TRC | 1.8616 | 1.8358 | 1.7181 | 1.7236 | 1.8088 | 1.9549 | 1.9668 | 1.9937 | 2.0262 | 2.0572 | 2.0925 | 2.1296 | 2.1694 | 2.2083 | 2.2466 | 2.2869 | 2.3291 | 2.3761 | 2.4249 | 2.4224 | 2.3256 | 2.1307 | 1.8957 | 1.7385 | 1.6624 | 1.6701 | 1.6783
F2_Industrial_Industrial - ID_Existing_Space Heating_Natural Gas_Gas Boiler - Maintenance_A | F2 | Industrial | Industrial - ID | Existing | Space Heating | Natural Gas | Gas Boiler - Maintenance | A | UCT | 4.4069 | 4.3458 | 4.0672 | 4.0803 | 4.2819 | 4.6277 | 4.6559 | 4.7197 | 4.7967 | 4.8699 | 4.9536 | 5.0413 | 5.1356 | 5.2276 | 5.3182 | 5.4137 | 5.5137 | 5.6249 | 5.7404 | 5.7346 | 5.5053 | 5.0439 | 4.4877 | 4.1155 | 3.9353 | 3.9536 | 3.973
F3_Industrial_Industrial - ID_Existing_Space Heating_Natural Gas_Gas Boiler - Maintenance_A | F3 | Industrial | Industrial - ID | Existing | Space Heating | Natural Gas | Gas Boiler - Maintenance | A | RVT | 0 | 0 | 0 | 0 | 0 | 0 | 0 | 0 | 0 | 0 | 0 | 0 | 0 | 0 | 0 | 0 | 0 | 0 | 0 | 0 | 0 | 0 | 0 | 0 | 0 | 0 | 0
F4_Industrial_Industrial - ID_Existing_Space Heating_Natural Gas_Gas Boiler - Maintenance_A | F4 | Industrial | Industrial - ID | Existing | Space Heating | Natural Gas | Gas Boiler - Maintenance | A | RIM | 4.4069 | 4.3458 | 4.0672 | 4.0803 | 4.2819 | 4.6277 | 4.6559 | 4.7197 | 4.7967 | 4.8699 | 4.9536 | 5.0413 | 5.1356 | 5.2276 | 5.3182 | 5.4137 | 5.5137 | 5.6249 | 5.7404 | 5.7346 | 5.5053 | 5.0439 | 4.4877 | 4.1155 | 3.9353 | 3.9536 | 3.973
F1_Industrial_Industrial - ID_Existing_Space Heating_Natural Gas_Gas Furnace - Maintenance_A | F1 | Industrial | Industrial - ID | Existing | Space Heating | Natural Gas | Gas Furnace - Maintenance | A | TRC | 1.8657 | 1.8429 | 1.7265 | 1.7324 | 1.8172 | 1.9624 | 1.9719 | 1.9955 | 2.024 | 2.0499 | 2.0795 | 2.11 | 2.1424 | 2.1731 | 2.2024 | 2.233 | 2.2647 | 2.3006 | 2.3382 | 2.3269 | 2.226 | 2.0326 | 1.8027 | 1.6481 | 1.5727 | 1.5785 | 1.5862
F2_Industrial_Industrial - ID_Existing_Space Heating_Natural Gas_Gas Furnace - Maintenance_A | F2 | Industrial | Industrial - ID | Existing | Space Heating | Natural Gas | Gas Furnace - Maintenance | A | UCT | 4.4167 | 4.3627 | 4.0872 | 4.101 | 4.3019 | 4.6457 | 4.668 | 4.724 | 4.7913 | 4.8528 | 4.9228 | 4.9949 | 5.0717 | 5.1443 | 5.2137 | 5.2862 | 5.3612 | 5.4462 | 5.5351 | 5.5084 | 5.2696 | 4.8118 | 4.2676 | 3.9016 | 3.723 | 3.7366 | 3.755
F3_Industrial_Industrial - ID_Existing_Space Heating_Natural Gas_Gas Furnace - Maintenance_A | F3 | Industrial | Industrial - ID | Existing | Space Heating | Natural Gas | Gas Furnace - Maintenance | A | RVT | 0 | 0 | 0 | 0 | 0 | 0 | 0 | 0 | 0 | 0 | 0 | 0 | 0 | 0 | 0 | 0 | 0 | 0 | 0 | 0 | 0 | 0 | 0 | 0 | 0 | 0 | 0
F4_Industrial_Industrial - ID_Existing_Space Heating_Natural Gas_Gas Furnace - Maintenance_A | F4 | Industrial | Industrial - ID | Existing | Space Heating | Natural Gas | Gas Furnace - Maintenance | A | RIM | 4.4167 | 4.3627 | 4.0872 | 4.101 | 4.3019 | 4.6457 | 4.668 | 4.724 | 4.7913 | 4.8528 | 4.9228 | 4.9949 | 5.0717 | 5.1443 | 5.2137 | 5.2862 | 5.3612 | 5.4462 | 5.5351 | 5.5084 | 5.2696 | 4.8118 | 4.2676 | 3.9016 | 3.723 | 3.7366 | 3.755
F1_Industrial_Industrial - ID_Existing_Space Heating_Natural Gas_Gas Furnace - Tube Inserts_A | F1 | Industrial | Industrial - ID | Existing | Space Heating | Natural Gas | Gas Furnace - Tube Inserts | A | TRC | 0 | 0 | 0 | 0 | 0 | 0 | 0 | 0 | 0 | 0 | 0 | 0 | 0 | 0 | 0 | 0 | 0 | 0 | 0 | 0 | 0 | 0 | 0 | 0 | 0 | 0 | 0
F2_Industrial_Industrial - ID_Existing_Space Heating_Natural Gas_Gas Furnace - Tube Inserts_A | F2 | Industrial | Industrial - ID | Existing | Space Heating | Natural Gas | Gas Furnace - Tube Inserts | A | UCT | 0 | 0 | 0 | 0 | 0 | 0 | 0 | 0 | 0 | 0 | 0 | 0 | 0 | 0 | 0 | 0 | 0 | 0 | 0 | 0 | 0 | 0 | 0 | 0 | 0 | 0 | 0
F3_Industrial_Industrial - ID_Existing_Space Heating_Natural Gas_Gas Furnace - Tube Inserts_A | F3 | Industrial | Industrial - ID | Existing | Space Heating | Natural Gas | Gas Furnace - Tube Inserts | A | RVT | 0 | 0 | 0 | 0 | 0 | 0 | 0 | 0 | 0 | 0 | 0 | 0 | 0 | 0 | 0 | 0 | 0 | 0 | 0 | 0 | 0 | 0 | 0 | 0 | 0 | 0 | 0
F4_Industrial_Industrial - ID_Existing_Space Heating_Natural Gas_Gas Furnace - Tube Inserts_A | F4 | Industrial | Industrial - ID | Existing | Space Heating | Natural Gas | Gas Furnace - Tube Inserts | A | RIM | 0 | 0 | 0 | 0 | 0 | 0 | 0 | 0 | 0 | 0 | 0 | 0 | 0 | 0 | 0 | 0 | 0 | 0 | 0 | 0 | 0 | 0 | 0 | 0 | 0 | 0 | 0
F1_Industrial_Industrial - ID_Existing_Space Heating_Natural Gas_Gas Boiler - Burner Control Optimization_A | F1 | Industrial | Industrial - ID | Existing | Space Heating | Natural Gas | Gas Boiler - Burner Control Optimization | A | TRC | 3.6861 | 3.742 | 3.7804 | 3.8263 | 3.9097 | 4.0095 | 4.0274 | 4.036 | 4.0424 | 4.0434 | 4.0392 | 4.0291 | 4.0132 | 3.9885 | 3.9554 | 3.9137 | 3.8617 | 3.7999 | 3.7263 | 3.6391 | 3.537 | 3.4194 | 3.3159 | 3.2506 | 3.2251 | 3.2407 | 3.2566
F2_Industrial_Industrial - ID_Existing_Space Heating_Natural Gas_Gas Boiler - Burner Control Optimization_A | F2 | Industrial | Industrial - ID | Existing | Space Heating | Natural Gas | Gas Boiler - Burner Control Optimization | A | UCT | 8.7261 | 8.8584 | 8.9492 | 9.058 | 9.2553 | 9.4917 | 9.5339 | 9.5544 | 9.5695 | 9.5718 | 9.562 | 9.5379 | 9.5004 | 9.4419 | 9.3635 | 9.2648 | 9.1418 | 8.9954 | 8.8213 | 8.6148 | 8.373 | 8.0947 | 7.8496 | 7.6951 | 7.6347 | 7.6716 | 7.7093
F3_Industrial_Industrial - ID_Existing_Space Heating_Natural Gas_Gas Boiler - Burner Control Optimization_A | F3 | Industrial | Industrial - ID | Existing | Space Heating | Natural Gas | Gas Boiler - Burner Control Optimization | A | RVT | 0 | 0 | 0 | 0 | 0 | 0 | 0 | 0 | 0 | 0 | 0 | 0 | 0 | 0 | 0 | 0 | 0 | 0 | 0 | 0 | 0 | 0 | 0 | 0 | 0 | 0 | 0
F4_Industrial_Industrial - ID_Existing_Space Heating_Natural Gas_Gas Boiler - Burner Control Optimization_A | F4 | Industrial | Industrial - ID | Existing | Space Heating | Natural Gas | Gas Boiler - Burner Control Optimization | A | RIM | 8.7261 | 8.8584 | 8.9492 | 9.058 | 9.2553 | 9.4917 | 9.5339 | 9.5544 | 9.5695 | 9.5718 | 9.562 | 9.5379 | 9.5004 | 9.4419 | 9.3635 | 9.2648 | 9.1418 | 8.9954 | 8.8213 | 8.6148 | 8.373 | 8.0947 | 7.8496 | 7.6951 | 7.6347 | 7.6716 | 7.7093
F1_Industrial_Industrial - ID_Existing_Space Heating_Natural Gas_Gas Boiler - High Turndown Burner_A | F1 | Industrial | Industrial - ID | Existing | Space Heating | Natural Gas | Gas Boiler - High Turndown Burner | A | TRC | 3.7943 | 3.8503 | 3.885 | 3.928 | 4.0251 | 4.161 | 4.2222 | 4.2811 | 4.3213 | 4.3382 | 4.3318 | 4.3183 | 4.2983 | 4.2679 | 4.2278 | 4.1778 | 4.1158 | 4.0424 | 3.9554 | 3.8526 | 3.7325 | 3.5945 | 3.4728 | 3.3953 | 3.364 | 3.3802 | 3.3968
F2_Industrial_Industrial - ID_Existing_Space Heating_Natural Gas_Gas Boiler - High Turndown Burner_A | F2 | Industrial | Industrial - ID | Existing | Space Heating | Natural Gas | Gas Boiler - High Turndown Burner | A | UCT | 8.9822 | 9.1148 | 9.1968 | 9.2988 | 9.5285 | 9.8502 | 9.9951 | 10.1346 | 10.2296 | 10.2698 | 10.2546 | 10.2227 | 10.1752 | 10.1033 | 10.0084 | 9.8899 | 9.7433 | 9.5696 | 9.3636 | 9.1202 | 8.8359 | 8.5093 | 8.221 | 8.0377 | 7.9635 | 8.002 | 8.0412
F3_Industrial_Industrial - ID_Existing_Space Heating_Natural Gas_Gas Boiler - High Turndown Burner_A | F3 | Industrial | Industrial - ID | Existing | Space Heating | Natural Gas | Gas Boiler - High Turndown Burner | A | RVT | 0 | 0 | 0 | 0 | 0 | 0 | 0 | 0 | 0 | 0 | 0 | 0 | 0 | 0 | 0 | 0 | 0 | 0 | 0 | 0 | 0 | 0 | 0 | 0 | 0 | 0 | 0
F4_Industrial_Industrial - ID_Existing_Space Heating_Natural Gas_Gas Boiler - High Turndown Burner_A | F4 | Industrial | Industrial - ID | Existing | Space Heating | Natural Gas | Gas Boiler - High Turndown Burner | A | RIM | 8.9822 | 9.1148 | 9.1968 | 9.2988 | 9.5285 | 9.8502 | 9.9951 | 10.1346 | 10.2296 | 10.2698 | 10.2546 | 10.2227 | 10.1752 | 10.1033 | 10.0084 | 9.8899 | 9.7433 | 9.5696 | 9.3636 | 9.1202 | 8.8359 | 8.5093 | 8.221 | 8.0377 | 7.9635 | 8.002 | 8.0412
F1_Industrial_Industrial - ID_Existing_Space Heating_Natural Gas_Gas Boiler - Hot Water Reset_A | F1 | Industrial | Industrial - ID | Existing | Space Heating | Natural Gas | Gas Boiler - Hot Water Reset | A | TRC | 16.9833 | 17.2465 | 17.3985 | 17.5198 | 17.7755 | 18.1059 | 18.1329 | 18.1737 | 18.2049 | 18.2127 | 18.1983 | 18.158 | 18.0932 | 17.9899 | 17.8506 | 17.674 | 17.4531 | 17.1896 | 16.8754 | 16.5022 | 16.0646 | 15.5603 | 15.1166 | 14.8383 | 14.732 | 14.8033 | 14.8758
F2_Industrial_Industrial - ID_Existing_Space Heating_Natural Gas_Gas Boiler - Hot Water Reset_A | F2 | Industrial | Industrial - ID | Existing | Space Heating | Natural Gas | Gas Boiler - Hot Water Reset | A | UCT | 40.2043 | 40.8273 | 41.1871 | 41.4742 | 42.0797 | 42.8618 | 42.9258 | 43.0221 | 43.0961 | 43.1145 | 43.0805 | 42.9851 | 42.8316 | 42.5871 | 42.2573 | 41.8393 | 41.3164 | 40.6927 | 39.9488 | 39.0652 | 38.0295 | 36.8356 | 35.7851 | 35.1263 | 34.8747 | 35.0435 | 35.2153
F3_Industrial_Industrial - ID_Existing_Space Heating_Natural Gas_Gas Boiler - Hot Water Reset_A | F3 | Industrial | Industrial - ID | Existing | Space Heating | Natural Gas | Gas Boiler - Hot Water Reset | A | RVT | 0 | 0 | 0 | 0 | 0 | 0 | 0 | 0 | 0 | 0 | 0 | 0 | 0 | 0 | 0 | 0 | 0 | 0 | 0 | 0 | 0 | 0 | 0 | 0 | 0 | 0 | 0
F4_Industrial_Industrial - ID_Existing_Space Heating_Natural Gas_Gas Boiler - Hot Water Reset_A | F4 | Industrial | Industrial - ID | Existing | Space Heating | Natural Gas | Gas Boiler - Hot Water Reset | A | RIM | 40.2043 | 40.8273 | 41.1871 | 41.4742 | 42.0797 | 42.8618 | 42.9258 | 43.0221 | 43.0961 | 43.1145 | 43.0805 | 42.9851 | 42.8316 | 42.5871 | 42.2573 | 41.8393 | 41.3164 | 40.6927 | 39.9488 | 39.0652 | 38.0295 | 36.8356 | 35.7851 | 35.1263 | 34.8747 | 35.0435 | 35.2153
F1_Industrial_Industrial - ID_Existing_Space Heating_Natural Gas_Gas Boiler - Insulate Hot Water Lines_A | F1 | Industrial | Industrial - ID | Existing | Space Heating | Natural Gas | Gas Boiler - Insulate Hot Water Lines | A | TRC | 1.4562 | 1.4762 | 1.4864 | 1.5004 | 1.5398 | 1.5975 | 1.6189 | 1.6451 | 1.6739 | 1.7035 | 1.7345 | 1.7583 | 1.7689 | 1.764 | 1.7434 | 1.7181 | 1.687 | 1.6505 | 1.6074 | 1.5568 | 1.4978 | 1.4303 | 1.3706 | 1.3321 | 1.3156 | 1.3219 | 1.3284
F2_Industrial_Industrial - ID_Existing_Space Heating_Natural Gas_Gas Boiler - Insulate Hot Water Lines_A | F2 | Industrial | Industrial - ID | Existing | Space Heating | Natural Gas | Gas Boiler - Insulate Hot Water Lines | A | UCT | 3.4472 | 3.4946 | 3.5187 | 3.5519 | 3.6451 | 3.7817 | 3.8323 | 3.8945 | 3.9625 | 4.0327 | 4.106 | 4.1625 | 4.1875 | 4.1758 | 4.1272 | 4.0672 | 3.9937 | 3.9072 | 3.8052 | 3.6853 | 3.5458 | 3.386 | 3.2445 | 3.1533 | 3.1144 | 3.1294 | 3.1447
F3_Industrial_Industrial - ID_Existing_Space Heating_Natural Gas_Gas Boiler - Insulate Hot Water Lines_A | F3 | Industrial | Industrial - ID | Existing | Space Heating | Natural Gas | Gas Boiler - Insulate Hot Water Lines | A | RVT | 0 | 0 | 0 | 0 | 0 | 0 | 0 | 0 | 0 | 0 | 0 | 0 | 0 | 0 | 0 | 0 | 0 | 0 | 0 | 0 | 0 | 0 | 0 | 0 | 0 | 0 | 0
F4_Industrial_Industrial - ID_Existing_Space Heating_Natural Gas_Gas Boiler - Insulate Hot Water Lines_A | F4 | Industrial | Industrial - ID | Existing | Space Heating | Natural Gas | Gas Boiler - Insulate Hot Water Lines | A | RIM | 3.4472 | 3.4946 | 3.5187 | 3.5519 | 3.6451 | 3.7817 | 3.8323 | 3.8945 | 3.9625 | 4.0327 | 4.106 | 4.1625 | 4.1875 | 4.1758 | 4.1272 | 4.0672 | 3.9937 | 3.9072 | 3.8052 | 3.6853 | 3.5458 | 3.386 | 3.2445 | 3.1533 | 3.1144 | 3.1294 | 3.1447
F1_Industrial_Industrial - ID_Existing_Space Heating_Natural Gas_Gas Boiler - Insulate Steam Lines/Condensate Tank_A | F1 | Industrial | Industrial - ID | Existing | Space Heating | Natural Gas | Gas Boiler - Insulate Steam Lines/Condensate Tank | A | TRC | 5.0706 | 5.1454 | 5.1917 | 5.2493 | 5.379 | 5.5606 | 5.6424 | 5.7211 | 5.7748 | 5.7975 | 5.7889 | 5.7709 | 5.7441 | 5.7034 | 5.6499 | 5.583 | 5.5002 | 5.4022 | 5.2859 | 5.1485 | 4.988 | 4.8036 | 4.6409 | 4.5374 | 4.4955 | 4.5172 | 4.5394
F2_Industrial_Industrial - ID_Existing_Space Heating_Natural Gas_Gas Boiler - Insulate Steam Lines/Condensate Tank_A | F2 | Industrial | Industrial - ID | Existing | Space Heating | Natural Gas | Gas Boiler - Insulate Steam Lines/Condensate Tank | A | UCT | 12.0035 | 12.1807 | 12.2903 | 12.4266 | 12.7336 | 13.1634 | 13.3571 | 13.5435 | 13.6706 | 13.7242 | 13.7039 | 13.6612 | 13.5978 | 13.5016 | 13.3749 | 13.2166 | 13.0206 | 12.7884 | 12.5132 | 12.1879 | 11.8081 | 11.3715 | 10.9863 | 10.7413 | 10.6422 | 10.6936 | 10.746
F3_Industrial_Industrial - ID_Existing_Space Heating_Natural Gas_Gas Boiler - Insulate Steam Lines/Condensate Tank_A | F3 | Industrial | Industrial - ID | Existing | Space Heating | Natural Gas | Gas Boiler - Insulate Steam Lines/Condensate Tank | A | RVT | 0 | 0 | 0 | 0 | 0 | 0 | 0 | 0 | 0 | 0 | 0 | 0 | 0 | 0 | 0 | 0 | 0 | 0 | 0 | 0 | 0 | 0 | 0 | 0 | 0 | 0 | 0
F4_Industrial_Industrial - ID_Existing_Space Heating_Natural Gas_Gas Boiler - Insulate Steam Lines/Condensate Tank_A | F4 | Industrial | Industrial - ID | Existing | Space Heating | Natural Gas | Gas Boiler - Insulate Steam Lines/Condensate Tank | A | RIM | 12.0035 | 12.1807 | 12.2903 | 12.4266 | 12.7336 | 13.1634 | 13.3571 | 13.5435 | 13.6706 | 13.7242 | 13.7039 | 13.6612 | 13.5978 | 13.5016 | 13.3749 | 13.2166 | 13.0206 | 12.7884 | 12.5132 | 12.1879 | 11.8081 | 11.3715 | 10.9863 | 10.7413 | 10.6422 | 10.6936 | 10.746
F1_Industrial_Industrial - ID_Existing_Space Heating_Natural Gas_Gas Boiler - Stack Economizer_A | F1 | Industrial | Industrial - ID | Existing | Space Heating | Natural Gas | Gas Boiler - Stack Economizer | A | TRC | 0.98415 | 0.99868 | 1.0077 | 1.0188 | 1.044 | 1.0793 | 1.0951 | 1.1104 | 1.1208 | 1.1252 | 1.1236 | 1.1201 | 1.1149 | 1.107 | 1.0966 | 1.0836 | 1.0675 | 1.0485 | 1.0259 | 0.99927 | 0.96813 | 0.93234 | 0.90075 | 0.88067 | 0.87254 | 0.87675 | 0.88105
F2_Industrial_Industrial - ID_Existing_Space Heating_Natural Gas_Gas Boiler - Stack Economizer_A | F2 | Industrial | Industrial - ID | Existing | Space Heating | Natural Gas | Gas Boiler - Stack Economizer | A | UCT | 2.3298 | 2.3641 | 2.3854 | 2.4119 | 2.4715 | 2.5549 | 2.5925 | 2.6287 | 2.6533 | 2.6637 | 2.6598 | 2.6515 | 2.6392 | 2.6205 | 2.5959 | 2.5652 | 2.5272 | 2.4821 | 2.4287 | 2.3656 | 2.2918 | 2.2071 | 2.1323 | 2.0848 | 2.0655 | 2.0755 | 2.0857
F3_Industrial_Industrial - ID_Existing_Space Heating_Natural Gas_Gas Boiler - Stack Economizer_A | F3 | Industrial | Industrial - ID | Existing | Space Heating | Natural Gas | Gas Boiler - Stack Economizer | A | RVT | 0 | 0 | 0 | 0 | 0 | 0 | 0 | 0 | 0 | 0 | 0 | 0 | 0 | 0 | 0 | 0 | 0 | 0 | 0 | 0 | 0 | 0 | 0 | 0 | 0 | 0 | 0
F4_Industrial_Industrial - ID_Existing_Space Heating_Natural Gas_Gas Boiler - Stack Economizer_A | F4 | Industrial | Industrial - ID | Existing | Space Heating | Natural Gas | Gas Boiler - Stack Economizer | A | RIM | 2.3298 | 2.3641 | 2.3854 | 2.4119 | 2.4715 | 2.5549 | 2.5925 | 2.6287 | 2.6533 | 2.6637 | 2.6598 | 2.6515 | 2.6392 | 2.6205 | 2.5959 | 2.5652 | 2.5272 | 2.4821 | 2.4287 | 2.3656 | 2.2918 | 2.2071 | 2.1323 | 2.0848 | 2.0655 | 2.0755 | 2.0857
F1_Industrial_Industrial - ID_Existing_Space Heating_Natural Gas_Gas Boiler - Steam Trap Replacement_A | F1 | Industrial | Industrial - ID | Existing | Space Heating | Natural Gas | Gas Boiler - Steam Trap Replacement | A | TRC | 2333.9085 | 2365.2152 | 2366.534 | 2377.4392 | 2453.8924 | 2577.0823 | 2603.6292 | 2643.4897 | 2688.3118 | 2733.64 | 2781.5406 | 2830.3012 | 2882.283 | 2934.6348 | 2989.3559 | 3046.6317 | 3075.3011 | 3052.2776 | 2973.334 | 2834.4132 | 2673.5602 | 2490.1231 | 2327.0316 | 2219.6556 | 2170.1857 | 2180.5175 | 2191.2063
F2_Industrial_Industrial - ID_Existing_Space Heating_Natural Gas_Gas Boiler - Steam Trap Replacement_A | F2 | Industrial | Industrial - ID | Existing | Space Heating | Natural Gas | Gas Boiler - Steam Trap Replacement | A | UCT | 5525.0133 | 5599.125 | 5602.2469 | 5628.0626 | 5809.0487 | 6100.6738 | 6163.5176 | 6257.8785 | 6363.9849 | 6471.2896 | 6584.6836 | 6700.1136 | 6823.169 | 6947.1003 | 7076.6405 | 7212.2284 | 7280.0969 | 7225.5938 | 7038.7122 | 6709.8478 | 6329.0638 | 5894.8169 | 5508.7339 | 5254.5447 | 5137.4357 | 5161.8939 | 5187.1973
F3_Industrial_Industrial - ID_Existing_Space Heating_Natural Gas_Gas Boiler - Steam Trap Replacement_A | F3 | Industrial | Industrial - ID | Existing | Space Heating | Natural Gas | Gas Boiler - Steam Trap Replacement | A | RVT | 0 | 0 | 0 | 0 | 0 | 0 | 0 | 0 | 0 | 0 | 0 | 0 | 0 | 0 | 0 | 0 | 0 | 0 | 0 | 0 | 0 | 0 | 0 | 0 | 0 | 0 | 0
F4_Industrial_Industrial - ID_Existing_Space Heating_Natural Gas_Gas Boiler - Steam Trap Replacement_A | F4 | Industrial | Industrial - ID | Existing | Space Heating | Natural Gas | Gas Boiler - Steam Trap Replacement | A | RIM | 5525.0133 | 5599.125 | 5602.2469 | 5628.0626 | 5809.0487 | 6100.6738 | 6163.5176 | 6257.8785 | 6363.9849 | 6471.2896 | 6584.6836 | 6700.1136 | 6823.169 | 6947.1003 | 7076.6405 | 7212.2284 | 7280.0969 | 7225.5938 | 7038.7122 | 6709.8478 | 6329.0638 | 5894.8169 | 5508.7339 | 5254.5447 | 5137.4357 | 5161.8939 | 5187.1973
F1_Industrial_Industrial - ID_Existing_Process_Natural Gas_Process Boiler - Hot Water Reset_A | F1 | Industrial | Industrial - ID | Existing | Process | Natural Gas | Process Boiler - Hot Water Reset | A | TRC | 101.7527 | 102.9769 | 104.1392 | 105.0731 | 106.785 | 108.9245 | 109.2624 | 109.6721 | 110.016 | 110.21 | 110.2615 | 110.1465 | 109.8735 | 109.3579 | 108.6134 | 107.6327 | 106.3721 | 104.8418 | 102.9921 | 100.7724 | 98.1505 | 95.111 | 92.4302 | 90.7501 | 90.1127 | 90.5544 | 90.9983
F2_Industrial_Industrial - ID_Existing_Process_Natural Gas_Process Boiler - Hot Water Reset_A | F2 | Industrial | Industrial - ID | Existing | Process | Natural Gas | Process Boiler - Hot Water Reset | A | UCT | 202.6577 | 205.0959 | 207.4108 | 209.271 | 212.6804 | 216.9416 | 217.6146 | 218.4307 | 219.1155 | 219.502 | 219.6045 | 219.3755 | 218.8318 | 217.8048 | 216.3221 | 214.3688 | 211.858 | 208.8103 | 205.1263 | 200.7053 | 195.4834 | 189.4297 | 184.0905 | 180.7443 | 179.4747 | 180.3545 | 181.2386
F3_Industrial_Industrial - ID_Existing_Process_Natural Gas_Process Boiler - Hot Water Reset_A | F3 | Industrial | Industrial - ID | Existing | Process | Natural Gas | Process Boiler - Hot Water Reset | A | RVT | 0 | 0 | 0 | 0 | 0 | 0 | 0 | 0 | 0 | 0 | 0 | 0 | 0 | 0 | 0 | 0 | 0 | 0 | 0 | 0 | 0 | 0 | 0 | 0 | 0 | 0 | 0
F4_Industrial_Industrial - ID_Existing_Process_Natural Gas_Process Boiler - Hot Water Reset_A | F4 | Industrial | Industrial - ID | Existing | Process | Natural Gas | Process Boiler - Hot Water Reset | A | RIM | 202.6577 | 205.0959 | 207.4108 | 209.271 | 212.6804 | 216.9416 | 217.6146 | 218.4307 | 219.1155 | 219.502 | 219.6045 | 219.3755 | 218.8318 | 217.8048 | 216.3221 | 214.3688 | 211.858 | 208.8103 | 205.1263 | 200.7053 | 195.4834 | 189.4297 | 184.0905 | 180.7443 | 179.4747 | 180.3545 | 181.2386
F1_Industrial_Industrial - ID_Existing_Process_Natural Gas_Process Boiler - Burner Control Optimization_A | F1 | Industrial | Industrial - ID | Existing | Process | Natural Gas | Process Boiler - Burner Control Optimization | A | TRC | 22.0633 | 22.3146 | 22.6013 | 22.925 | 23.4672 | 24.1044 | 24.2524 | 24.3422 | 24.4167 | 24.4565 | 24.4633 | 24.4315 | 24.3632 | 24.2387 | 24.0613 | 23.8291 | 23.5322 | 23.1729 | 22.7396 | 22.2207 | 21.6087 | 20.9001 | 20.2744 | 19.8802 | 19.7273 | 19.824 | 19.9212
F2_Industrial_Industrial - ID_Existing_Process_Natural Gas_Process Boiler - Burner Control Optimization_A | F2 | Industrial | Industrial - ID | Existing | Process | Natural Gas | Process Boiler - Burner Control Optimization | A | UCT | 43.9428 | 44.4433 | 45.0143 | 45.659 | 46.7389 | 48.008 | 48.3028 | 48.4815 | 48.6299 | 48.7092 | 48.7227 | 48.6595 | 48.5235 | 48.2755 | 47.9221 | 47.4597 | 46.8683 | 46.1527 | 45.2897 | 44.2562 | 43.0374 | 41.626 | 40.3799 | 39.5949 | 39.2902 | 39.4828 | 39.6764
F3_Industrial_Industrial - ID_Existing_Process_Natural Gas_Process Boiler - Burner Control Optimization_A | F3 | Industrial | Industrial - ID | Existing | Process | Natural Gas | Process Boiler - Burner Control Optimization | A | RVT | 0 | 0 | 0 | 0 | 0 | 0 | 0 | 0 | 0 | 0 | 0 | 0 | 0 | 0 | 0 | 0 | 0 | 0 | 0 | 0 | 0 | 0 | 0 | 0 | 0 | 0 | 0
F4_Industrial_Industrial - ID_Existing_Process_Natural Gas_Process Boiler - Burner Control Optimization_A | F4 | Industrial | Industrial - ID | Existing | Process | Natural Gas | Process Boiler - Burner Control Optimization | A | RIM | 43.9428 | 44.4433 | 45.0143 | 45.659 | 46.7389 | 48.008 | 48.3028 | 48.4815 | 48.6299 | 48.7092 | 48.7227 | 48.6595 | 48.5235 | 48.2755 | 47.9221 | 47.4597 | 46.8683 | 46.1527 | 45.2897 | 44.2562 | 43.0374 | 41.626 | 40.3799 | 39.5949 | 39.2902 | 39.4828 | 39.6764
F1_Industrial_Industrial - ID_Existing_Process_Natural Gas_Process Boiler - Insulate Hot Water Lines_A | F1 | Industrial | Industrial - ID | Existing | Process | Natural Gas | Process Boiler - Insulate Hot Water Lines | A | TRC | 8.6865 | 8.7535 | 8.8395 | 8.9441 | 9.1982 | 9.5609 | 9.7089 | 9.8858 | 10.0771 | 10.274 | 10.4784 | 10.6393 | 10.7184 | 10.7022 | 10.5903 | 10.448 | 10.2696 | 10.0565 | 9.8024 | 9.5006 | 9.1472 | 8.74 | 8.3789 | 8.1461 | 8.047 | 8.0865 | 8.1261
F2_Industrial_Industrial - ID_Existing_Process_Natural Gas_Process Boiler - Insulate Hot Water Lines_A | F2 | Industrial | Industrial - ID | Existing | Process | Natural Gas | Process Boiler - Insulate Hot Water Lines | A | UCT | 17.3007 | 17.4341 | 17.6055 | 17.8137 | 18.3198 | 19.0421 | 19.3369 | 19.6893 | 20.0703 | 20.4625 | 20.8695 | 21.19 | 21.3476 | 21.3153 | 21.0924 | 20.8089 | 20.4536 | 20.0293 | 19.5231 | 18.9221 | 18.2182 | 17.4073 | 16.6879 | 16.2243 | 16.0271 | 16.1056 | 16.1846
F3_Industrial_Industrial - ID_Existing_Process_Natural Gas_Process Boiler - Insulate Hot Water Lines_A | F3 | Industrial | Industrial - ID | Existing | Process | Natural Gas | Process Boiler - Insulate Hot Water Lines | A | RVT | 0 | 0 | 0 | 0 | 0 | 0 | 0 | 0 | 0 | 0 | 0 | 0 | 0 | 0 | 0 | 0 | 0 | 0 | 0 | 0 | 0 | 0 | 0 | 0 | 0 | 0 | 0
F4_Industrial_Industrial - ID_Existing_Process_Natural Gas_Process Boiler - Insulate Hot Water Lines_A | F4 | Industrial | Industrial - ID | Existing | Process | Natural Gas | Process Boiler - Insulate Hot Water Lines | A | RIM | 17.3007 | 17.4341 | 17.6055 | 17.8137 | 18.3198 | 19.0421 | 19.3369 | 19.6893 | 20.0703 | 20.4625 | 20.8695 | 21.19 | 21.3476 | 21.3153 | 21.0924 | 20.8089 | 20.4536 | 20.0293 | 19.5231 | 18.9221 | 18.2182 | 17.4073 | 16.6879 | 16.2243 | 16.0271 | 16.1056 | 16.1846
F1_Industrial_Industrial - ID_Existing_Process_Natural Gas_Process Boiler - Insulate Steam Lines/Condensate Tank_A | F1 | Industrial | Industrial - ID | Existing | Process | Natural Gas | Process Boiler - Insulate Steam Lines/Condensate Tank | A | TRC | 30.3042 | 30.6163 | 30.9753 | 31.3888 | 32.2277 | 33.3742 | 33.9305 | 34.4655 | 34.8455 | 35.035 | 35.0316 | 34.9685 | 34.8488 | 34.642 | 34.3531 | 33.9795 | 33.5055 | 32.9348 | 32.2496 | 31.4318 | 30.4697 | 29.358 | 28.3747 | 27.7496 | 27.498 | 27.6328 | 27.7682
F2_Industrial_Industrial - ID_Existing_Process_Natural Gas_Process Boiler - Insulate Steam Lines/Condensate Tank_A | F2 | Industrial | Industrial - ID | Existing | Process | Natural Gas | Process Boiler - Insulate Steam Lines/Condensate Tank | A | UCT | 60.3559 | 60.9775 | 61.6927 | 62.5162 | 64.187 | 66.4705 | 67.5784 | 68.6439 | 69.4008 | 69.7781 | 69.7714 | 69.6458 | 69.4072 | 68.9954 | 68.42 | 67.6759 | 66.7319 | 65.5953 | 64.2306 | 62.6017 | 60.6857 | 58.4714 | 56.513 | 55.2681 | 54.7669 | 55.0354 | 55.3052
F3_Industrial_Industrial - ID_Existing_Process_Natural Gas_Process Boiler - Insulate Steam Lines/Condensate Tank_A | F3 | Industrial | Industrial - ID | Existing | Process | Natural Gas | Process Boiler - Insulate Steam Lines/Condensate Tank | A | RVT | 0 | 0 | 0 | 0 | 0 | 0 | 0 | 0 | 0 | 0 | 0 | 0 | 0 | 0 | 0 | 0 | 0 | 0 | 0 | 0 | 0 | 0 | 0 | 0 | 0 | 0 | 0
F4_Industrial_Industrial - ID_Existing_Process_Natural Gas_Process Boiler - Insulate Steam Lines/Condensate Tank_A | F4 | Industrial | Industrial - ID | Existing | Process | Natural Gas | Process Boiler - Insulate Steam Lines/Condensate Tank | A | RIM | 60.3559 | 60.9775 | 61.6927 | 62.5162 | 64.187 | 66.4705 | 67.5784 | 68.6439 | 69.4008 | 69.7781 | 69.7714 | 69.6458 | 69.4072 | 68.9954 | 68.42 | 67.6759 | 66.7319 | 65.5953 | 64.2306 | 62.6017 | 60.6857 | 58.4714 | 56.513 | 55.2681 | 54.7669 | 55.0354 | 55.3052
F1_Industrial_Industrial - ID_Existing_Process_Natural Gas_Process Boiler - Stack Economizer_A | F1 | Industrial | Industrial - ID | Existing | Process | Natural Gas | Process Boiler - Stack Economizer | A | TRC | 5.8817 | 5.9423 | 6.012 | 6.0923 | 6.2551 | 6.4776 | 6.5856 | 6.6894 | 6.7632 | 6.7999 | 6.7993 | 6.7871 | 6.7638 | 6.7237 | 6.6676 | 6.5951 | 6.5031 | 6.3923 | 6.2593 | 6.1006 | 5.9139 | 5.6981 | 5.5073 | 5.3859 | 5.3371 | 5.3633 | 5.3896
F2_Industrial_Industrial - ID_Existing_Process_Natural Gas_Process Boiler - Stack Economizer_A | F2 | Industrial | Industrial - ID | Existing | Process | Natural Gas | Process Boiler - Stack Economizer | A | UCT | 11.7145 | 11.8351 | 11.974 | 12.1338 | 12.4581 | 12.9013 | 13.1163 | 13.3231 | 13.47 | 13.5433 | 13.542 | 13.5176 | 13.4713 | 13.3913 | 13.2797 | 13.1352 | 12.952 | 12.7314 | 12.4665 | 12.1504 | 11.7785 | 11.3487 | 10.9686 | 10.727 | 10.6297 | 10.6818 | 10.7342
F3_Industrial_Industrial - ID_Existing_Process_Natural Gas_Process Boiler - Stack Economizer_A | F3 | Industrial | Industrial - ID | Existing | Process | Natural Gas | Process Boiler - Stack Economizer | A | RVT | 0 | 0 | 0 | 0 | 0 | 0 | 0 | 0 | 0 | 0 | 0 | 0 | 0 | 0 | 0 | 0 | 0 | 0 | 0 | 0 | 0 | 0 | 0 | 0 | 0 | 0 | 0
F4_Industrial_Industrial - ID_Existing_Process_Natural Gas_Process Boiler - Stack Economizer_A | F4 | Industrial | Industrial - ID | Existing | Process | Natural Gas | Process Boiler - Stack Economizer | A | RIM | 11.7145 | 11.8351 | 11.974 | 12.1338 | 12.4581 | 12.9013 | 13.1163 | 13.3231 | 13.47 | 13.5433 | 13.542 | 13.5176 | 13.4713 | 13.3913 | 13.2797 | 13.1352 | 12.952 | 12.7314 | 12.4665 | 12.1504 | 11.7785 | 11.3487 | 10.9686 | 10.727 | 10.6297 | 10.6818 | 10.7342
F1_Industrial_Industrial - ID_Existing_Process_Natural Gas_Process Boiler - Steam Trap Replacement_A | F1 | Industrial | Industrial - ID | Existing | Process | Natural Gas | Process Boiler - Steam Trap Replacement | A | TRC | 13920.5819 | 13949.8694 | 14004.8387 | 14105.1985 | 14592.2236 | 15356.4794 | 15549.1784 | 15820.9753 | 16122.2961 | 16426.5333 | 16745.9983 | 17070.2889 | 17413.5459 | 17758.6114 | 18117.4172 | 18490.9631 | 18689.239 | 18570.8467 | 18109.455 | 17279.8139 | 16314.2336 | 15207.4561 | 14221.2144 | 13571.8593 | 13273.5731 | 13338.6397 | 13404.0251
F2_Industrial_Industrial - ID_Existing_Process_Natural Gas_Process Boiler - Steam Trap Replacement_A | F2 | Industrial | Industrial - ID | Existing | Process | Natural Gas | Process Boiler - Steam Trap Replacement | A | UCT | 27725.2029 | 27783.534 | 27893.0146 | 28092.8982 | 29062.8914 | 30585.0367 | 30968.8294 | 31510.1592 | 32110.2906 | 32716.2307 | 33352.4995 | 33998.3793 | 34682.0339 | 35369.2905 | 36083.9131 | 36827.8932 | 37222.7933 | 36986.995 | 36068.0551 | 34415.6839 | 32492.5667 | 30288.2314 | 28323.9636 | 27030.6626 | 26436.575 | 26566.1661 | 26696.3924
F3_Industrial_Industrial - ID_Existing_Process_Natural Gas_Process Boiler - Steam Trap Replacement_A | F3 | Industrial | Industrial - ID | Existing | Process | Natural Gas | Process Boiler - Steam Trap Replacement | A | RVT | 0 | 0 | 0 | 0 | 0 | 0 | 0 | 0 | 0 | 0 | 0 | 0 | 0 | 0 | 0 | 0 | 0 | 0 | 0 | 0 | 0 | 0 | 0 | 0 | 0 | 0 | 0
F4_Industrial_Industrial - ID_Existing_Process_Natural Gas_Process Boiler - Steam Trap Replacement_A | F4 | Industrial | Industrial - ID | Existing | Process | Natural Gas | Process Boiler - Steam Trap Replacement | A | RIM | 27725.2029 | 27783.534 | 27893.0146 | 28092.8982 | 29062.8914 | 30585.0367 | 30968.8294 | 31510.1592 | 32110.2906 | 32716.2307 | 33352.4995 | 33998.3793 | 34682.0339 | 35369.2905 | 36083.9131 | 36827.8932 | 37222.7933 | 36986.995 | 36068.0551 | 34415.6839 | 32492.5667 | 30288.2314 | 28323.9636 | 27030.6626 | 26436.575 | 26566.1661 | 26696.3924
F1_Industrial_Industrial - ID_Existing_Process_Natural Gas_Process Boiler - Maintenance_A | F1 | Industrial | Industrial - ID | Existing | Process | Natural Gas | Process Boiler - Maintenance | A | TRC | 11.1759 | 10.7834 | 10.1312 | 10.1918 | 10.7216 | 11.6128 | 11.7106 | 11.8976 | 12.1179 | 12.3285 | 12.5657 | 12.8127 | 13.0766 | 13.334 | 13.5877 | 13.8534 | 14.1299 | 14.4346 | 14.7499 | 14.7517 | 14.1765 | 13.0008 | 11.5773 | 10.6259 | 10.1666 | 10.2164 | 10.2665
F2_Industrial_Industrial - ID_Existing_Process_Natural Gas_Process Boiler - Maintenance_A | F2 | Industrial | Industrial - ID | Existing | Process | Natural Gas | Process Boiler - Maintenance | A | UCT | 22.2588 | 21.477 | 20.1779 | 20.2987 | 21.3539 | 23.1289 | 23.3237 | 23.6961 | 24.1348 | 24.5543 | 25.0267 | 25.5187 | 26.0442 | 26.557 | 27.0622 | 27.5914 | 28.1421 | 28.749 | 29.377 | 29.3805 | 28.235 | 25.8933 | 23.0582 | 21.1634 | 20.2484 | 20.3477 | 20.4474
F3_Industrial_Industrial - ID_Existing_Process_Natural Gas_Process Boiler - Maintenance_A | F3 | Industrial | Industrial - ID | Existing | Process | Natural Gas | Process Boiler - Maintenance | A | RVT | 0 | 0 | 0 | 0 | 0 | 0 | 0 | 0 | 0 | 0 | 0 | 0 | 0 | 0 | 0 | 0 | 0 | 0 | 0 | 0 | 0 | 0 | 0 | 0 | 0 | 0 | 0
F4_Industrial_Industrial - ID_Existing_Process_Natural Gas_Process Boiler - Maintenance_A | F4 | Industrial | Industrial - ID | Existing | Process | Natural Gas | Process Boiler - Maintenance | A | RIM | 22.2588 | 21.477 | 20.1779 | 20.2987 | 21.3539 | 23.1289 | 23.3237 | 23.6961 | 24.1348 | 24.5543 | 25.0267 | 25.5187 | 26.0442 | 26.557 | 27.0622 | 27.5914 | 28.1421 | 28.749 | 29.377 | 29.3805 | 28.235 | 25.8933 | 23.0582 | 21.1634 | 20.2484 | 20.3477 | 20.4474
F1_Industrial_Industrial - ID_Existing_Process_Natural Gas_Process - Heat Recovery_A | F1 | Industrial | Industrial - ID | Existing | Process | Natural Gas | Process - Heat Recovery | A | TRC | 6.2857 | 6.3613 | 6.4331 | 6.4908 | 6.5965 | 6.7287 | 6.7496 | 6.7749 | 6.7961 | 6.8081 | 6.8113 | 6.8042 | 6.7873 | 6.7555 | 6.7095 | 6.6489 | 6.571 | 6.4765 | 6.3622 | 6.2251 | 6.0631 | 5.8754 | 5.7098 | 5.606 | 5.5666 | 5.5939 | 5.6213
F2_Industrial_Industrial - ID_Existing_Process_Natural Gas_Process - Heat Recovery_A | F2 | Industrial | Industrial - ID | Existing | Process | Natural Gas | Process - Heat Recovery | A | UCT | 12.519 | 12.6696 | 12.8126 | 12.9275 | 13.1381 | 13.4013 | 13.4429 | 13.4933 | 13.5356 | 13.5595 | 13.5658 | 13.5517 | 13.5181 | 13.4547 | 13.3631 | 13.2424 | 13.0873 | 12.899 | 12.6715 | 12.3984 | 12.0758 | 11.7018 | 11.372 | 11.1653 | 11.0869 | 11.1412 | 11.1958
F3_Industrial_Industrial - ID_Existing_Process_Natural Gas_Process - Heat Recovery_A | F3 | Industrial | Industrial - ID | Existing | Process | Natural Gas | Process - Heat Recovery | A | RVT | 0 | 0 | 0 | 0 | 0 | 0 | 0 | 0 | 0 | 0 | 0 | 0 | 0 | 0 | 0 | 0 | 0 | 0 | 0 | 0 | 0 | 0 | 0 | 0 | 0 | 0 | 0
F4_Industrial_Industrial - ID_Existing_Process_Natural Gas_Process - Heat Recovery_A | F4 | Industrial | Industrial - ID | Existing | Process | Natural Gas | Process - Heat Recovery | A | RIM | 12.519 | 12.6696 | 12.8126 | 12.9275 | 13.1381 | 13.4013 | 13.4429 | 13.4933 | 13.5356 | 13.5595 | 13.5658 | 13.5517 | 13.5181 | 13.4547 | 13.3631 | 13.2424 | 13.0873 | 12.899 | 12.6715 | 12.3984 | 12.0758 | 11.7018 | 11.372 | 11.1653 | 11.0869 | 11.1412 | 11.1958
F1_Industrial_Industrial - ID_Existing_Space Heating_Natural Gas_Strategic Energy Management_A | F1 | Industrial | Industrial - ID | Existing | Space Heating | Natural Gas | Strategic Energy Management | A | TRC | 4.1298 | 4.0325 | 3.8464 | 3.8622 | 4.0106 | 4.261 | 4.2871 | 4.3383 | 4.3988 | 4.4565 | 4.5216 | 4.5894 | 4.6618 | 4.7324 | 4.8019 | 4.8747 | 4.9505 | 5.0341 | 5.1208 | 5.1197 | 4.9569 | 4.6261 | 4.2263 | 3.9589 | 3.8296 | 3.8433 | 3.8573
F2_Industrial_Industrial - ID_Existing_Space Heating_Natural Gas_Strategic Energy Management_A | F2 | Industrial | Industrial - ID | Existing | Space Heating | Natural Gas | Strategic Energy Management | A | UCT | 6.2666 | 6.0729 | 5.7021 | 5.7337 | 6.0293 | 6.5278 | 6.5798 | 6.6818 | 6.8023 | 6.9172 | 7.0469 | 7.182 | 7.3263 | 7.4669 | 7.6052 | 7.7502 | 7.9011 | 8.0677 | 8.2404 | 8.2381 | 7.914 | 7.2552 | 6.4587 | 5.9262 | 5.6688 | 5.696 | 5.724
F3_Industrial_Industrial - ID_Existing_Space Heating_Natural Gas_Strategic Energy Management_A | F3 | Industrial | Industrial - ID | Existing | Space Heating | Natural Gas | Strategic Energy Management | A | RVT | 0.98339 | 0.98339 | 0.98339 | 0.98339 | 0.98339 | 0.98339 | 0.98339 | 0.98339 | 0.98339 | 0.98339 | 0.98339 | 0.98339 | 0.98339 | 0.98339 | 0.98339 | 0.98339 | 0.98339 | 0.98339 | 0.98339 | 0.98339 | 0.98339 | 0.98339 | 0.98339 | 0.98339 | 0.98339 | 0.98339 | 0.98339
F4_Industrial_Industrial - ID_Existing_Space Heating_Natural Gas_Strategic Energy Management_A | F4 | Industrial | Industrial - ID | Existing | Space Heating | Natural Gas | Strategic Energy Management | A | RIM | 6.2666 | 6.0729 | 5.7021 | 5.7337 | 6.0293 | 6.5278 | 6.5798 | 6.6818 | 6.8023 | 6.9172 | 7.0469 | 7.182 | 7.3263 | 7.4669 | 7.6052 | 7.7502 | 7.9011 | 8.0677 | 8.2404 | 8.2381 | 7.914 | 7.2552 | 6.4587 | 5.9262 | 5.6688 | 5.696 | 5.724
F1_Industrial_Industrial - ID_Existing_Process_Natural Gas_Strategic Energy Management_A | F1 | Industrial | Industrial - ID | Existing | Process | Natural Gas | Strategic Energy Management | A | TRC | 4.1298 | 4.0325 | 3.8464 | 3.8622 | 4.0106 | 4.261 | 4.2871 | 4.3383 | 4.3988 | 4.4565 | 4.5216 | 4.5894 | 4.6618 | 4.7324 | 4.8019 | 4.8747 | 4.9505 | 5.0341 | 5.1208 | 5.1197 | 4.9569 | 4.6261 | 4.2263 | 3.9589 | 3.8296 | 3.8433 | 3.8573
F2_Industrial_Industrial - ID_Existing_Process_Natural Gas_Strategic Energy Management_A | F2 | Industrial | Industrial - ID | Existing | Process | Natural Gas | Strategic Energy Management | A | UCT | 6.2666 | 6.0729 | 5.7021 | 5.7337 | 6.0293 | 6.5278 | 6.5798 | 6.6818 | 6.8023 | 6.9172 | 7.0469 | 7.182 | 7.3263 | 7.4669 | 7.6052 | 7.7502 | 7.9011 | 8.0677 | 8.2404 | 8.2381 | 7.914 | 7.2552 | 6.4587 | 5.9262 | 5.6688 | 5.696 | 5.724
F3_Industrial_Industrial - ID_Existing_Process_Natural Gas_Strategic Energy Management_A | F3 | Industrial | Industrial - ID | Existing | Process | Natural Gas | Strategic Energy Management | A | RVT | 0.98339 | 0.98339 | 0.98339 | 0.98339 | 0.98339 | 0.98339 | 0.98339 | 0.98339 | 0.98339 | 0.98339 | 0.98339 | 0.98339 | 0.98339 | 0.98339 | 0.98339 | 0.98339 | 0.98339 | 0.98339 | 0.98339 | 0.98339 | 0.98339 | 0.98339 | 0.98339 | 0.98339 | 0.98339 | 0.98339 | 0.98339
F4_Industrial_Industrial - ID_Existing_Process_Natural Gas_Strategic Energy Management_A | F4 | Industrial | Industrial - ID | Existing | Process | Natural Gas | Strategic Energy Management | A | RIM | 6.2666 | 6.0729 | 5.7021 | 5.7337 | 6.0293 | 6.5278 | 6.5798 | 6.6818 | 6.8023 | 6.9172 | 7.0469 | 7.182 | 7.3263 | 7.4669 | 7.6052 | 7.7502 | 7.9011 | 8.0677 | 8.2404 | 8.2381 | 7.914 | 7.2552 | 6.4587 | 5.9262 | 5.6688 | 5.696 | 5.724
F1_Industrial_Industrial - ID_Existing_Miscellaneous_Natural Gas_Strategic Energy Management_A | F1 | Industrial | Industrial - ID | Existing | Miscellaneous | Natural Gas | Strategic Energy Management | A | TRC | 4.1298 | 4.0325 | 3.8464 | 3.8622 | 4.0106 | 4.261 | 4.2871 | 4.3383 | 4.3988 | 4.4565 | 4.5216 | 4.5894 | 4.6618 | 4.7324 | 4.8019 | 4.8747 | 4.9505 | 5.0341 | 5.1208 | 5.1197 | 4.9569 | 4.6261 | 4.2263 | 3.9589 | 3.8296 | 3.8433 | 3.8573
F2_Industrial_Industrial - ID_Existing_Miscellaneous_Natural Gas_Strategic Energy Management_A | F2 | Industrial | Industrial - ID | Existing | Miscellaneous | Natural Gas | Strategic Energy Management | A | UCT | 6.2666 | 6.0729 | 5.7021 | 5.7337 | 6.0293 | 6.5278 | 6.5798 | 6.6818 | 6.8023 | 6.9172 | 7.0469 | 7.182 | 7.3263 | 7.4669 | 7.6052 | 7.7502 | 7.9011 | 8.0677 | 8.2404 | 8.2381 | 7.914 | 7.2552 | 6.4587 | 5.9262 | 5.6688 | 5.696 | 5.724
F3_Industrial_Industrial - ID_Existing_Miscellaneous_Natural Gas_Strategic Energy Management_A | F3 | Industrial | Industrial - ID | Existing | Miscellaneous | Natural Gas | Strategic Energy Management | A | RVT | 0.98339 | 0.98339 | 0.98339 | 0.98339 | 0.98339 | 0.98339 | 0.98339 | 0.98339 | 0.98339 | 0.98339 | 0.98339 | 0.98339 | 0.98339 | 0.98339 | 0.98339 | 0.98339 | 0.98339 | 0.98339 | 0.98339 | 0.98339 | 0.98339 | 0.98339 | 0.98339 | 0.98339 | 0.98339 | 0.98339 | 0.98339
F4_Industrial_Industrial - ID_Existing_Miscellaneous_Natural Gas_Strategic Energy Management_A | F4 | Industrial | Industrial - ID | Existing | Miscellaneous | Natural Gas | Strategic Energy Management | A | RIM | 6.2666 | 6.0729 | 5.7021 | 5.7337 | 6.0293 | 6.5278 | 6.5798 | 6.6818 | 6.8023 | 6.9172 | 7.0469 | 7.182 | 7.3263 | 7.4669 | 7.6052 | 7.7502 | 7.9011 | 8.0677 | 8.2404 | 8.2381 | 7.914 | 7.2552 | 6.4587 | 5.9262 | 5.6688 | 5.696 | 5.724
F1_Industrial_Industrial - ID_Existing_Space Heating_Natural Gas_Retrocommissioning_A | F1 | Industrial | Industrial - ID | Existing | Space Heating | Natural Gas | Retrocommissioning | A | TRC | 1.5839 | 1.5751 | 1.5326 | 1.535 | 1.5662 | 1.6196 | 1.6239 | 1.6337 | 1.6453 | 1.6563 | 1.6688 | 1.6818 | 1.6957 | 1.7092 | 1.7224 | 1.7362 | 1.7506 | 1.7667 | 1.7834 | 1.7817 | 1.7459 | 1.6748 | 1.5894 | 1.5322 | 1.5044 | 1.5071 | 1.51
F2_Industrial_Industrial - ID_Existing_Space Heating_Natural Gas_Retrocommissioning_A | F2 | Industrial | Industrial - ID | Existing | Space Heating | Natural Gas | Retrocommissioning | A | UCT | 1.3505 | 1.333 | 1.2485 | 1.2531 | 1.3154 | 1.4217 | 1.4303 | 1.4497 | 1.4729 | 1.4947 | 1.5196 | 1.5455 | 1.5733 | 1.6001 | 1.6264 | 1.6539 | 1.6826 | 1.7146 | 1.748 | 1.7445 | 1.6732 | 1.5316 | 1.3616 | 1.2476 | 1.1923 | 1.1976 | 1.2034
F3_Industrial_Industrial - ID_Existing_Space Heating_Natural Gas_Retrocommissioning_A | F3 | Industrial | Industrial - ID | Existing | Space Heating | Natural Gas | Retrocommissioning | A | RVT | 0.90578 | 0.90578 | 0.90578 | 0.90578 | 0.90578 | 0.90578 | 0.90578 | 0.90578 | 0.90578 | 0.90578 | 0.90578 | 0.90578 | 0.90578 | 0.90578 | 0.90578 | 0.90578 | 0.90578 | 0.90578 | 0.90578 | 0.90578 | 0.90578 | 0.90578 | 0.90578 | 0.90578 | 0.90578 | 0.90578 | 0.90578
F4_Industrial_Industrial - ID_Existing_Space Heating_Natural Gas_Retrocommissioning_A | F4 | Industrial | Industrial - ID | Existing | Space Heating | Natural Gas | Retrocommissioning | A | RIM | 1.3505 | 1.333 | 1.2485 | 1.2531 | 1.3154 | 1.4217 | 1.4303 | 1.4497 | 1.4729 | 1.4947 | 1.5196 | 1.5455 | 1.5733 | 1.6001 | 1.6264 | 1.6539 | 1.6826 | 1.7146 | 1.748 | 1.7445 | 1.6732 | 1.5316 | 1.3616 | 1.2476 | 1.1923 | 1.1976 | 1.2034
F1_Industrial_Industrial - ID_Existing_Process_Natural Gas_Retrocommissioning_A | F1 | Industrial | Industrial - ID | Existing | Process | Natural Gas | Retrocommissioning | A | TRC | 1.5839 | 1.5751 | 1.5326 | 1.535 | 1.5662 | 1.6196 | 1.6239 | 1.6337 | 1.6453 | 1.6563 | 1.6688 | 1.6818 | 1.6957 | 1.7092 | 1.7224 | 1.7362 | 1.7506 | 1.7667 | 1.7834 | 1.7817 | 1.7459 | 1.6748 | 1.5894 | 1.5322 | 1.5044 | 1.5071 | 1.51
F2_Industrial_Industrial - ID_Existing_Process_Natural Gas_Retrocommissioning_A | F2 | Industrial | Industrial - ID | Existing | Process | Natural Gas | Retrocommissioning | A | UCT | 1.3505 | 1.333 | 1.2485 | 1.2531 | 1.3154 | 1.4217 | 1.4303 | 1.4497 | 1.4729 | 1.4947 | 1.5196 | 1.5455 | 1.5733 | 1.6001 | 1.6264 | 1.6539 | 1.6826 | 1.7146 | 1.748 | 1.7445 | 1.6732 | 1.5316 | 1.3616 | 1.2476 | 1.1923 | 1.1976 | 1.2034
F3_Industrial_Industrial - ID_Existing_Process_Natural Gas_Retrocommissioning_A | F3 | Industrial | Industrial - ID | Existing | Process | Natural Gas | Retrocommissioning | A | RVT | 0.90578 | 0.90578 | 0.90578 | 0.90578 | 0.90578 | 0.90578 | 0.90578 | 0.90578 | 0.90578 | 0.90578 | 0.90578 | 0.90578 | 0.90578 | 0.90578 | 0.90578 | 0.90578 | 0.90578 | 0.90578 | 0.90578 | 0.90578 | 0.90578 | 0.90578 | 0.90578 | 0.90578 | 0.90578 | 0.90578 | 0.90578
F4_Industrial_Industrial - ID_Existing_Process_Natural Gas_Retrocommissioning_A | F4 | Industrial | Industrial - ID | Existing | Process | Natural Gas | Retrocommissioning | A | RIM | 1.3505 | 1.333 | 1.2485 | 1.2531 | 1.3154 | 1.4217 | 1.4303 | 1.4497 | 1.4729 | 1.4947 | 1.5196 | 1.5455 | 1.5733 | 1.6001 | 1.6264 | 1.6539 | 1.6826 | 1.7146 | 1.748 | 1.7445 | 1.6732 | 1.5316 | 1.3616 | 1.2476 | 1.1923 | 1.1976 | 1.2034
F1_Industrial_Industrial - ID_New_Space Heating_Natural Gas_Insulation - Ceiling_A | F1 | Industrial | Industrial - ID | New | Space Heating | Natural Gas | Insulation - Ceiling | A | TRC | 1.4246 | 1.4301 | 1.4334 | 1.4347 | 1.4491 | 1.4709 | 1.4744 | 1.4786 | 1.4822 | 1.4843 | 1.485 | 1.484 | 1.4814 | 1.4764 | 1.469 | 1.4592 | 1.4466 | 1.4313 | 1.4127 | 1.3904 | 1.364 | 1.3334 | 1.3064 | 1.2895 | 1.2833 | 1.288 | 1.2927
F2_Industrial_Industrial - ID_New_Space Heating_Natural Gas_Insulation - Ceiling_A | F2 | Industrial | Industrial - ID | New | Space Heating | Natural Gas | Insulation - Ceiling | A | UCT | 2.7948 | 2.809 | 2.8174 | 2.8207 | 2.8572 | 2.9125 | 2.9215 | 2.9323 | 2.9415 | 2.9469 | 2.9486 | 2.946 | 2.9394 | 2.9266 | 2.9078 | 2.8829 | 2.8509 | 2.8119 | 2.7646 | 2.7078 | 2.6406 | 2.5627 | 2.4941 | 2.4512 | 2.4353 | 2.4472 | 2.4592
F3_Industrial_Industrial - ID_New_Space Heating_Natural Gas_Insulation - Ceiling_A | F3 | Industrial | Industrial - ID | New | Space Heating | Natural Gas | Insulation - Ceiling | A | RVT | 0.32613 | 0.32613 | 0.32613 | 0.32613 | 0.32613 | 0.32613 | 0.32613 | 0.32613 | 0.32613 | 0.32613 | 0.32613 | 0.32613 | 0.32613 | 0.32613 | 0.32613 | 0.32613 | 0.32613 | 0.32613 | 0.32613 | 0.32613 | 0.32613 | 0.32613 | 0.32613 | 0.32613 | 0.32613 | 0.32613 | 0.32613
F4_Industrial_Industrial - ID_New_Space Heating_Natural Gas_Insulation - Ceiling_A | F4 | Industrial | Industrial - ID | New | Space Heating | Natural Gas | Insulation - Ceiling | A | RIM | 2.7948 | 2.809 | 2.8174 | 2.8207 | 2.8572 | 2.9125 | 2.9215 | 2.9323 | 2.9415 | 2.9469 | 2.9486 | 2.946 | 2.9394 | 2.9266 | 2.9078 | 2.8829 | 2.8509 | 2.8119 | 2.7646 | 2.7078 | 2.6406 | 2.5627 | 2.4941 | 2.4512 | 2.4353 | 2.4472 | 2.4592
F1_Industrial_Industrial - ID_New_Space Heating_Natural Gas_Insulation - Wall Cavity_A | F1 | Industrial | Industrial - ID | New | Space Heating | Natural Gas | Insulation - Wall Cavity | A | TRC | 4.4967 | 4.5141 | 4.5244 | 4.5284 | 4.5731 | 4.6408 | 4.6517 | 4.665 | 4.6762 | 4.6828 | 4.6849 | 4.6818 | 4.6737 | 4.6579 | 4.635 | 4.6046 | 4.5654 | 4.5176 | 4.4598 | 4.3904 | 4.3082 | 4.2129 | 4.1289 | 4.0766 | 4.0571 | 4.0717 | 4.0864
F2_Industrial_Industrial - ID_New_Space Heating_Natural Gas_Insulation - Wall Cavity_A | F2 | Industrial | Industrial - ID | New | Space Heating | Natural Gas | Insulation - Wall Cavity | A | UCT | 8.697 | 8.7412 | 8.7673 | 8.7776 | 8.8914 | 9.0636 | 9.0913 | 9.1251 | 9.1537 | 9.1704 | 9.1758 | 9.1678 | 9.1472 | 9.1072 | 9.0488 | 8.9714 | 8.8716 | 8.7502 | 8.6032 | 8.4264 | 8.2174 | 7.9749 | 7.7612 | 7.628 | 7.5784 | 7.6156 | 7.6529
F3_Industrial_Industrial - ID_New_Space Heating_Natural Gas_Insulation - Wall Cavity_A | F3 | Industrial | Industrial - ID | New | Space Heating | Natural Gas | Insulation - Wall Cavity | A | RVT | 1.0785 | 1.0785 | 1.0785 | 1.0785 | 1.0785 | 1.0785 | 1.0785 | 1.0785 | 1.0785 | 1.0785 | 1.0785 | 1.0785 | 1.0785 | 1.0785 | 1.0785 | 1.0785 | 1.0785 | 1.0785 | 1.0785 | 1.0785 | 1.0785 | 1.0785 | 1.0785 | 1.0785 | 1.0785 | 1.0785 | 1.0785
F4_Industrial_Industrial - ID_New_Space Heating_Natural Gas_Insulation - Wall Cavity_A | F4 | Industrial | Industrial - ID | New | Space Heating | Natural Gas | Insulation - Wall Cavity | A | RIM | 8.697 | 8.7412 | 8.7673 | 8.7776 | 8.8914 | 9.0636 | 9.0913 | 9.1251 | 9.1537 | 9.1704 | 9.1758 | 9.1678 | 9.1472 | 9.1072 | 9.0488 | 8.9714 | 8.8716 | 8.7502 | 8.6032 | 8.4264 | 8.2174 | 7.9749 | 7.7612 | 7.628 | 7.5784 | 7.6156 | 7.6529
F1_Industrial_Industrial - ID_New_Space Heating_Natural Gas_Insulation - Ducting_A | F1 | Industrial | Industrial - ID | New | Space Heating | Natural Gas | Insulation - Ducting | A | TRC | 0.6689 | 0.67018 | 0.67092 | 0.67057 | 0.67735 | 0.68624 | 0.68749 | 0.6891 | 0.69046 | 0.69121 | 0.69135 | 0.6908 | 0.68959 | 0.68734 | 0.68413 | 0.67991 | 0.67451 | 0.66795 | 0.66004 | 0.65056 | 0.63937 | 0.6264 | 0.61497 | 0.60781 | 0.60509 | 0.60697 | 0.60885
F2_Industrial_Industrial - ID_New_Space Heating_Natural Gas_Insulation - Ducting_A | F2 | Industrial | Industrial - ID | New | Space Heating | Natural Gas | Insulation - Ducting | A | UCT | 0.93843 | 0.94112 | 0.94268 | 0.94193 | 0.95617 | 0.97481 | 0.97744 | 0.98081 | 0.98367 | 0.98522 | 0.98554 | 0.98438 | 0.98183 | 0.97712 | 0.97038 | 0.96153 | 0.9502 | 0.93645 | 0.91986 | 0.89997 | 0.87649 | 0.8493 | 0.82532 | 0.8103 | 0.80459 | 0.80853 | 0.81249
F3_Industrial_Industrial - ID_New_Space Heating_Natural Gas_Insulation - Ducting_A | F3 | Industrial | Industrial - ID | New | Space Heating | Natural Gas | Insulation - Ducting | A | RVT | 0.2215 | 0.2215 | 0.2215 | 0.2215 | 0.2215 | 0.2215 | 0.2215 | 0.2215 | 0.2215 | 0.2215 | 0.2215 | 0.2215 | 0.2215 | 0.2215 | 0.2215 | 0.2215 | 0.2215 | 0.2215 | 0.2215 | 0.2215 | 0.2215 | 0.2215 | 0.2215 | 0.2215 | 0.2215 | 0.2215 | 0.2215
F4_Industrial_Industrial - ID_New_Space Heating_Natural Gas_Insulation - Ducting_A | F4 | Industrial | Industrial - ID | New | Space Heating | Natural Gas | Insulation - Ducting | A | RIM | 0.93843 | 0.94112 | 0.94268 | 0.94193 | 0.95617 | 0.97481 | 0.97744 | 0.98081 | 0.98367 | 0.98522 | 0.98554 | 0.98438 | 0.98183 | 0.97712 | 0.97038 | 0.96153 | 0.9502 | 0.93645 | 0.91986 | 0.89997 | 0.87649 | 0.8493 | 0.82532 | 0.8103 | 0.80459 | 0.80853 | 0.81249
F1_Industrial_Industrial - ID_New_Space Heating_Natural Gas_Ducting - Repair and Sealing_A | F1 | Industrial | Industrial - ID | New | Space Heating | Natural Gas | Ducting - Repair and Sealing | A | TRC | 3.7293 | 3.7334 | 3.7396 | 3.7491 | 3.8042 | 3.8712 | 3.8859 | 3.8948 | 3.9021 | 3.9059 | 3.9062 | 3.9025 | 3.8948 | 3.8812 | 3.862 | 3.8369 | 3.8049 | 3.7662 | 3.7197 | 3.6639 | 3.5982 | 3.5223 | 3.4552 | 3.413 | 3.3965 | 3.4069 | 3.4173
F2_Industrial_Industrial - ID_New_Space Heating_Natural Gas_Ducting - Repair and Sealing_A | F2 | Industrial | Industrial - ID | New | Space Heating | Natural Gas | Ducting - Repair and Sealing | A | UCT | 5.2744 | 5.2831 | 5.2966 | 5.3171 | 5.4361 | 5.5805 | 5.6124 | 5.6314 | 5.6474 | 5.6555 | 5.6562 | 5.6481 | 5.6316 | 5.6022 | 5.5607 | 5.5065 | 5.4375 | 5.354 | 5.2535 | 5.1332 | 4.9915 | 4.8275 | 4.6827 | 4.5915 | 4.5561 | 4.5784 | 4.6009
F3_Industrial_Industrial - ID_New_Space Heating_Natural Gas_Ducting - Repair and Sealing_A | F3 | Industrial | Industrial - ID | New | Space Heating | Natural Gas | Ducting - Repair and Sealing | A | RVT | 1.2856 | 1.2856 | 1.2856 | 1.2856 | 1.2856 | 1.2856 | 1.2856 | 1.2856 | 1.2856 | 1.2856 | 1.2856 | 1.2856 | 1.2856 | 1.2856 | 1.2856 | 1.2856 | 1.2856 | 1.2856 | 1.2856 | 1.2856 | 1.2856 | 1.2856 | 1.2856 | 1.2856 | 1.2856 | 1.2856 | 1.2856
F4_Industrial_Industrial - ID_New_Space Heating_Natural Gas_Ducting - Repair and Sealing_A | F4 | Industrial | Industrial - ID | New | Space Heating | Natural Gas | Ducting - Repair and Sealing | A | RIM | 5.2744 | 5.2831 | 5.2966 | 5.3171 | 5.4361 | 5.5805 | 5.6124 | 5.6314 | 5.6474 | 5.6555 | 5.6562 | 5.6481 | 5.6316 | 5.6022 | 5.5607 | 5.5065 | 5.4375 | 5.354 | 5.2535 | 5.1332 | 4.9915 | 4.8275 | 4.6827 | 4.5915 | 4.5561 | 4.5784 | 4.6009
F1_Industrial_Industrial - ID_New_Space Heating_Natural Gas_Building Shell - Air Sealing (Infiltration Control)_A | F1 | Industrial | Industrial - ID | New | Space Heating | Natural Gas | Building Shell - Air Sealing (Infiltration Control) | A | TRC | 41.6793 | 41.7901 | 41.959 | 42.2358 | 43.3777 | 45.0422 | 45.6879 | 46.4652 | 47.3041 | 48.1684 | 49.0725 | 50.0064 | 50.7304 | 50.9897 | 50.7796 | 50.0841 | 49.216 | 48.1816 | 46.9503 | 45.491 | 43.7838 | 41.8195 | 40.0757 | 38.9474 | 38.4603 | 38.6369 | 38.8144
F2_Industrial_Industrial - ID_New_Space Heating_Natural Gas_Building Shell - Air Sealing (Infiltration Control)_A | F2 | Industrial | Industrial - ID | New | Space Heating | Natural Gas | Building Shell - Air Sealing (Infiltration Control) | A | UCT | 78.1907 | 78.4114 | 78.7479 | 79.2991 | 81.5734 | 84.8885 | 86.1747 | 87.7228 | 89.3935 | 91.115 | 92.9157 | 94.7757 | 96.2175 | 96.7339 | 96.3156 | 94.9304 | 93.2014 | 91.1413 | 88.6889 | 85.7823 | 82.3823 | 78.47 | 74.997 | 72.7497 | 71.7796 | 72.1313 | 72.4849
F3_Industrial_Industrial - ID_New_Space Heating_Natural Gas_Building Shell - Air Sealing (Infiltration Control)_A | F3 | Industrial | Industrial - ID | New | Space Heating | Natural Gas | Building Shell - Air Sealing (Infiltration Control) | A | RVT | 2.4204 | 2.4204 | 2.4204 | 2.4204 | 2.4204 | 2.4204 | 2.4204 | 2.4204 | 2.4204 | 2.4204 | 2.4204 | 2.4204 | 2.4204 | 2.4204 | 2.4204 | 2.4204 | 2.4204 | 2.4204 | 2.4204 | 2.4204 | 2.4204 | 2.4204 | 2.4204 | 2.4204 | 2.4204 | 2.4204 | 2.4204
F4_Industrial_Industrial - ID_New_Space Heating_Natural Gas_Building Shell - Air Sealing (Infiltration Control)_A | F4 | Industrial | Industrial - ID | New | Space Heating | Natural Gas | Building Shell - Air Sealing (Infiltration Control) | A | RIM | 78.1907 | 78.4114 | 78.7479 | 79.2991 | 81.5734 | 84.8885 | 86.1747 | 87.7228 | 89.3935 | 91.115 | 92.9157 | 94.7757 | 96.2175 | 96.7339 | 96.3156 | 94.9304 | 93.2014 | 91.1413 | 88.6889 | 85.7823 | 82.3823 | 78.47 | 74.997 | 72.7497 | 71.7796 | 72.1313 | 72.4849
F1_Industrial_Industrial - ID_New_Space Heating_Natural Gas_Ventilation - Demand Controlled_A | F1 | Industrial | Industrial - ID | New | Space Heating | Natural Gas | Ventilation - Demand Controlled | A | TRC | 1.9115 | 1.9023 | 1.894 | 1.8882 | 1.9228 | 1.975 | 1.9949 | 2.0191 | 2.0455 | 2.0727 | 2.1012 | 2.1306 | 2.1534 | 2.1615 | 2.1547 | 2.1325 | 2.1049 | 2.0719 | 2.0327 | 1.9863 | 1.932 | 1.8696 | 1.8143 | 1.7784 | 1.7629 | 1.7685 | 1.7742
F2_Industrial_Industrial - ID_New_Space Heating_Natural Gas_Ventilation - Demand Controlled_A | F2 | Industrial | Industrial - ID | New | Space Heating | Natural Gas | Ventilation - Demand Controlled | A | UCT | 2.573 | 2.5546 | 2.5381 | 2.5266 | 2.5956 | 2.6994 | 2.7391 | 2.7874 | 2.8399 | 2.894 | 2.9508 | 3.0095 | 3.0549 | 3.071 | 3.0575 | 3.0132 | 2.9581 | 2.8925 | 2.8145 | 2.722 | 2.6139 | 2.4897 | 2.3793 | 2.308 | 2.2772 | 2.2883 | 2.2995
F3_Industrial_Industrial - ID_New_Space Heating_Natural Gas_Ventilation - Demand Controlled_A | F3 | Industrial | Industrial - ID | New | Space Heating | Natural Gas | Ventilation - Demand Controlled | A | RVT | 0.6196 | 0.6196 | 0.6196 | 0.6196 | 0.6196 | 0.6196 | 0.6196 | 0.6196 | 0.6196 | 0.6196 | 0.6196 | 0.6196 | 0.6196 | 0.6196 | 0.6196 | 0.6196 | 0.6196 | 0.6196 | 0.6196 | 0.6196 | 0.6196 | 0.6196 | 0.6196 | 0.6196 | 0.6196 | 0.6196 | 0.6196
F4_Industrial_Industrial - ID_New_Space Heating_Natural Gas_Ventilation - Demand Controlled_A | F4 | Industrial | Industrial - ID | New | Space Heating | Natural Gas | Ventilation - Demand Controlled | A | RIM | 2.573 | 2.5546 | 2.5381 | 2.5266 | 2.5956 | 2.6994 | 2.7391 | 2.7874 | 2.8399 | 2.894 | 2.9508 | 3.0095 | 3.0549 | 3.071 | 3.0575 | 3.0132 | 2.9581 | 2.8925 | 2.8145 | 2.722 | 2.6139 | 2.4897 | 2.3793 | 2.308 | 2.2772 | 2.2883 | 2.2995
F1_Industrial_Industrial - ID_New_Space Heating_Natural Gas_Destratification Fans (HVLS)_A | F1 | Industrial | Industrial - ID | New | Space Heating | Natural Gas | Destratification Fans (HVLS) | A | TRC | 106.0052 | 106.7561 | 107.6467 | 108.746 | 111.6113 | 115.5625 | 117.4736 | 119.3151 | 120.6225 | 121.2717 | 121.2548 | 121.0318 | 120.6133 | 119.8939 | 118.8909 | 117.5949 | 115.9517 | 113.9743 | 111.6005 | 108.7678 | 105.4365 | 101.5877 | 98.1837 | 96.02 | 95.1488 | 95.6149 | 96.0836
F2_Industrial_Industrial - ID_New_Space Heating_Natural Gas_Destratification Fans (HVLS)_A | F2 | Industrial | Industrial - ID | New | Space Heating | Natural Gas | Destratification Fans (HVLS) | A | UCT | 211.1274 | 212.6229 | 214.3968 | 216.586 | 222.2929 | 230.1624 | 233.9686 | 237.6363 | 240.2402 | 241.5332 | 241.4996 | 241.0555 | 240.2218 | 238.789 | 236.7914 | 234.2102 | 230.9376 | 226.9991 | 222.2713 | 216.6296 | 209.9948 | 202.3291 | 195.5495 | 191.2402 | 189.5049 | 190.4334 | 191.3669
F3_Industrial_Industrial - ID_New_Space Heating_Natural Gas_Destratification Fans (HVLS)_A | F3 | Industrial | Industrial - ID | New | Space Heating | Natural Gas | Destratification Fans (HVLS) | A | RVT | 0 | 0 | 0 | 0 | 0 | 0 | 0 | 0 | 0 | 0 | 0 | 0 | 0 | 0 | 0 | 0 | 0 | 0 | 0 | 0 | 0 | 0 | 0 | 0 | 0 | 0 | 0
F4_Industrial_Industrial - ID_New_Space Heating_Natural Gas_Destratification Fans (HVLS)_A | F4 | Industrial | Industrial - ID | New | Space Heating | Natural Gas | Destratification Fans (HVLS) | A | RIM | 211.1274 | 212.6229 | 214.3968 | 216.586 | 222.2929 | 230.1624 | 233.9686 | 237.6363 | 240.2402 | 241.5332 | 241.4996 | 241.0555 | 240.2218 | 238.789 | 236.7914 | 234.2102 | 230.9376 | 226.9991 | 222.2713 | 216.6296 | 209.9948 | 202.3291 | 195.5495 | 191.2402 | 189.5049 | 190.4334 | 191.3669
F1_Industrial_Industrial - ID_New_Space Heating_Natural Gas_Condensing RTU_A | F1 | Industrial | Industrial - ID | New | Space Heating | Natural Gas | Condensing RTU | A | TRC | 0.66173 | 0.6482 | 0.63307 | 0.61876 | 0.64006 | 0.67653 | 0.68398 | 0.69484 | 0.70767 | 0.72082 | 0.73448 | 0.74876 | 0.76367 | 0.77836 | 0.7937 | 0.80994 | 0.8265 | 0.83394 | 0.82344 | 0.79359 | 0.7434 | 0.68597 | 0.63476 | 0.60089 | 0.58506 | 0.58792 | 0.5908
F2_Industrial_Industrial - ID_New_Space Heating_Natural Gas_Condensing RTU_A | F2 | Industrial | Industrial - ID | New | Space Heating | Natural Gas | Condensing RTU | A | UCT | 1.318 | 1.291 | 1.2609 | 1.2324 | 1.2748 | 1.3474 | 1.3623 | 1.3839 | 1.4095 | 1.4356 | 1.4628 | 1.4913 | 1.521 | 1.5502 | 1.5808 | 1.6131 | 1.6461 | 1.6609 | 1.64 | 1.5806 | 1.4806 | 1.3662 | 1.2642 | 1.1968 | 1.1653 | 1.1709 | 1.1767
F3_Industrial_Industrial - ID_New_Space Heating_Natural Gas_Condensing RTU_A | F3 | Industrial | Industrial - ID | New | Space Heating | Natural Gas | Condensing RTU | A | RVT | 0 | 0 | 0 | 0 | 0 | 0 | 0 | 0 | 0 | 0 | 0 | 0 | 0 | 0 | 0 | 0 | 0 | 0 | 0 | 0 | 0 | 0 | 0 | 0 | 0 | 0 | 0
F4_Industrial_Industrial - ID_New_Space Heating_Natural Gas_Condensing RTU_A | F4 | Industrial | Industrial - ID | New | Space Heating | Natural Gas | Condensing RTU | A | RIM | 1.318 | 1.291 | 1.2609 | 1.2324 | 1.2748 | 1.3474 | 1.3623 | 1.3839 | 1.4095 | 1.4356 | 1.4628 | 1.4913 | 1.521 | 1.5502 | 1.5808 | 1.6131 | 1.6461 | 1.6609 | 1.64 | 1.5806 | 1.4806 | 1.3662 | 1.2642 | 1.1968 | 1.1653 | 1.1709 | 1.1767
F1_Industrial_Industrial - ID_New_Space Heating_Natural Gas_Industrial Air Curtains_A | F1 | Industrial | Industrial - ID | New | Space Heating | Natural Gas | Industrial Air Curtains | A | TRC | -0.40996 | -0.41286 | -0.41631 | -0.42056 | -0.43164 | -0.44692 | -0.45431 | -0.46143 | -0.46649 | -0.469 | -0.46894 | -0.46807 | -0.46646 | -0.46367 | -0.45979 | -0.45478 | -0.44843 | -0.44078 | -0.4316 | -0.42064 | -0.40776 | -0.39288 | -0.37971 | -0.37134 | -0.36797 | -0.36978 | -0.37159
F2_Industrial_Industrial - ID_New_Space Heating_Natural Gas_Industrial Air Curtains_A | F2 | Industrial | Industrial - ID | New | Space Heating | Natural Gas | Industrial Air Curtains | A | UCT | -0.96969 | -0.97655 | -0.9847 | -0.99476 | -1.021 | -1.0571 | -1.0746 | -1.0914 | -1.1034 | -1.1093 | -1.1092 | -1.1071 | -1.1033 | -1.0967 | -1.0876 | -1.0757 | -1.0607 | -1.0426 | -1.0209 | -0.99496 | -0.96448 | -0.92928 | -0.89814 | -0.87835 | -0.87038 | -0.87464 | -0.87893
F3_Industrial_Industrial - ID_New_Space Heating_Natural Gas_Industrial Air Curtains_A | F3 | Industrial | Industrial - ID | New | Space Heating | Natural Gas | Industrial Air Curtains | A | RVT | 0 | 0 | 0 | 0 | 0 | 0 | 0 | 0 | 0 | 0 | 0 | 0 | 0 | 0 | 0 | 0 | 0 | 0 | 0 | 0 | 0 | 0 | 0 | 0 | 0 | 0 | 0
F4_Industrial_Industrial - ID_New_Space Heating_Natural Gas_Industrial Air Curtains_A | F4 | Industrial | Industrial - ID | New | Space Heating | Natural Gas | Industrial Air Curtains | A | RIM | -0.96969 | -0.97655 | -0.9847 | -0.99476 | -1.021 | -1.0571 | -1.0746 | -1.0914 | -1.1034 | -1.1093 | -1.1092 | -1.1071 | -1.1033 | -1.0967 | -1.0876 | -1.0757 | -1.0607 | -1.0426 | -1.0209 | -0.99496 | -0.96448 | -0.92928 | -0.89814 | -0.87835 | -0.87038 | -0.87464 | -0.87893
F1_Industrial_Industrial - ID_New_Space Heating_Natural Gas_HVAC - Energy Recovery Ventilator_A | F1 | Industrial | Industrial - ID | New | Space Heating | Natural Gas | HVAC - Energy Recovery Ventilator | A | TRC | 1.5102 | 1.5243 | 1.5372 | 1.547 | 1.5717 | 1.603 | 1.6077 | 1.6137 | 1.6186 | 1.6214 | 1.6221 | 1.6203 | 1.6163 | 1.6086 | 1.5977 | 1.5832 | 1.5646 | 1.5421 | 1.5148 | 1.4822 | 1.4436 | 1.3988 | 1.3594 | 1.3347 | 1.3253 | 1.3318 | 1.3383
F2_Industrial_Industrial - ID_New_Space Heating_Natural Gas_HVAC - Energy Recovery Ventilator_A | F2 | Industrial | Industrial - ID | New | Space Heating | Natural Gas | HVAC - Energy Recovery Ventilator | A | UCT | 3.0078 | 3.0358 | 3.0615 | 3.081 | 3.1303 | 3.1925 | 3.2021 | 3.2139 | 3.2238 | 3.2293 | 3.2307 | 3.2272 | 3.2191 | 3.2039 | 3.182 | 3.1532 | 3.1162 | 3.0713 | 3.0171 | 2.952 | 2.8751 | 2.786 | 2.7075 | 2.6582 | 2.6396 | 2.6525 | 2.6655
F3_Industrial_Industrial - ID_New_Space Heating_Natural Gas_HVAC - Energy Recovery Ventilator_A | F3 | Industrial | Industrial - ID | New | Space Heating | Natural Gas | HVAC - Energy Recovery Ventilator | A | RVT | 0 | 0 | 0 | 0 | 0 | 0 | 0 | 0 | 0 | 0 | 0 | 0 | 0 | 0 | 0 | 0 | 0 | 0 | 0 | 0 | 0 | 0 | 0 | 0 | 0 | 0 | 0
F4_Industrial_Industrial - ID_New_Space Heating_Natural Gas_HVAC - Energy Recovery Ventilator_A | F4 | Industrial | Industrial - ID | New | Space Heating | Natural Gas | HVAC - Energy Recovery Ventilator | A | RIM | 3.0078 | 3.0358 | 3.0615 | 3.081 | 3.1303 | 3.1925 | 3.2021 | 3.2139 | 3.2238 | 3.2293 | 3.2307 | 3.2272 | 3.2191 | 3.2039 | 3.182 | 3.1532 | 3.1162 | 3.0713 | 3.0171 | 2.952 | 2.8751 | 2.786 | 2.7075 | 2.6582 | 2.6396 | 2.6525 | 2.6655
F1_Industrial_Industrial - ID_New_Space Heating_Natural Gas_Thermostat - Connected_A | F1 | Industrial | Industrial - ID | New | Space Heating | Natural Gas | Thermostat - Connected | A | TRC | 124.4424 | 123.9386 | 123.2954 | 122.9863 | 127.5026 | 134.8883 | 136.4619 | 138.6866 | 141.2909 | 143.9476 | 146.6994 | 149.5711 | 152.5659 | 155.5142 | 158.5889 | 161.8433 | 165.1642 | 166.6645 | 164.5824 | 158.6391 | 148.6339 | 137.1806 | 126.965 | 120.2066 | 117.0506 | 117.6228 | 118.1983
F2_Industrial_Industrial - ID_New_Space Heating_Natural Gas_Thermostat - Connected_A | F2 | Industrial | Industrial - ID | New | Space Heating | Natural Gas | Thermostat - Connected | A | UCT | 247.4389 | 246.4353 | 245.1544 | 244.5388 | 253.5336 | 268.2436 | 271.3777 | 275.8086 | 280.9955 | 286.2868 | 291.7675 | 297.4869 | 303.4516 | 309.3236 | 315.4474 | 321.9291 | 328.5431 | 331.5313 | 327.3843 | 315.5473 | 295.6202 | 272.809 | 252.4629 | 239.0025 | 232.7168 | 233.8563 | 235.0027
F3_Industrial_Industrial - ID_New_Space Heating_Natural Gas_Thermostat - Connected_A | F3 | Industrial | Industrial - ID | New | Space Heating | Natural Gas | Thermostat - Connected | A | RVT | 0.20554 | 0.20554 | 0.20554 | 0.20554 | 0.20554 | 0.20554 | 0.20554 | 0.20554 | 0.20554 | 0.20554 | 0.20554 | 0.20554 | 0.20554 | 0.20554 | 0.20554 | 0.20554 | 0.20554 | 0.20554 | 0.20554 | 0.20554 | 0.20554 | 0.20554 | 0.20554 | 0.20554 | 0.20554 | 0.20554 | 0.20554
F4_Industrial_Industrial - ID_New_Space Heating_Natural Gas_Thermostat - Connected_A | F4 | Industrial | Industrial - ID | New | Space Heating | Natural Gas | Thermostat - Connected | A | RIM | 247.4389 | 246.4353 | 245.1544 | 244.5388 | 253.5336 | 268.2436 | 271.3777 | 275.8086 | 280.9955 | 286.2868 | 291.7675 | 297.4869 | 303.4516 | 309.3236 | 315.4474 | 321.9291 | 328.5431 | 331.5313 | 327.3843 | 315.5473 | 295.6202 | 272.809 | 252.4629 | 239.0025 | 232.7168 | 233.8563 | 235.0027
F1_Industrial_Industrial - ID_New_Space Heating_Natural Gas_Gas Boiler - Maintenance_A | F1 | Industrial | Industrial - ID | New | Space Heating | Natural Gas | Gas Boiler - Maintenance | A | TRC | 1.5146 | 1.4596 | 1.3693 | 1.3775 | 1.4491 | 1.5696 | 1.5828 | 1.6081 | 1.6378 | 1.6663 | 1.6984 | 1.7318 | 1.7674 | 1.8022 | 1.8365 | 1.8724 | 1.9098 | 1.951 | 1.9936 | 1.9938 | 1.9161 | 1.7572 | 1.5648 | 1.4362 | 1.3741 | 1.3808 | 1.3876
F2_Industrial_Industrial - ID_New_Space Heating_Natural Gas_Gas Boiler - Maintenance_A | F2 | Industrial | Industrial - ID | New | Space Heating | Natural Gas | Gas Boiler - Maintenance | A | UCT | 3.5854 | 3.4552 | 3.2416 | 3.261 | 3.4305 | 3.7156 | 3.7469 | 3.8067 | 3.8772 | 3.9446 | 4.0205 | 4.0995 | 4.184 | 4.2663 | 4.3475 | 4.4325 | 4.521 | 4.6185 | 4.7194 | 4.7199 | 4.5359 | 4.1597 | 3.7043 | 3.3999 | 3.2529 | 3.2688 | 3.2849
F3_Industrial_Industrial - ID_New_Space Heating_Natural Gas_Gas Boiler - Maintenance_A | F3 | Industrial | Industrial - ID | New | Space Heating | Natural Gas | Gas Boiler - Maintenance | A | RVT | 0 | 0 | 0 | 0 | 0 | 0 | 0 | 0 | 0 | 0 | 0 | 0 | 0 | 0 | 0 | 0 | 0 | 0 | 0 | 0 | 0 | 0 | 0 | 0 | 0 | 0 | 0
F4_Industrial_Industrial - ID_New_Space Heating_Natural Gas_Gas Boiler - Maintenance_A | F4 | Industrial | Industrial - ID | New | Space Heating | Natural Gas | Gas Boiler - Maintenance | A | RIM | 3.5854 | 3.4552 | 3.2416 | 3.261 | 3.4305 | 3.7156 | 3.7469 | 3.8067 | 3.8772 | 3.9446 | 4.0205 | 4.0995 | 4.184 | 4.2663 | 4.3475 | 4.4325 | 4.521 | 4.6185 | 4.7194 | 4.7199 | 4.5359 | 4.1597 | 3.7043 | 3.3999 | 3.2529 | 3.2688 | 3.2849
F1_Industrial_Industrial - ID_New_Space Heating_Natural Gas_Gas Furnace - Maintenance_A | F1 | Industrial | Industrial - ID | New | Space Heating | Natural Gas | Gas Furnace - Maintenance | A | TRC | 1.3302 | 1.2474 | 1.1312 | 1.0887 | 1.14 | 1.2325 | 1.2414 | 1.2603 | 1.2829 | 1.3047 | 1.3294 | 1.3552 | 1.3828 | 1.4098 | 1.4364 | 1.4643 | 1.4934 | 1.5254 | 1.5586 | 1.5585 | 1.4975 | 1.3731 | 1.2226 | 1.1221 | 1.0735 | 1.0787 | 1.084
F2_Industrial_Industrial - ID_New_Space Heating_Natural Gas_Gas Furnace - Maintenance_A | F2 | Industrial | Industrial - ID | New | Space Heating | Natural Gas | Gas Furnace - Maintenance | A | UCT | 3.1489 | 2.9528 | 2.678 | 2.5772 | 2.6987 | 2.9177 | 2.9388 | 2.9835 | 3.0371 | 3.0886 | 3.1471 | 3.2081 | 3.2735 | 3.3374 | 3.4004 | 3.4665 | 3.5353 | 3.6111 | 3.6896 | 3.6895 | 3.5451 | 3.2506 | 2.8944 | 2.6562 | 2.5412 | 2.5536 | 2.5661
F3_Industrial_Industrial - ID_New_Space Heating_Natural Gas_Gas Furnace - Maintenance_A | F3 | Industrial | Industrial - ID | New | Space Heating | Natural Gas | Gas Furnace - Maintenance | A | RVT | 0 | 0 | 0 | 0 | 0 | 0 | 0 | 0 | 0 | 0 | 0 | 0 | 0 | 0 | 0 | 0 | 0 | 0 | 0 | 0 | 0 | 0 | 0 | 0 | 0 | 0 | 0
F4_Industrial_Industrial - ID_New_Space Heating_Natural Gas_Gas Furnace - Maintenance_A | F4 | Industrial | Industrial - ID | New | Space Heating | Natural Gas | Gas Furnace - Maintenance | A | RIM | 3.1489 | 2.9528 | 2.678 | 2.5772 | 2.6987 | 2.9177 | 2.9388 | 2.9835 | 3.0371 | 3.0886 | 3.1471 | 3.2081 | 3.2735 | 3.3374 | 3.4004 | 3.4665 | 3.5353 | 3.6111 | 3.6896 | 3.6895 | 3.5451 | 3.2506 | 2.8944 | 2.6562 | 2.5412 | 2.5536 | 2.5661
F1_Industrial_Industrial - ID_New_Space Heating_Natural Gas_Gas Furnace - Tube Inserts_A | F1 | Industrial | Industrial - ID | New | Space Heating | Natural Gas | Gas Furnace - Tube Inserts | A | TRC | 0 | 0 | 0 | 0 | 0 | 0 | 0 | 0 | 0 | 0 | 0 | 0 | 0 | 0 | 0 | 0 | 0 | 0 | 0 | 0 | 0 | 0 | 0 | 0 | 0 | 0 | 0
F2_Industrial_Industrial - ID_New_Space Heating_Natural Gas_Gas Furnace - Tube Inserts_A | F2 | Industrial | Industrial - ID | New | Space Heating | Natural Gas | Gas Furnace - Tube Inserts | A | UCT | 0 | 0 | 0 | 0 | 0 | 0 | 0 | 0 | 0 | 0 | 0 | 0 | 0 | 0 | 0 | 0 | 0 | 0 | 0 | 0 | 0 | 0 | 0 | 0 | 0 | 0 | 0
F3_Industrial_Industrial - ID_New_Space Heating_Natural Gas_Gas Furnace - Tube Inserts_A | F3 | Industrial | Industrial - ID | New | Space Heating | Natural Gas | Gas Furnace - Tube Inserts | A | RVT | 0 | 0 | 0 | 0 | 0 | 0 | 0 | 0 | 0 | 0 | 0 | 0 | 0 | 0 | 0 | 0 | 0 | 0 | 0 | 0 | 0 | 0 | 0 | 0 | 0 | 0 | 0
F4_Industrial_Industrial - ID_New_Space Heating_Natural Gas_Gas Furnace - Tube Inserts_A | F4 | Industrial | Industrial - ID | New | Space Heating | Natural Gas | Gas Furnace - Tube Inserts | A | RIM | 0 | 0 | 0 | 0 | 0 | 0 | 0 | 0 | 0 | 0 | 0 | 0 | 0 | 0 | 0 | 0 | 0 | 0 | 0 | 0 | 0 | 0 | 0 | 0 | 0 | 0 | 0
F1_Industrial_Industrial - ID_New_Space Heating_Natural Gas_Gas Boiler - Burner Control Optimization_A | F1 | Industrial | Industrial - ID | New | Space Heating | Natural Gas | Gas Boiler - Burner Control Optimization | A | TRC | 2.984 | 3.017 | 3.0548 | 3.0985 | 3.1718 | 3.2579 | 3.2779 | 3.2901 | 3.3001 | 3.3055 | 3.3064 | 3.3021 | 3.2929 | 3.2761 | 3.2521 | 3.2207 | 3.1806 | 3.132 | 3.0735 | 3.0033 | 2.9206 | 2.8248 | 2.7403 | 2.687 | 2.6663 | 2.6794 | 2.6925
F2_Industrial_Industrial - ID_New_Space Heating_Natural Gas_Gas Boiler - Burner Control Optimization_A | F2 | Industrial | Industrial - ID | New | Space Heating | Natural Gas | Gas Boiler - Burner Control Optimization | A | UCT | 7.064 | 7.1422 | 7.2315 | 7.3351 | 7.5085 | 7.7124 | 7.7598 | 7.7885 | 7.8123 | 7.8251 | 7.8272 | 7.8171 | 7.7952 | 7.7554 | 7.6986 | 7.6243 | 7.5293 | 7.4144 | 7.2757 | 7.1097 | 6.9139 | 6.6872 | 6.487 | 6.3609 | 6.3119 | 6.3429 | 6.374
F3_Industrial_Industrial - ID_New_Space Heating_Natural Gas_Gas Boiler - Burner Control Optimization_A | F3 | Industrial | Industrial - ID | New | Space Heating | Natural Gas | Gas Boiler - Burner Control Optimization | A | RVT | 0 | 0 | 0 | 0 | 0 | 0 | 0 | 0 | 0 | 0 | 0 | 0 | 0 | 0 | 0 | 0 | 0 | 0 | 0 | 0 | 0 | 0 | 0 | 0 | 0 | 0 | 0
F4_Industrial_Industrial - ID_New_Space Heating_Natural Gas_Gas Boiler - Burner Control Optimization_A | F4 | Industrial | Industrial - ID | New | Space Heating | Natural Gas | Gas Boiler - Burner Control Optimization | A | RIM | 7.064 | 7.1422 | 7.2315 | 7.3351 | 7.5085 | 7.7124 | 7.7598 | 7.7885 | 7.8123 | 7.8251 | 7.8272 | 7.8171 | 7.7952 | 7.7554 | 7.6986 | 7.6243 | 7.5293 | 7.4144 | 7.2757 | 7.1097 | 6.9139 | 6.6872 | 6.487 | 6.3609 | 6.3119 | 6.3429 | 6.374
F1_Industrial_Industrial - ID_New_Space Heating_Natural Gas_Gas Boiler - High Turndown Burner_A | F1 | Industrial | Industrial - ID | New | Space Heating | Natural Gas | Gas Boiler - High Turndown Burner | A | TRC | 3.0672 | 3.0977 | 3.1328 | 3.1746 | 3.2595 | 3.3754 | 3.4317 | 3.4858 | 3.5242 | 3.5434 | 3.5431 | 3.5367 | 3.5246 | 3.5037 | 3.4744 | 3.4367 | 3.3887 | 3.331 | 3.2617 | 3.179 | 3.0817 | 2.9692 | 2.8698 | 2.8066 | 2.7811 | 2.7948 | 2.8085
F2_Industrial_Industrial - ID_New_Space Heating_Natural Gas_Gas Boiler - High Turndown Burner_A | F2 | Industrial | Industrial - ID | New | Space Heating | Natural Gas | Gas Boiler - High Turndown Burner | A | UCT | 7.261 | 7.3331 | 7.4163 | 7.5153 | 7.7161 | 7.9906 | 8.1238 | 8.2519 | 8.3429 | 8.3882 | 8.3874 | 8.3723 | 8.3437 | 8.2941 | 8.225 | 8.1355 | 8.022 | 7.8854 | 7.7214 | 7.5255 | 7.2952 | 7.029 | 6.7936 | 6.644 | 6.5837 | 6.616 | 6.6484
F3_Industrial_Industrial - ID_New_Space Heating_Natural Gas_Gas Boiler - High Turndown Burner_A | F3 | Industrial | Industrial - ID | New | Space Heating | Natural Gas | Gas Boiler - High Turndown Burner | A | RVT | 0 | 0 | 0 | 0 | 0 | 0 | 0 | 0 | 0 | 0 | 0 | 0 | 0 | 0 | 0 | 0 | 0 | 0 | 0 | 0 | 0 | 0 | 0 | 0 | 0 | 0 | 0
F4_Industrial_Industrial - ID_New_Space Heating_Natural Gas_Gas Boiler - High Turndown Burner_A | F4 | Industrial | Industrial - ID | New | Space Heating | Natural Gas | Gas Boiler - High Turndown Burner | A | RIM | 7.261 | 7.3331 | 7.4163 | 7.5153 | 7.7161 | 7.9906 | 8.1238 | 8.2519 | 8.3429 | 8.3882 | 8.3874 | 8.3723 | 8.3437 | 8.2941 | 8.225 | 8.1355 | 8.022 | 7.8854 | 7.7214 | 7.5255 | 7.2952 | 7.029 | 6.7936 | 6.644 | 6.5837 | 6.616 | 6.6484
F1_Industrial_Industrial - ID_New_Space Heating_Natural Gas_Gas Boiler - Hot Water Reset_A | F1 | Industrial | Industrial - ID | New | Space Heating | Natural Gas | Gas Boiler - Hot Water Reset | A | TRC | 13.7614 | 13.9227 | 14.0753 | 14.2016 | 14.433 | 14.7221 | 14.7678 | 14.8232 | 14.8697 | 14.8959 | 14.9028 | 14.8873 | 14.8504 | 14.7807 | 14.6801 | 14.5475 | 14.3771 | 14.1703 | 13.9203 | 13.6203 | 13.2659 | 12.8551 | 12.4928 | 12.2657 | 12.1795 | 12.2392 | 12.2992
F2_Industrial_Industrial - ID_New_Space Heating_Natural Gas_Gas Boiler - Hot Water Reset_A | F2 | Industrial | Industrial - ID | New | Space Heating | Natural Gas | Gas Boiler - Hot Water Reset | A | UCT | 32.577 | 32.9589 | 33.3203 | 33.6191 | 34.1668 | 34.8514 | 34.9595 | 35.0906 | 35.2006 | 35.2627 | 35.2792 | 35.2424 | 35.155 | 34.9901 | 34.7519 | 34.4381 | 34.0347 | 33.5451 | 32.9533 | 32.243 | 31.4042 | 30.4316 | 29.5739 | 29.0363 | 28.8324 | 28.9737 | 29.1157
F3_Industrial_Industrial - ID_New_Space Heating_Natural Gas_Gas Boiler - Hot Water Reset_A | F3 | Industrial | Industrial - ID | New | Space Heating | Natural Gas | Gas Boiler - Hot Water Reset | A | RVT | 0 | 0 | 0 | 0 | 0 | 0 | 0 | 0 | 0 | 0 | 0 | 0 | 0 | 0 | 0 | 0 | 0 | 0 | 0 | 0 | 0 | 0 | 0 | 0 | 0 | 0 | 0
F4_Industrial_Industrial - ID_New_Space Heating_Natural Gas_Gas Boiler - Hot Water Reset_A | F4 | Industrial | Industrial - ID | New | Space Heating | Natural Gas | Gas Boiler - Hot Water Reset | A | RIM | 32.577 | 32.9589 | 33.3203 | 33.6191 | 34.1668 | 34.8514 | 34.9595 | 35.0906 | 35.2006 | 35.2627 | 35.2792 | 35.2424 | 35.155 | 34.9901 | 34.7519 | 34.4381 | 34.0347 | 33.5451 | 32.9533 | 32.243 | 31.4042 | 30.4316 | 29.5739 | 29.0363 | 28.8324 | 28.9737 | 29.1157
F1_Industrial_Industrial - ID_New_Space Heating_Natural Gas_Gas Boiler - Insulate Hot Water Lines_A | F1 | Industrial | Industrial - ID | New | Space Heating | Natural Gas | Gas Boiler - Insulate Hot Water Lines | A | TRC | 1.2503 | 1.2593 | 1.2711 | 1.2861 | 1.3227 | 1.3748 | 1.3961 | 1.4215 | 1.449 | 1.4774 | 1.5067 | 1.5299 | 1.5413 | 1.5389 | 1.5228 | 1.5024 | 1.4767 | 1.4461 | 1.4095 | 1.3661 | 1.3153 | 1.2568 | 1.2048 | 1.1714 | 1.1571 | 1.1628 | 1.1685
F2_Industrial_Industrial - ID_New_Space Heating_Natural Gas_Gas Boiler - Insulate Hot Water Lines_A | F2 | Industrial | Industrial - ID | New | Space Heating | Natural Gas | Gas Boiler - Insulate Hot Water Lines | A | UCT | 2.9597 | 2.9812 | 3.009 | 3.0446 | 3.1311 | 3.2546 | 3.3049 | 3.3652 | 3.4303 | 3.4973 | 3.5669 | 3.6217 | 3.6486 | 3.6431 | 3.605 | 3.5565 | 3.4958 | 3.4233 | 3.3368 | 3.234 | 3.1137 | 2.9751 | 2.8522 | 2.7729 | 2.7392 | 2.7527 | 2.7662
F3_Industrial_Industrial - ID_New_Space Heating_Natural Gas_Gas Boiler - Insulate Hot Water Lines_A | F3 | Industrial | Industrial - ID | New | Space Heating | Natural Gas | Gas Boiler - Insulate Hot Water Lines | A | RVT | 0 | 0 | 0 | 0 | 0 | 0 | 0 | 0 | 0 | 0 | 0 | 0 | 0 | 0 | 0 | 0 | 0 | 0 | 0 | 0 | 0 | 0 | 0 | 0 | 0 | 0 | 0
F4_Industrial_Industrial - ID_New_Space Heating_Natural Gas_Gas Boiler - Insulate Hot Water Lines_A | F4 | Industrial | Industrial - ID | New | Space Heating | Natural Gas | Gas Boiler - Insulate Hot Water Lines | A | RIM | 2.9597 | 2.9812 | 3.009 | 3.0446 | 3.1311 | 3.2546 | 3.3049 | 3.3652 | 3.4303 | 3.4973 | 3.5669 | 3.6217 | 3.6486 | 3.6431 | 3.605 | 3.5565 | 3.4958 | 3.4233 | 3.3368 | 3.234 | 3.1137 | 2.9751 | 2.8522 | 2.7729 | 2.7392 | 2.7527 | 2.7662
F1_Industrial_Industrial - ID_New_Space Heating_Natural Gas_Gas Boiler - Insulate Steam Lines/Condensate Tank_A | F1 | Industrial | Industrial - ID | New | Space Heating | Natural Gas | Gas Boiler - Insulate Steam Lines/Condensate Tank | A | TRC | 4.3609 | 4.4042 | 4.4541 | 4.5136 | 4.6342 | 4.7991 | 4.879 | 4.956 | 5.0106 | 5.0379 | 5.0374 | 5.0283 | 5.0111 | 4.9813 | 4.9398 | 4.8861 | 4.8179 | 4.7359 | 4.6373 | 4.5197 | 4.3814 | 4.2215 | 4.0801 | 3.9903 | 3.9541 | 3.9735 | 3.9929
F2_Industrial_Industrial - ID_New_Space Heating_Natural Gas_Gas Boiler - Insulate Steam Lines/Condensate Tank_A | F2 | Industrial | Industrial - ID | New | Space Heating | Natural Gas | Gas Boiler - Insulate Steam Lines/Condensate Tank | A | UCT | 10.3234 | 10.4259 | 10.5441 | 10.6849 | 10.9704 | 11.3607 | 11.5501 | 11.7322 | 11.8615 | 11.926 | 11.9249 | 11.9034 | 11.8626 | 11.7922 | 11.6939 | 11.5667 | 11.4054 | 11.2111 | 10.9779 | 10.6995 | 10.372 | 9.9936 | 9.6588 | 9.4461 | 9.3604 | 9.4063 | 9.4524
F3_Industrial_Industrial - ID_New_Space Heating_Natural Gas_Gas Boiler - Insulate Steam Lines/Condensate Tank_A | F3 | Industrial | Industrial - ID | New | Space Heating | Natural Gas | Gas Boiler - Insulate Steam Lines/Condensate Tank | A | RVT | 0 | 0 | 0 | 0 | 0 | 0 | 0 | 0 | 0 | 0 | 0 | 0 | 0 | 0 | 0 | 0 | 0 | 0 | 0 | 0 | 0 | 0 | 0 | 0 | 0 | 0 | 0
F4_Industrial_Industrial - ID_New_Space Heating_Natural Gas_Gas Boiler - Insulate Steam Lines/Condensate Tank_A | F4 | Industrial | Industrial - ID | New | Space Heating | Natural Gas | Gas Boiler - Insulate Steam Lines/Condensate Tank | A | RIM | 10.3234 | 10.4259 | 10.5441 | 10.6849 | 10.9704 | 11.3607 | 11.5501 | 11.7322 | 11.8615 | 11.926 | 11.9249 | 11.9034 | 11.8626 | 11.7922 | 11.6939 | 11.5667 | 11.4054 | 11.2111 | 10.9779 | 10.6995 | 10.372 | 9.9936 | 9.6588 | 9.4461 | 9.3604 | 9.4063 | 9.4524
F1_Industrial_Industrial - ID_New_Space Heating_Natural Gas_Gas Boiler - Stack Economizer_A | F1 | Industrial | Industrial - ID | New | Space Heating | Natural Gas | Gas Boiler - Stack Economizer | A | TRC | 0.79557 | 0.80347 | 0.81258 | 0.82343 | 0.84543 | 0.87551 | 0.8901 | 0.90414 | 0.91411 | 0.91907 | 0.91899 | 0.91733 | 0.91419 | 0.90877 | 0.90119 | 0.89139 | 0.87895 | 0.86398 | 0.84601 | 0.82455 | 0.79931 | 0.77015 | 0.74435 | 0.72796 | 0.72136 | 0.72489 | 0.72845
F2_Industrial_Industrial - ID_New_Space Heating_Natural Gas_Gas Boiler - Stack Economizer_A | F2 | Industrial | Industrial - ID | New | Space Heating | Natural Gas | Gas Boiler - Stack Economizer | A | UCT | 1.8833 | 1.902 | 1.9236 | 1.9493 | 2.0014 | 2.0726 | 2.1071 | 2.1403 | 2.1639 | 2.1757 | 2.1755 | 2.1716 | 2.1641 | 2.1513 | 2.1334 | 2.1102 | 2.0807 | 2.0453 | 2.0027 | 1.9519 | 1.8922 | 1.8232 | 1.7621 | 1.7233 | 1.7077 | 1.716 | 1.7244
F3_Industrial_Industrial - ID_New_Space Heating_Natural Gas_Gas Boiler - Stack Economizer_A | F3 | Industrial | Industrial - ID | New | Space Heating | Natural Gas | Gas Boiler - Stack Economizer | A | RVT | 0 | 0 | 0 | 0 | 0 | 0 | 0 | 0 | 0 | 0 | 0 | 0 | 0 | 0 | 0 | 0 | 0 | 0 | 0 | 0 | 0 | 0 | 0 | 0 | 0 | 0 | 0
F4_Industrial_Industrial - ID_New_Space Heating_Natural Gas_Gas Boiler - Stack Economizer_A | F4 | Industrial | Industrial - ID | New | Space Heating | Natural Gas | Gas Boiler - Stack Economizer | A | RIM | 1.8833 | 1.902 | 1.9236 | 1.9493 | 2.0014 | 2.0726 | 2.1071 | 2.1403 | 2.1639 | 2.1757 | 2.1755 | 2.1716 | 2.1641 | 2.1513 | 2.1334 | 2.1102 | 2.0807 | 2.0453 | 2.0027 | 1.9519 | 1.8922 | 1.8232 | 1.7621 | 1.7233 | 1.7077 | 1.716 | 1.7244
F1_Industrial_Industrial - ID_New_Space Heating_Natural Gas_Gas Boiler - Steam Trap Replacement_A | F1 | Industrial | Industrial - ID | New | Space Heating | Natural Gas | Gas Boiler - Steam Trap Replacement | A | TRC | 2004.7858 | 2007.5121 | 2013.8286 | 2028.2598 | 2098.2917 | 2208.188 | 2235.8972 | 2274.9803 | 2318.3088 | 2362.0566 | 2407.9942 | 2454.6256 | 2503.9843 | 2553.6031 | 2605.1976 | 2658.9117 | 2687.4229 | 2670.3986 | 2604.0527 | 2484.7543 | 2345.9085 | 2186.7592 | 2044.9424 | 1951.5682 | 1908.6761 | 1918.0324 | 1927.4345
F2_Industrial_Industrial - ID_New_Space Heating_Natural Gas_Gas Boiler - Steam Trap Replacement_A | F2 | Industrial | Industrial - ID | New | Space Heating | Natural Gas | Gas Boiler - Steam Trap Replacement | A | UCT | 4745.8881 | 4752.3419 | 4767.2948 | 4801.4576 | 4967.2426 | 5227.3979 | 5292.9933 | 5385.5139 | 5488.0845 | 5591.6479 | 5700.3949 | 5810.7845 | 5927.6304 | 6045.0918 | 6167.2305 | 6294.3868 | 6361.8806 | 6321.5795 | 6164.5202 | 5882.1075 | 5553.4207 | 5176.6699 | 4840.9498 | 4619.9072 | 4518.3695 | 4540.5184 | 4562.7758
F3_Industrial_Industrial - ID_New_Space Heating_Natural Gas_Gas Boiler - Steam Trap Replacement_A | F3 | Industrial | Industrial - ID | New | Space Heating | Natural Gas | Gas Boiler - Steam Trap Replacement | A | RVT | 0 | 0 | 0 | 0 | 0 | 0 | 0 | 0 | 0 | 0 | 0 | 0 | 0 | 0 | 0 | 0 | 0 | 0 | 0 | 0 | 0 | 0 | 0 | 0 | 0 | 0 | 0
F4_Industrial_Industrial - ID_New_Space Heating_Natural Gas_Gas Boiler - Steam Trap Replacement_A | F4 | Industrial | Industrial - ID | New | Space Heating | Natural Gas | Gas Boiler - Steam Trap Replacement | A | RIM | 4745.8881 | 4752.3419 | 4767.2948 | 4801.4576 | 4967.2426 | 5227.3979 | 5292.9933 | 5385.5139 | 5488.0845 | 5591.6479 | 5700.3949 | 5810.7845 | 5927.6304 | 6045.0918 | 6167.2305 | 6294.3868 | 6361.8806 | 6321.5795 | 6164.5202 | 5882.1075 | 5553.4207 | 5176.6699 | 4840.9498 | 4619.9072 | 4518.3695 | 4540.5184 | 4562.7758
F1_Industrial_Industrial - ID_New_Process_Natural Gas_Process Boiler - Hot Water Reset_A | F1 | Industrial | Industrial - ID | New | Process | Natural Gas | Process Boiler - Hot Water Reset | A | TRC | 101.7527 | 102.9769 | 104.1392 | 105.0731 | 106.785 | 108.9245 | 109.2624 | 109.6721 | 110.016 | 110.21 | 110.2615 | 110.1465 | 109.8735 | 109.3579 | 108.6134 | 107.6327 | 106.3721 | 104.8418 | 102.9921 | 100.7724 | 98.1505 | 95.111 | 92.4302 | 90.7501 | 90.1127 | 90.5544 | 90.9983
F2_Industrial_Industrial - ID_New_Process_Natural Gas_Process Boiler - Hot Water Reset_A | F2 | Industrial | Industrial - ID | New | Process | Natural Gas | Process Boiler - Hot Water Reset | A | UCT | 202.6577 | 205.0959 | 207.4108 | 209.271 | 212.6804 | 216.9416 | 217.6146 | 218.4307 | 219.1155 | 219.502 | 219.6045 | 219.3755 | 218.8318 | 217.8048 | 216.3221 | 214.3688 | 211.858 | 208.8103 | 205.1263 | 200.7053 | 195.4834 | 189.4297 | 184.0905 | 180.7443 | 179.4747 | 180.3545 | 181.2386
F3_Industrial_Industrial - ID_New_Process_Natural Gas_Process Boiler - Hot Water Reset_A | F3 | Industrial | Industrial - ID | New | Process | Natural Gas | Process Boiler - Hot Water Reset | A | RVT | 0 | 0 | 0 | 0 | 0 | 0 | 0 | 0 | 0 | 0 | 0 | 0 | 0 | 0 | 0 | 0 | 0 | 0 | 0 | 0 | 0 | 0 | 0 | 0 | 0 | 0 | 0
F4_Industrial_Industrial - ID_New_Process_Natural Gas_Process Boiler - Hot Water Reset_A | F4 | Industrial | Industrial - ID | New | Process | Natural Gas | Process Boiler - Hot Water Reset | A | RIM | 202.6577 | 205.0959 | 207.4108 | 209.271 | 212.6804 | 216.9416 | 217.6146 | 218.4307 | 219.1155 | 219.502 | 219.6045 | 219.3755 | 218.8318 | 217.8048 | 216.3221 | 214.3688 | 211.858 | 208.8103 | 205.1263 | 200.7053 | 195.4834 | 189.4297 | 184.0905 | 180.7443 | 179.4747 | 180.3545 | 181.2386
F1_Industrial_Industrial - ID_New_Process_Natural Gas_Process Boiler - Burner Control Optimization_A | F1 | Industrial | Industrial - ID | New | Process | Natural Gas | Process Boiler - Burner Control Optimization | A | TRC | 22.0633 | 22.3146 | 22.6013 | 22.925 | 23.4672 | 24.1044 | 24.2524 | 24.3422 | 24.4167 | 24.4565 | 24.4633 | 24.4315 | 24.3632 | 24.2387 | 24.0613 | 23.8291 | 23.5322 | 23.1729 | 22.7396 | 22.2207 | 21.6087 | 20.9001 | 20.2744 | 19.8802 | 19.7273 | 19.824 | 19.9212
F2_Industrial_Industrial - ID_New_Process_Natural Gas_Process Boiler - Burner Control Optimization_A | F2 | Industrial | Industrial - ID | New | Process | Natural Gas | Process Boiler - Burner Control Optimization | A | UCT | 43.9428 | 44.4433 | 45.0143 | 45.659 | 46.7389 | 48.008 | 48.3028 | 48.4815 | 48.6299 | 48.7092 | 48.7227 | 48.6595 | 48.5235 | 48.2755 | 47.9221 | 47.4597 | 46.8683 | 46.1527 | 45.2897 | 44.2562 | 43.0374 | 41.626 | 40.3799 | 39.5949 | 39.2902 | 39.4828 | 39.6764
F3_Industrial_Industrial - ID_New_Process_Natural Gas_Process Boiler - Burner Control Optimization_A | F3 | Industrial | Industrial - ID | New | Process | Natural Gas | Process Boiler - Burner Control Optimization | A | RVT | 0 | 0 | 0 | 0 | 0 | 0 | 0 | 0 | 0 | 0 | 0 | 0 | 0 | 0 | 0 | 0 | 0 | 0 | 0 | 0 | 0 | 0 | 0 | 0 | 0 | 0 | 0
F4_Industrial_Industrial - ID_New_Process_Natural Gas_Process Boiler - Burner Control Optimization_A | F4 | Industrial | Industrial - ID | New | Process | Natural Gas | Process Boiler - Burner Control Optimization | A | RIM | 43.9428 | 44.4433 | 45.0143 | 45.659 | 46.7389 | 48.008 | 48.3028 | 48.4815 | 48.6299 | 48.7092 | 48.7227 | 48.6595 | 48.5235 | 48.2755 | 47.9221 | 47.4597 | 46.8683 | 46.1527 | 45.2897 | 44.2562 | 43.0374 | 41.626 | 40.3799 | 39.5949 | 39.2902 | 39.4828 | 39.6764
F1_Industrial_Industrial - ID_New_Process_Natural Gas_Process Boiler - Insulate Hot Water Lines_A | F1 | Industrial | Industrial - ID | New | Process | Natural Gas | Process Boiler - Insulate Hot Water Lines | A | TRC | 9.2416 | 9.3128 | 9.4044 | 9.5156 | 9.786 | 10.1718 | 10.3292 | 10.5175 | 10.721 | 10.9305 | 11.1479 | 11.3191 | 11.4033 | 11.3861 | 11.267 | 11.1156 | 10.9258 | 10.6991 | 10.4287 | 10.1077 | 9.7317 | 9.2985 | 8.9142 | 8.6666 | 8.5612 | 8.6032 | 8.6454
F2_Industrial_Industrial - ID_New_Process_Natural Gas_Process Boiler - Insulate Hot Water Lines_A | F2 | Industrial | Industrial - ID | New | Process | Natural Gas | Process Boiler - Insulate Hot Water Lines | A | UCT | 18.4062 | 18.5481 | 18.7304 | 18.9519 | 19.4904 | 20.2588 | 20.5724 | 20.9474 | 21.3528 | 21.7699 | 22.2029 | 22.544 | 22.7116 | 22.6773 | 22.4401 | 22.1385 | 21.7606 | 21.3091 | 20.7706 | 20.1312 | 19.3823 | 18.5195 | 17.7542 | 17.2609 | 17.0511 | 17.1347 | 17.2187
F3_Industrial_Industrial - ID_New_Process_Natural Gas_Process Boiler - Insulate Hot Water Lines_A | F3 | Industrial | Industrial - ID | New | Process | Natural Gas | Process Boiler - Insulate Hot Water Lines | A | RVT | 0 | 0 | 0 | 0 | 0 | 0 | 0 | 0 | 0 | 0 | 0 | 0 | 0 | 0 | 0 | 0 | 0 | 0 | 0 | 0 | 0 | 0 | 0 | 0 | 0 | 0 | 0
F4_Industrial_Industrial - ID_New_Process_Natural Gas_Process Boiler - Insulate Hot Water Lines_A | F4 | Industrial | Industrial - ID | New | Process | Natural Gas | Process Boiler - Insulate Hot Water Lines | A | RIM | 18.4062 | 18.5481 | 18.7304 | 18.9519 | 19.4904 | 20.2588 | 20.5724 | 20.9474 | 21.3528 | 21.7699 | 22.2029 | 22.544 | 22.7116 | 22.6773 | 22.4401 | 22.1385 | 21.7606 | 21.3091 | 20.7706 | 20.1312 | 19.3823 | 18.5195 | 17.7542 | 17.2609 | 17.0511 | 17.1347 | 17.2187
F1_Industrial_Industrial - ID_New_Process_Natural Gas_Process Boiler - Insulate Steam Lines/Condensate Tank_A | F1 | Industrial | Industrial - ID | New | Process | Natural Gas | Process Boiler - Insulate Steam Lines/Condensate Tank | A | TRC | 32.2405 | 32.5725 | 32.9546 | 33.3945 | 34.287 | 35.5067 | 36.0985 | 36.6677 | 37.072 | 37.2736 | 37.27 | 37.2029 | 37.0755 | 36.8555 | 36.5481 | 36.1507 | 35.6464 | 35.0393 | 34.3103 | 33.4401 | 32.4166 | 31.2339 | 30.1877 | 29.5227 | 29.255 | 29.3984 | 29.5425
F2_Industrial_Industrial - ID_New_Process_Natural Gas_Process Boiler - Insulate Steam Lines/Condensate Tank_A | F2 | Industrial | Industrial - ID | New | Process | Natural Gas | Process Boiler - Insulate Steam Lines/Condensate Tank | A | UCT | 64.2124 | 64.8737 | 65.6346 | 66.5107 | 68.2883 | 70.7177 | 71.8964 | 73.03 | 73.8352 | 74.2366 | 74.2296 | 74.0959 | 73.8421 | 73.4039 | 72.7918 | 72.0002 | 70.9958 | 69.7866 | 68.3347 | 66.6017 | 64.5633 | 62.2076 | 60.1239 | 58.7995 | 58.2663 | 58.552 | 58.839
F3_Industrial_Industrial - ID_New_Process_Natural Gas_Process Boiler - Insulate Steam Lines/Condensate Tank_A | F3 | Industrial | Industrial - ID | New | Process | Natural Gas | Process Boiler - Insulate Steam Lines/Condensate Tank | A | RVT | 0 | 0 | 0 | 0 | 0 | 0 | 0 | 0 | 0 | 0 | 0 | 0 | 0 | 0 | 0 | 0 | 0 | 0 | 0 | 0 | 0 | 0 | 0 | 0 | 0 | 0 | 0
F4_Industrial_Industrial - ID_New_Process_Natural Gas_Process Boiler - Insulate Steam Lines/Condensate Tank_A | F4 | Industrial | Industrial - ID | New | Process | Natural Gas | Process Boiler - Insulate Steam Lines/Condensate Tank | A | RIM | 64.2124 | 64.8737 | 65.6346 | 66.5107 | 68.2883 | 70.7177 | 71.8964 | 73.03 | 73.8352 | 74.2366 | 74.2296 | 74.0959 | 73.8421 | 73.4039 | 72.7918 | 72.0002 | 70.9958 | 69.7866 | 68.3347 | 66.6017 | 64.5633 | 62.2076 | 60.1239 | 58.7995 | 58.2663 | 58.552 | 58.839
F1_Industrial_Industrial - ID_New_Process_Natural Gas_Process Boiler - Stack Economizer_A | F1 | Industrial | Industrial - ID | New | Process | Natural Gas | Process Boiler - Stack Economizer | A | TRC | 5.8817 | 5.9423 | 6.012 | 6.0923 | 6.2551 | 6.4776 | 6.5856 | 6.6894 | 6.7632 | 6.7999 | 6.7993 | 6.7871 | 6.7638 | 6.7237 | 6.6676 | 6.5951 | 6.5031 | 6.3923 | 6.2593 | 6.1006 | 5.9139 | 5.6981 | 5.5073 | 5.3859 | 5.3371 | 5.3633 | 5.3896
F2_Industrial_Industrial - ID_New_Process_Natural Gas_Process Boiler - Stack Economizer_A | F2 | Industrial | Industrial - ID | New | Process | Natural Gas | Process Boiler - Stack Economizer | A | UCT | 11.7145 | 11.8351 | 11.974 | 12.1338 | 12.4581 | 12.9013 | 13.1163 | 13.3231 | 13.47 | 13.5433 | 13.542 | 13.5176 | 13.4713 | 13.3913 | 13.2797 | 13.1352 | 12.952 | 12.7314 | 12.4665 | 12.1504 | 11.7785 | 11.3487 | 10.9686 | 10.727 | 10.6297 | 10.6818 | 10.7342
F3_Industrial_Industrial - ID_New_Process_Natural Gas_Process Boiler - Stack Economizer_A | F3 | Industrial | Industrial - ID | New | Process | Natural Gas | Process Boiler - Stack Economizer | A | RVT | 0 | 0 | 0 | 0 | 0 | 0 | 0 | 0 | 0 | 0 | 0 | 0 | 0 | 0 | 0 | 0 | 0 | 0 | 0 | 0 | 0 | 0 | 0 | 0 | 0 | 0 | 0
F4_Industrial_Industrial - ID_New_Process_Natural Gas_Process Boiler - Stack Economizer_A | F4 | Industrial | Industrial - ID | New | Process | Natural Gas | Process Boiler - Stack Economizer | A | RIM | 11.7145 | 11.8351 | 11.974 | 12.1338 | 12.4581 | 12.9013 | 13.1163 | 13.3231 | 13.47 | 13.5433 | 13.542 | 13.5176 | 13.4713 | 13.3913 | 13.2797 | 13.1352 | 12.952 | 12.7314 | 12.4665 | 12.1504 | 11.7785 | 11.3487 | 10.9686 | 10.727 | 10.6297 | 10.6818 | 10.7342
F1_Industrial_Industrial - ID_New_Process_Natural Gas_Process Boiler - Steam Trap Replacement_A | F1 | Industrial | Industrial - ID | New | Process | Natural Gas | Process Boiler - Steam Trap Replacement | A | TRC | 14810.0565 | 14841.2153 | 14899.697 | 15006.4694 | 15524.6136 | 16337.7026 | 16542.7144 | 16831.8781 | 17152.4522 | 17476.129 | 17816.0067 | 18161.0183 | 18526.2081 | 18893.3221 | 19275.0543 | 19672.4684 | 19883.4134 | 19757.4563 | 19266.5834 | 18383.9312 | 17356.6538 | 16179.1572 | 15129.8983 | 14439.0518 | 14121.7062 | 14190.9302 | 14260.4936
F2_Industrial_Industrial - ID_New_Process_Natural Gas_Process Boiler - Steam Trap Replacement_A | F2 | Industrial | Industrial - ID | New | Process | Natural Gas | Process Boiler - Steam Trap Replacement | A | UCT | 29496.7425 | 29558.8008 | 29675.2769 | 29887.9322 | 30919.9045 | 32539.3093 | 32947.625 | 33523.5437 | 34162.0215 | 34806.6789 | 35483.603 | 36170.7521 | 36898.0897 | 37629.2596 | 38389.5439 | 39181.0616 | 39601.1944 | 39350.3295 | 38372.6727 | 36614.721 | 34568.7236 | 32223.5393 | 30133.7619 | 28757.8237 | 28125.7761 | 28263.6475 | 28402.1948
F3_Industrial_Industrial - ID_New_Process_Natural Gas_Process Boiler - Steam Trap Replacement_A | F3 | Industrial | Industrial - ID | New | Process | Natural Gas | Process Boiler - Steam Trap Replacement | A | RVT | 0 | 0 | 0 | 0 | 0 | 0 | 0 | 0 | 0 | 0 | 0 | 0 | 0 | 0 | 0 | 0 | 0 | 0 | 0 | 0 | 0 | 0 | 0 | 0 | 0 | 0 | 0
F4_Industrial_Industrial - ID_New_Process_Natural Gas_Process Boiler - Steam Trap Replacement_A | F4 | Industrial | Industrial - ID | New | Process | Natural Gas | Process Boiler - Steam Trap Replacement | A | RIM | 29496.7425 | 29558.8008 | 29675.2769 | 29887.9322 | 30919.9045 | 32539.3093 | 32947.625 | 33523.5437 | 34162.0215 | 34806.6789 | 35483.603 | 36170.7521 | 36898.0897 | 37629.2596 | 38389.5439 | 39181.0616 | 39601.1944 | 39350.3295 | 38372.6727 | 36614.721 | 34568.7236 | 32223.5393 | 30133.7619 | 28757.8237 | 28125.7761 | 28263.6475 | 28402.1948
F1_Industrial_Industrial - ID_New_Process_Natural Gas_Process Boiler - Maintenance_A | F1 | Industrial | Industrial - ID | New | Process | Natural Gas | Process Boiler - Maintenance | A | TRC | 11.1759 | 10.7834 | 10.1312 | 10.1918 | 10.7216 | 11.6128 | 11.7106 | 11.8976 | 12.1179 | 12.3285 | 12.5657 | 12.8127 | 13.0766 | 13.334 | 13.5877 | 13.8534 | 14.1299 | 14.4346 | 14.7499 | 14.7517 | 14.1765 | 13.0008 | 11.5773 | 10.6259 | 10.1666 | 10.2164 | 10.2665
F2_Industrial_Industrial - ID_New_Process_Natural Gas_Process Boiler - Maintenance_A | F2 | Industrial | Industrial - ID | New | Process | Natural Gas | Process Boiler - Maintenance | A | UCT | 22.2588 | 21.477 | 20.1779 | 20.2987 | 21.3539 | 23.1289 | 23.3237 | 23.6961 | 24.1348 | 24.5543 | 25.0267 | 25.5187 | 26.0442 | 26.557 | 27.0622 | 27.5914 | 28.1421 | 28.749 | 29.377 | 29.3805 | 28.235 | 25.8933 | 23.0582 | 21.1634 | 20.2484 | 20.3477 | 20.4474
F3_Industrial_Industrial - ID_New_Process_Natural Gas_Process Boiler - Maintenance_A | F3 | Industrial | Industrial - ID | New | Process | Natural Gas | Process Boiler - Maintenance | A | RVT | 0 | 0 | 0 | 0 | 0 | 0 | 0 | 0 | 0 | 0 | 0 | 0 | 0 | 0 | 0 | 0 | 0 | 0 | 0 | 0 | 0 | 0 | 0 | 0 | 0 | 0 | 0
F4_Industrial_Industrial - ID_New_Process_Natural Gas_Process Boiler - Maintenance_A | F4 | Industrial | Industrial - ID | New | Process | Natural Gas | Process Boiler - Maintenance | A | RIM | 22.2588 | 21.477 | 20.1779 | 20.2987 | 21.3539 | 23.1289 | 23.3237 | 23.6961 | 24.1348 | 24.5543 | 25.0267 | 25.5187 | 26.0442 | 26.557 | 27.0622 | 27.5914 | 28.1421 | 28.749 | 29.377 | 29.3805 | 28.235 | 25.8933 | 23.0582 | 21.1634 | 20.2484 | 20.3477 | 20.4474
F1_Industrial_Industrial - ID_New_Process_Natural Gas_Process - Heat Recovery_A | F1 | Industrial | Industrial - ID | New | Process | Natural Gas | Process - Heat Recovery | A | TRC | 6.2857 | 6.3613 | 6.4331 | 6.4908 | 6.5965 | 6.7287 | 6.7496 | 6.7749 | 6.7961 | 6.8081 | 6.8113 | 6.8042 | 6.7873 | 6.7555 | 6.7095 | 6.6489 | 6.571 | 6.4765 | 6.3622 | 6.2251 | 6.0631 | 5.8754 | 5.7098 | 5.606 | 5.5666 | 5.5939 | 5.6213
F2_Industrial_Industrial - ID_New_Process_Natural Gas_Process - Heat Recovery_A | F2 | Industrial | Industrial - ID | New | Process | Natural Gas | Process - Heat Recovery | A | UCT | 12.519 | 12.6696 | 12.8126 | 12.9275 | 13.1381 | 13.4013 | 13.4429 | 13.4933 | 13.5356 | 13.5595 | 13.5658 | 13.5517 | 13.5181 | 13.4547 | 13.3631 | 13.2424 | 13.0873 | 12.899 | 12.6715 | 12.3984 | 12.0758 | 11.7018 | 11.372 | 11.1653 | 11.0869 | 11.1412 | 11.1958
F3_Industrial_Industrial - ID_New_Process_Natural Gas_Process - Heat Recovery_A | F3 | Industrial | Industrial - ID | New | Process | Natural Gas | Process - Heat Recovery | A | RVT | 0 | 0 | 0 | 0 | 0 | 0 | 0 | 0 | 0 | 0 | 0 | 0 | 0 | 0 | 0 | 0 | 0 | 0 | 0 | 0 | 0 | 0 | 0 | 0 | 0 | 0 | 0
F4_Industrial_Industrial - ID_New_Process_Natural Gas_Process - Heat Recovery_A | F4 | Industrial | Industrial - ID | New | Process | Natural Gas | Process - Heat Recovery | A | RIM | 12.519 | 12.6696 | 12.8126 | 12.9275 | 13.1381 | 13.4013 | 13.4429 | 13.4933 | 13.5356 | 13.5595 | 13.5658 | 13.5517 | 13.5181 | 13.4547 | 13.3631 | 13.2424 | 13.0873 | 12.899 | 12.6715 | 12.3984 | 12.0758 | 11.7018 | 11.372 | 11.1653 | 11.0869 | 11.1412 | 11.1958
F1_Industrial_Industrial - ID_New_Space Heating_Natural Gas_Strategic Energy Management_A | F1 | Industrial | Industrial - ID | New | Space Heating | Natural Gas | Strategic Energy Management | A | TRC | 4.2118 | 4.0955 | 3.9049 | 3.9164 | 4.0658 | 4.3179 | 4.3454 | 4.3982 | 4.4605 | 4.52 | 4.5871 | 4.657 | 4.7317 | 4.8045 | 4.8763 | 4.9515 | 5.0297 | 5.1159 | 5.2052 | 5.2056 | 5.0428 | 4.71 | 4.3071 | 4.0378 | 3.9078 | 3.9219 | 3.9361
F2_Industrial_Industrial - ID_New_Space Heating_Natural Gas_Strategic Energy Management_A | F2 | Industrial | Industrial - ID | New | Space Heating | Natural Gas | Strategic Energy Management | A | UCT | 6.3364 | 6.1046 | 5.725 | 5.748 | 6.0455 | 6.5476 | 6.6024 | 6.7075 | 6.8316 | 6.9502 | 7.0838 | 7.223 | 7.3717 | 7.5168 | 7.6597 | 7.8094 | 7.9653 | 8.137 | 8.3147 | 8.3157 | 7.9914 | 7.3286 | 6.5261 | 5.9898 | 5.7308 | 5.7589 | 5.7872
F3_Industrial_Industrial - ID_New_Space Heating_Natural Gas_Strategic Energy Management_A | F3 | Industrial | Industrial - ID | New | Space Heating | Natural Gas | Strategic Energy Management | A | RVT | 1.0304 | 1.0304 | 1.0304 | 1.0304 | 1.0304 | 1.0304 | 1.0304 | 1.0304 | 1.0304 | 1.0304 | 1.0304 | 1.0304 | 1.0304 | 1.0304 | 1.0304 | 1.0304 | 1.0304 | 1.0304 | 1.0304 | 1.0304 | 1.0304 | 1.0304 | 1.0304 | 1.0304 | 1.0304 | 1.0304 | 1.0304
F4_Industrial_Industrial - ID_New_Space Heating_Natural Gas_Strategic Energy Management_A | F4 | Industrial | Industrial - ID | New | Space Heating | Natural Gas | Strategic Energy Management | A | RIM | 6.3364 | 6.1046 | 5.725 | 5.748 | 6.0455 | 6.5476 | 6.6024 | 6.7075 | 6.8316 | 6.9502 | 7.0838 | 7.223 | 7.3717 | 7.5168 | 7.6597 | 7.8094 | 7.9653 | 8.137 | 8.3147 | 8.3157 | 7.9914 | 7.3286 | 6.5261 | 5.9898 | 5.7308 | 5.7589 | 5.7872
F1_Industrial_Industrial - ID_New_Process_Natural Gas_Strategic Energy Management_A | F1 | Industrial | Industrial - ID | New | Process | Natural Gas | Strategic Energy Management | A | TRC | 4.2118 | 4.0955 | 3.9049 | 3.9164 | 4.0658 | 4.3179 | 4.3454 | 4.3982 | 4.4605 | 4.52 | 4.5871 | 4.657 | 4.7317 | 4.8045 | 4.8763 | 4.9515 | 5.0297 | 5.1159 | 5.2052 | 5.2056 | 5.0428 | 4.71 | 4.3071 | 4.0378 | 3.9078 | 3.9219 | 3.9361
F2_Industrial_Industrial - ID_New_Process_Natural Gas_Strategic Energy Management_A | F2 | Industrial | Industrial - ID | New | Process | Natural Gas | Strategic Energy Management | A | UCT | 6.3364 | 6.1046 | 5.725 | 5.748 | 6.0455 | 6.5476 | 6.6024 | 6.7075 | 6.8316 | 6.9502 | 7.0838 | 7.223 | 7.3717 | 7.5168 | 7.6597 | 7.8094 | 7.9653 | 8.137 | 8.3147 | 8.3157 | 7.9914 | 7.3286 | 6.5261 | 5.9898 | 5.7308 | 5.7589 | 5.7872
F3_Industrial_Industrial - ID_New_Process_Natural Gas_Strategic Energy Management_A | F3 | Industrial | Industrial - ID | New | Process | Natural Gas | Strategic Energy Management | A | RVT | 1.0304 | 1.0304 | 1.0304 | 1.0304 | 1.0304 | 1.0304 | 1.0304 | 1.0304 | 1.0304 | 1.0304 | 1.0304 | 1.0304 | 1.0304 | 1.0304 | 1.0304 | 1.0304 | 1.0304 | 1.0304 | 1.0304 | 1.0304 | 1.0304 | 1.0304 | 1.0304 | 1.0304 | 1.0304 | 1.0304 | 1.0304
F4_Industrial_Industrial - ID_New_Process_Natural Gas_Strategic Energy Management_A | F4 | Industrial | Industrial - ID | New | Process | Natural Gas | Strategic Energy Management | A | RIM | 6.3364 | 6.1046 | 5.725 | 5.748 | 6.0455 | 6.5476 | 6.6024 | 6.7075 | 6.8316 | 6.9502 | 7.0838 | 7.223 | 7.3717 | 7.5168 | 7.6597 | 7.8094 | 7.9653 | 8.137 | 8.3147 | 8.3157 | 7.9914 | 7.3286 | 6.5261 | 5.9898 | 5.7308 | 5.7589 | 5.7872
F1_Industrial_Industrial - ID_New_Miscellaneous_Natural Gas_Strategic Energy Management_A | F1 | Industrial | Industrial - ID | New | Miscellaneous | Natural Gas | Strategic Energy Management | A | TRC | 4.2118 | 4.0955 | 3.9049 | 3.9164 | 4.0658 | 4.3179 | 4.3454 | 4.3982 | 4.4605 | 4.52 | 4.5871 | 4.657 | 4.7317 | 4.8045 | 4.8763 | 4.9515 | 5.0297 | 5.1159 | 5.2052 | 5.2056 | 5.0428 | 4.71 | 4.3071 | 4.0378 | 3.9078 | 3.9219 | 3.9361
F2_Industrial_Industrial - ID_New_Miscellaneous_Natural Gas_Strategic Energy Management_A | F2 | Industrial | Industrial - ID | New | Miscellaneous | Natural Gas | Strategic Energy Management | A | UCT | 6.3364 | 6.1046 | 5.725 | 5.748 | 6.0455 | 6.5476 | 6.6024 | 6.7075 | 6.8316 | 6.9502 | 7.0838 | 7.223 | 7.3717 | 7.5168 | 7.6597 | 7.8094 | 7.9653 | 8.137 | 8.3147 | 8.3157 | 7.9914 | 7.3286 | 6.5261 | 5.9898 | 5.7308 | 5.7589 | 5.7872
F3_Industrial_Industrial - ID_New_Miscellaneous_Natural Gas_Strategic Energy Management_A | F3 | Industrial | Industrial - ID | New | Miscellaneous | Natural Gas | Strategic Energy Management | A | RVT | 1.0304 | 1.0304 | 1.0304 | 1.0304 | 1.0304 | 1.0304 | 1.0304 | 1.0304 | 1.0304 | 1.0304 | 1.0304 | 1.0304 | 1.0304 | 1.0304 | 1.0304 | 1.0304 | 1.0304 | 1.0304 | 1.0304 | 1.0304 | 1.0304 | 1.0304 | 1.0304 | 1.0304 | 1.0304 | 1.0304 | 1.0304
F4_Industrial_Industrial - ID_New_Miscellaneous_Natural Gas_Strategic Energy Management_A | F4 | Industrial | Industrial - ID | New | Miscellaneous | Natural Gas | Strategic Energy Management | A | RIM | 6.3364 | 6.1046 | 5.725 | 5.748 | 6.0455 | 6.5476 | 6.6024 | 6.7075 | 6.8316 | 6.9502 | 7.0838 | 7.223 | 7.3717 | 7.5168 | 7.6597 | 7.8094 | 7.9653 | 8.137 | 8.3147 | 8.3157 | 7.9914 | 7.3286 | 6.5261 | 5.9898 | 5.7308 | 5.7589 | 5.7872
F1_Industrial_Industrial - ID_New_Space Heating_Natural Gas_Retrocommissioning_A | F1 | Industrial | Industrial - ID | New | Space Heating | Natural Gas | Retrocommissioning | A | TRC | 0.1535 | 0.15087 | 0.14683 | 0.14651 | 0.14919 | 0.15379 | 0.15428 | 0.15523 | 0.15637 | 0.15745 | 0.15868 | 0.15995 | 0.16132 | 0.16265 | 0.16396 | 0.16534 | 0.16677 | 0.16834 | 0.16998 | 0.16998 | 0.167 | 0.1609 | 0.15353 | 0.14859 | 0.14621 | 0.14647 | 0.14673
F2_Industrial_Industrial - ID_New_Space Heating_Natural Gas_Retrocommissioning_A | F2 | Industrial | Industrial - ID | New | Space Heating | Natural Gas | Retrocommissioning | A | UCT | 0.11942 | 0.1142 | 0.10613 | 0.1055 | 0.11085 | 0.12 | 0.12097 | 0.12288 | 0.12514 | 0.1273 | 0.12974 | 0.13228 | 0.135 | 0.13765 | 0.14026 | 0.143 | 0.14585 | 0.14899 | 0.15224 | 0.15225 | 0.14631 | 0.13417 | 0.11948 | 0.10966 | 0.10491 | 0.10543 | 0.10594
F3_Industrial_Industrial - ID_New_Space Heating_Natural Gas_Retrocommissioning_A | F3 | Industrial | Industrial - ID | New | Space Heating | Natural Gas | Retrocommissioning | A | RVT | 0.093537 | 0.093537 | 0.093537 | 0.093537 | 0.093537 | 0.093537 | 0.093537 | 0.093537 | 0.093537 | 0.093537 | 0.093537 | 0.093537 | 0.093537 | 0.093537 | 0.093537 | 0.093537 | 0.093537 | 0.093537 | 0.093537 | 0.093537 | 0.093537 | 0.093537 | 0.093537 | 0.093537 | 0.093537 | 0.093537 | 0.093537
F4_Industrial_Industrial - ID_New_Space Heating_Natural Gas_Retrocommissioning_A | F4 | Industrial | Industrial - ID | New | Space Heating | Natural Gas | Retrocommissioning | A | RIM | 0.11942 | 0.1142 | 0.10613 | 0.1055 | 0.11085 | 0.12 | 0.12097 | 0.12288 | 0.12514 | 0.1273 | 0.12974 | 0.13228 | 0.135 | 0.13765 | 0.14026 | 0.143 | 0.14585 | 0.14899 | 0.15224 | 0.15225 | 0.14631 | 0.13417 | 0.11948 | 0.10966 | 0.10491 | 0.10543 | 0.10594
F1_Industrial_Industrial - ID_New_Process_Natural Gas_Retrocommissioning_A | F1 | Industrial | Industrial - ID | New | Process | Natural Gas | Retrocommissioning | A | TRC | 0.1535 | 0.15087 | 0.14683 | 0.14651 | 0.14919 | 0.15379 | 0.15428 | 0.15523 | 0.15637 | 0.15745 | 0.15868 | 0.15995 | 0.16132 | 0.16265 | 0.16396 | 0.16534 | 0.16677 | 0.16834 | 0.16998 | 0.16998 | 0.167 | 0.1609 | 0.15353 | 0.14859 | 0.14621 | 0.14647 | 0.14673
F2_Industrial_Industrial - ID_New_Process_Natural Gas_Retrocommissioning_A | F2 | Industrial | Industrial - ID | New | Process | Natural Gas | Retrocommissioning | A | UCT | 0.11942 | 0.1142 | 0.10613 | 0.1055 | 0.11085 | 0.12 | 0.12097 | 0.12288 | 0.12514 | 0.1273 | 0.12974 | 0.13228 | 0.135 | 0.13765 | 0.14026 | 0.143 | 0.14585 | 0.14899 | 0.15224 | 0.15225 | 0.14631 | 0.13417 | 0.11948 | 0.10966 | 0.10491 | 0.10543 | 0.10594
F3_Industrial_Industrial - ID_New_Process_Natural Gas_Retrocommissioning_A | F3 | Industrial | Industrial - ID | New | Process | Natural Gas | Retrocommissioning | A | RVT | 0.093537 | 0.093537 | 0.093537 | 0.093537 | 0.093537 | 0.093537 | 0.093537 | 0.093537 | 0.093537 | 0.093537 | 0.093537 | 0.093537 | 0.093537 | 0.093537 | 0.093537 | 0.093537 | 0.093537 | 0.093537 | 0.093537 | 0.093537 | 0.093537 | 0.093537 | 0.093537 | 0.093537 | 0.093537 | 0.093537 | 0.093537
F4_Industrial_Industrial - ID_New_Process_Natural Gas_Retrocommissioning_A | F4 | Industrial | Industrial - ID | New | Process | Natural Gas | Retrocommissioning | A | RIM | 0.11942 | 0.1142 | 0.10613 | 0.1055 | 0.11085 | 0.12 | 0.12097 | 0.12288 | 0.12514 | 0.1273 | 0.12974 | 0.13228 | 0.135 | 0.13765 | 0.14026 | 0.143 | 0.14585 | 0.14899 | 0.15224 | 0.15225 | 0.14631 | 0.13417 | 0.11948 | 0.10966 | 0.10491 | 0.10543 | 0.10594

## CCE
Key | Field | Sector | Segment | Vintage | End Use | Fuel | Measure | Option | Levelized Cost | Wtd. Levelized Cost | 2021 | 2022 | 2023 | 2024 | 2025 | 2026 | 2027 | 2028 | 2029 | 2030 | 2031 | 2032 | 2033 | 2034 | 2035 | 2036 | 2037 | 2038 | 2039 | 2040 | 2041 | 2042 | 2043 | 2044 | 2045 | 2046 | 2047
F1_Industrial_Industrial - WA_Existing_Space Heating_Natural Gas_Furnace_A | F1 | Industrial | Industrial - WA | Existing | Space Heating | Natural Gas | Furnace | A | TRC | 4434.1391 | 0 | 2318.896 | 2327.923 | 4655.8461 | 4655.8461 | 4655.8461 | 4655.8461 | 4655.8461 | 4655.8461 | 4655.8461 | 4655.8461 | 4655.8461 | 4655.8461 | 4655.8461 | 4655.8461 | 4655.8461 | 4655.8461 | 4655.8461 | 4655.8461 | 4655.8461 | 4655.8461 | 4655.8461 | 4655.8461 | 4655.8435 | 4655.8435 | 4655.8435 | 4655.8435
F2_Industrial_Industrial - WA_Existing_Space Heating_Natural Gas_Furnace_A | F2 | Industrial | Industrial - WA | Existing | Space Heating | Natural Gas | Furnace | A | UCT | 2532.6217 | 0 | 1324.4705 | 1329.6264 | 2659.2527 | 2659.2527 | 2659.2527 | 2659.2527 | 2659.2527 | 2659.2527 | 2659.2527 | 2659.2527 | 2659.2527 | 2659.2527 | 2659.2527 | 2659.2527 | 2659.2527 | 2659.2527 | 2659.2527 | 2659.2527 | 2659.2527 | 2659.2527 | 2659.2527 | 2659.2527 | 2659.2512 | 2659.2512 | 2659.2512 | 2659.2512
F3_Industrial_Industrial - WA_Existing_Space Heating_Natural Gas_Furnace_A | F3 | Industrial | Industrial - WA | Existing | Space Heating | Natural Gas | Furnace | A | RVT | 4434.1391 | 0 | 2318.896 | 2327.923 | 4655.8461 | 4655.8461 | 4655.8461 | 4655.8461 | 4655.8461 | 4655.8461 | 4655.8461 | 4655.8461 | 4655.8461 | 4655.8461 | 4655.8461 | 4655.8461 | 4655.8461 | 4655.8461 | 4655.8461 | 4655.8461 | 4655.8461 | 4655.8461 | 4655.8461 | 4655.8461 | 4655.8435 | 4655.8435 | 4655.8435 | 4655.8435
F4_Industrial_Industrial - WA_Existing_Space Heating_Natural Gas_Furnace_A | F4 | Industrial | Industrial - WA | Existing | Space Heating | Natural Gas | Furnace | A | RIM | 418.1308 | 0 | 218.6674 | 219.5186 | 439.0373 | 439.0373 | 439.0373 | 439.0373 | 439.0373 | 439.0373 | 439.0373 | 439.0373 | 439.0373 | 439.0373 | 439.0373 | 439.0373 | 439.0373 | 439.0373 | 439.0373 | 439.0373 | 439.0373 | 439.0373 | 439.0373 | 439.0373 | 439.037 | 439.037 | 439.037 | 439.037
F1_Industrial_Industrial - WA_Existing_Space Heating_Natural Gas_Boiler_A | F1 | Industrial | Industrial - WA | Existing | Space Heating | Natural Gas | Boiler | A | TRC | 15160.0737 | 0 | 15101.2873 | 15160.0737 | 15160.0737 | 15160.0737 | 15160.0737 | 15160.0737 | 15160.0737 | 15160.0737 | 15160.0737 | 15160.0737 | 15160.0737 | 15160.0737 | 15160.0737 | 15160.0737 | 15160.0737 | 15160.0737 | 15160.0737 | 15160.0737 | 15160.0737 | 15160.0737 | 15160.0737 | 15160.0737 | 15160.0654 | 15160.0654 | 15160.0654 | 15160.0654
F2_Industrial_Industrial - WA_Existing_Space Heating_Natural Gas_Boiler_A | F2 | Industrial | Industrial - WA | Existing | Space Heating | Natural Gas | Boiler | A | UCT | 9096.0442 | 0 | 9060.7724 | 9096.0442 | 9096.0442 | 9096.0442 | 9096.0442 | 9096.0442 | 9096.0442 | 9096.0442 | 9096.0442 | 9096.0442 | 9096.0442 | 9096.0442 | 9096.0442 | 9096.0442 | 9096.0442 | 9096.0442 | 9096.0442 | 9096.0442 | 9096.0442 | 9096.0442 | 9096.0442 | 9096.0442 | 9096.0392 | 9096.0392 | 9096.0392 | 9096.0392
F3_Industrial_Industrial - WA_Existing_Space Heating_Natural Gas_Boiler_A | F3 | Industrial | Industrial - WA | Existing | Space Heating | Natural Gas | Boiler | A | RVT | 15160.0737 | 0 | 15101.2873 | 15160.0737 | 15160.0737 | 15160.0737 | 15160.0737 | 15160.0737 | 15160.0737 | 15160.0737 | 15160.0737 | 15160.0737 | 15160.0737 | 15160.0737 | 15160.0737 | 15160.0737 | 15160.0737 | 15160.0737 | 15160.0737 | 15160.0737 | 15160.0737 | 15160.0737 | 15160.0737 | 15160.0737 | 15160.0654 | 15160.0654 | 15160.0654 | 15160.0654
F4_Industrial_Industrial - WA_Existing_Space Heating_Natural Gas_Boiler_A | F4 | Industrial | Industrial - WA | Existing | Space Heating | Natural Gas | Boiler | A | RIM | 1419.4005 | 0 | 1413.8965 | 1419.4005 | 1419.4005 | 1419.4005 | 1419.4005 | 1419.4005 | 1419.4005 | 1419.4005 | 1419.4005 | 1419.4005 | 1419.4005 | 1419.4005 | 1419.4005 | 1419.4005 | 1419.4005 | 1419.4005 | 1419.4005 | 1419.4005 | 1419.4005 | 1419.4005 | 1419.4005 | 1419.4005 | 1419.3997 | 1419.3997 | 1419.3997 | 1419.3997
F1_Industrial_Industrial - WA_Existing_Space Heating_Natural Gas_Unit Heater_A | F1 | Industrial | Industrial - WA | Existing | Space Heating | Natural Gas | Unit Heater | A | TRC | 23.015 | 0 | 22.9258 | 23.015 | 23.015 | 23.015 | 23.015 | 23.015 | 23.015 | 23.015 | 23.015 | 23.015 | 23.015 | 23.015 | 23.015 | 23.015 | 23.015 | 23.015 | 23.015 | 23.015 | 23.015 | 23.015 | 23.015 | 23.015 | 23.015 | 23.015 | 23.015 | 23.015
F2_Industrial_Industrial - WA_Existing_Space Heating_Natural Gas_Unit Heater_A | F2 | Industrial | Industrial - WA | Existing | Space Heating | Natural Gas | Unit Heater | A | UCT | 6.91 | 0 | 6.8832 | 6.91 | 6.91 | 6.91 | 6.91 | 6.91 | 6.91 | 6.91 | 6.91 | 6.91 | 6.91 | 6.91 | 6.91 | 6.91 | 6.91 | 6.91 | 6.91 | 6.91 | 6.91 | 6.91 | 6.91 | 6.91 | 6.91 | 6.91 | 6.91 | 6.91
F3_Industrial_Industrial - WA_Existing_Space Heating_Natural Gas_Unit Heater_A | F3 | Industrial | Industrial - WA | Existing | Space Heating | Natural Gas | Unit Heater | A | RVT | 23.015 | 0 | 22.9258 | 23.015 | 23.015 | 23.015 | 23.015 | 23.015 | 23.015 | 23.015 | 23.015 | 23.015 | 23.015 | 23.015 | 23.015 | 23.015 | 23.015 | 23.015 | 23.015 | 23.015 | 23.015 | 23.015 | 23.015 | 23.015 | 23.015 | 23.015 | 23.015 | 23.015
F4_Industrial_Industrial - WA_Existing_Space Heating_Natural Gas_Unit Heater_A | F4 | Industrial | Industrial - WA | Existing | Space Heating | Natural Gas | Unit Heater | A | RIM | 2.0107 | 0 | 2.0029 | 2.0107 | 2.0107 | 2.0107 | 2.0107 | 2.0107 | 2.0107 | 2.0107 | 2.0107 | 2.0107 | 2.0107 | 2.0107 | 2.0107 | 2.0107 | 2.0107 | 2.0107 | 2.0107 | 2.0107 | 2.0107 | 2.0107 | 2.0107 | 2.0107 | 2.0107 | 2.0107 | 2.0107 | 2.0107
F1_Industrial_Industrial - WA_New_Space Heating_Natural Gas_Furnace_A | F1 | Industrial | Industrial - WA | New | Space Heating | Natural Gas | Furnace | A | TRC | 5781.263 | 0 | 3023.3936 | 3035.1631 | 6070.3261 | 6070.3261 | 6070.3261 | 6070.3261 | 6070.3261 | 6070.3261 | 6070.3261 | 6070.3261 | 6070.3261 | 6070.3261 | 6070.3261 | 6070.3261 | 6070.3261 | 6070.3261 | 6070.3261 | 6070.3261 | 6070.3261 | 6070.3261 | 6070.3261 | 6070.3261 | 6070.3228 | 6070.3228 | 6070.3228 | 6070.3228
F2_Industrial_Industrial - WA_New_Space Heating_Natural Gas_Furnace_A | F2 | Industrial | Industrial - WA | New | Space Heating | Natural Gas | Furnace | A | UCT | 3302.0506 | 0 | 1726.8543 | 1733.5766 | 3467.1532 | 3467.1532 | 3467.1532 | 3467.1532 | 3467.1532 | 3467.1532 | 3467.1532 | 3467.1532 | 3467.1532 | 3467.1532 | 3467.1532 | 3467.1532 | 3467.1532 | 3467.1532 | 3467.1532 | 3467.1532 | 3467.1532 | 3467.1532 | 3467.1532 | 3467.1532 | 3467.1511 | 3467.1511 | 3467.1511 | 3467.1511
F3_Industrial_Industrial - WA_New_Space Heating_Natural Gas_Furnace_A | F3 | Industrial | Industrial - WA | New | Space Heating | Natural Gas | Furnace | A | RVT | 5781.263 | 0 | 3023.3936 | 3035.1631 | 6070.3261 | 6070.3261 | 6070.3261 | 6070.3261 | 6070.3261 | 6070.3261 | 6070.3261 | 6070.3261 | 6070.3261 | 6070.3261 | 6070.3261 | 6070.3261 | 6070.3261 | 6070.3261 | 6070.3261 | 6070.3261 | 6070.3261 | 6070.3261 | 6070.3261 | 6070.3261 | 6070.3228 | 6070.3228 | 6070.3228 | 6070.3228
F4_Industrial_Industrial - WA_New_Space Heating_Natural Gas_Furnace_A | F4 | Industrial | Industrial - WA | New | Space Heating | Natural Gas | Furnace | A | RIM | 545.1619 | 0 | 285.1002 | 286.21 | 572.42 | 572.42 | 572.42 | 572.42 | 572.42 | 572.42 | 572.42 | 572.42 | 572.42 | 572.42 | 572.42 | 572.42 | 572.42 | 572.42 | 572.42 | 572.42 | 572.42 | 572.42 | 572.42 | 572.42 | 572.4197 | 572.4197 | 572.4197 | 572.4197
F1_Industrial_Industrial - WA_New_Space Heating_Natural Gas_Boiler_A | F1 | Industrial | Industrial - WA | New | Space Heating | Natural Gas | Boiler | A | TRC | 16915.7318 | 0 | 16850.1374 | 16915.7318 | 16915.7318 | 16915.7318 | 16915.7318 | 16915.7318 | 16915.7318 | 16915.7318 | 16915.7318 | 16915.7318 | 16915.7318 | 16915.7318 | 16915.7318 | 16915.7318 | 16915.7318 | 16915.7318 | 16915.7318 | 16915.7318 | 16915.7318 | 16915.7318 | 16915.7318 | 16915.7318 | 16915.7224 | 16915.7224 | 16915.7224 | 16915.7224
F2_Industrial_Industrial - WA_New_Space Heating_Natural Gas_Boiler_A | F2 | Industrial | Industrial - WA | New | Space Heating | Natural Gas | Boiler | A | UCT | 10149.4391 | 0 | 10110.0825 | 10149.4391 | 10149.4391 | 10149.4391 | 10149.4391 | 10149.4391 | 10149.4391 | 10149.4391 | 10149.4391 | 10149.4391 | 10149.4391 | 10149.4391 | 10149.4391 | 10149.4391 | 10149.4391 | 10149.4391 | 10149.4391 | 10149.4391 | 10149.4391 | 10149.4391 | 10149.4391 | 10149.4391 | 10149.4335 | 10149.4335 | 10149.4335 | 10149.4335
F3_Industrial_Industrial - WA_New_Space Heating_Natural Gas_Boiler_A | F3 | Industrial | Industrial - WA | New | Space Heating | Natural Gas | Boiler | A | RVT | 16915.7318 | 0 | 16850.1374 | 16915.7318 | 16915.7318 | 16915.7318 | 16915.7318 | 16915.7318 | 16915.7318 | 16915.7318 | 16915.7318 | 16915.7318 | 16915.7318 | 16915.7318 | 16915.7318 | 16915.7318 | 16915.7318 | 16915.7318 | 16915.7318 | 16915.7318 | 16915.7318 | 16915.7318 | 16915.7318 | 16915.7318 | 16915.7224 | 16915.7224 | 16915.7224 | 16915.7224
F4_Industrial_Industrial - WA_New_Space Heating_Natural Gas_Boiler_A | F4 | Industrial | Industrial - WA | New | Space Heating | Natural Gas | Boiler | A | RIM | 1583.7784 | 0 | 1577.637 | 1583.7784 | 1583.7784 | 1583.7784 | 1583.7784 | 1583.7784 | 1583.7784 | 1583.7784 | 1583.7784 | 1583.7784 | 1583.7784 | 1583.7784 | 1583.7784 | 1583.7784 | 1583.7784 | 1583.7784 | 1583.7784 | 1583.7784 | 1583.7784 | 1583.7784 | 1583.7784 | 1583.7784 | 1583.7776 | 1583.7776 | 1583.7776 | 1583.7776
F1_Industrial_Industrial - WA_New_Space Heating_Natural Gas_Unit Heater_A | F1 | Industrial | Industrial - WA | New | Space Heating | Natural Gas | Unit Heater | A | TRC | 23.015 | 0 | 22.9258 | 23.015 | 23.015 | 23.015 | 23.015 | 23.015 | 23.015 | 23.015 | 23.015 | 23.015 | 23.015 | 23.015 | 23.015 | 23.015 | 23.015 | 23.015 | 23.015 | 23.015 | 23.015 | 23.015 | 23.015 | 23.015 | 23.015 | 23.015 | 23.015 | 23.015
F2_Industrial_Industrial - WA_New_Space Heating_Natural Gas_Unit Heater_A | F2 | Industrial | Industrial - WA | New | Space Heating | Natural Gas | Unit Heater | A | UCT | 6.91 | 0 | 6.8832 | 6.91 | 6.91 | 6.91 | 6.91 | 6.91 | 6.91 | 6.91 | 6.91 | 6.91 | 6.91 | 6.91 | 6.91 | 6.91 | 6.91 | 6.91 | 6.91 | 6.91 | 6.91 | 6.91 | 6.91 | 6.91 | 6.91 | 6.91 | 6.91 | 6.91
F3_Industrial_Industrial - WA_New_Space Heating_Natural Gas_Unit Heater_A | F3 | Industrial | Industrial - WA | New | Space Heating | Natural Gas | Unit Heater | A | RVT | 23.015 | 0 | 22.9258 | 23.015 | 23.015 | 23.015 | 23.015 | 23.015 | 23.015 | 23.015 | 23.015 | 23.015 | 23.015 | 23.015 | 23.015 | 23.015 | 23.015 | 23.015 | 23.015 | 23.015 | 23.015 | 23.015 | 23.015 | 23.015 | 23.015 | 23.015 | 23.015 | 23.015
F4_Industrial_Industrial - WA_New_Space Heating_Natural Gas_Unit Heater_A | F4 | Industrial | Industrial - WA | New | Space Heating | Natural Gas | Unit Heater | A | RIM | 2.0107 | 0 | 2.0029 | 2.0107 | 2.0107 | 2.0107 | 2.0107 | 2.0107 | 2.0107 | 2.0107 | 2.0107 | 2.0107 | 2.0107 | 2.0107 | 2.0107 | 2.0107 | 2.0107 | 2.0107 | 2.0107 | 2.0107 | 2.0107 | 2.0107 | 2.0107 | 2.0107 | 2.0107 | 2.0107 | 2.0107 | 2.0107
F1_Industrial_Industrial - ID_Existing_Space Heating_Natural Gas_Furnace_A | F1 | Industrial | Industrial - ID | Existing | Space Heating | Natural Gas | Furnace | A | TRC | 3790.0638 | 0 | 1982.0677 | 1989.7835 | 3979.5669 | 3979.5669 | 3979.5669 | 3979.5669 | 3979.5669 | 3979.5669 | 3979.5669 | 3979.5669 | 3979.5669 | 3979.5669 | 3979.5669 | 3979.5669 | 3979.5669 | 3979.5669 | 3979.5669 | 3979.5669 | 3979.5669 | 3979.5669 | 3979.5669 | 3979.5669 | 3979.5647 | 3979.5647 | 3979.5647 | 3979.5647
F2_Industrial_Industrial - ID_Existing_Space Heating_Natural Gas_Furnace_A | F2 | Industrial | Industrial - ID | Existing | Space Heating | Natural Gas | Furnace | A | UCT | 2164.7489 | 0 | 1132.0862 | 1136.4931 | 2272.9863 | 2272.9863 | 2272.9863 | 2272.9863 | 2272.9863 | 2272.9863 | 2272.9863 | 2272.9863 | 2272.9863 | 2272.9863 | 2272.9863 | 2272.9863 | 2272.9863 | 2272.9863 | 2272.9863 | 2272.9863 | 2272.9863 | 2272.9863 | 2272.9863 | 2272.9863 | 2272.985 | 2272.985 | 2272.985 | 2272.985
F3_Industrial_Industrial - ID_Existing_Space Heating_Natural Gas_Furnace_A | F3 | Industrial | Industrial - ID | Existing | Space Heating | Natural Gas | Furnace | A | RVT | 3790.0638 | 0 | 1982.0677 | 1989.7835 | 3979.5669 | 3979.5669 | 3979.5669 | 3979.5669 | 3979.5669 | 3979.5669 | 3979.5669 | 3979.5669 | 3979.5669 | 3979.5669 | 3979.5669 | 3979.5669 | 3979.5669 | 3979.5669 | 3979.5669 | 3979.5669 | 3979.5669 | 3979.5669 | 3979.5669 | 3979.5669 | 3979.5647 | 3979.5647 | 3979.5647 | 3979.5647
F4_Industrial_Industrial - ID_Existing_Space Heating_Natural Gas_Furnace_A | F4 | Industrial | Industrial - ID | Existing | Space Heating | Natural Gas | Furnace | A | RIM | 357.3957 | 0 | 186.9052 | 187.6327 | 375.2655 | 375.2655 | 375.2655 | 375.2655 | 375.2655 | 375.2655 | 375.2655 | 375.2655 | 375.2655 | 375.2655 | 375.2655 | 375.2655 | 375.2655 | 375.2655 | 375.2655 | 375.2655 | 375.2655 | 375.2655 | 375.2655 | 375.2655 | 375.2653 | 375.2653 | 375.2653 | 375.2653
F1_Industrial_Industrial - ID_Existing_Space Heating_Natural Gas_Boiler_A | F1 | Industrial | Industrial - ID | Existing | Space Heating | Natural Gas | Boiler | A | TRC | 12958.0161 | 0 | 12907.7686 | 12958.0161 | 12958.0161 | 12958.0161 | 12958.0161 | 12958.0161 | 12958.0161 | 12958.0161 | 12958.0161 | 12958.0161 | 12958.0161 | 12958.0161 | 12958.0161 | 12958.0161 | 12958.0161 | 12958.0161 | 12958.0161 | 12958.0161 | 12958.0161 | 12958.0161 | 12958.0161 | 12958.0161 | 12958.0089 | 12958.0089 | 12958.0089 | 12958.0089
F2_Industrial_Industrial - ID_Existing_Space Heating_Natural Gas_Boiler_A | F2 | Industrial | Industrial - ID | Existing | Space Heating | Natural Gas | Boiler | A | UCT | 7774.8097 | 0 | 7744.6612 | 7774.8097 | 7774.8097 | 7774.8097 | 7774.8097 | 7774.8097 | 7774.8097 | 7774.8097 | 7774.8097 | 7774.8097 | 7774.8097 | 7774.8097 | 7774.8097 | 7774.8097 | 7774.8097 | 7774.8097 | 7774.8097 | 7774.8097 | 7774.8097 | 7774.8097 | 7774.8097 | 7774.8097 | 7774.8054 | 7774.8054 | 7774.8054 | 7774.8054
F3_Industrial_Industrial - ID_Existing_Space Heating_Natural Gas_Boiler_A | F3 | Industrial | Industrial - ID | Existing | Space Heating | Natural Gas | Boiler | A | RVT | 12958.0161 | 0 | 12907.7686 | 12958.0161 | 12958.0161 | 12958.0161 | 12958.0161 | 12958.0161 | 12958.0161 | 12958.0161 | 12958.0161 | 12958.0161 | 12958.0161 | 12958.0161 | 12958.0161 | 12958.0161 | 12958.0161 | 12958.0161 | 12958.0161 | 12958.0161 | 12958.0161 | 12958.0161 | 12958.0161 | 12958.0161 | 12958.0089 | 12958.0089 | 12958.0089 | 12958.0089
F4_Industrial_Industrial - ID_Existing_Space Heating_Natural Gas_Boiler_A | F4 | Industrial | Industrial - ID | Existing | Space Heating | Natural Gas | Boiler | A | RIM | 1213.2272 | 0 | 1208.5227 | 1213.2272 | 1213.2272 | 1213.2272 | 1213.2272 | 1213.2272 | 1213.2272 | 1213.2272 | 1213.2272 | 1213.2272 | 1213.2272 | 1213.2272 | 1213.2272 | 1213.2272 | 1213.2272 | 1213.2272 | 1213.2272 | 1213.2272 | 1213.2272 | 1213.2272 | 1213.2272 | 1213.2272 | 1213.2266 | 1213.2266 | 1213.2266 | 1213.2266
F1_Industrial_Industrial - ID_Existing_Space Heating_Natural Gas_Unit Heater_A | F1 | Industrial | Industrial - ID | Existing | Space Heating | Natural Gas | Unit Heater | A | TRC | 23.015 | 0 | 22.9258 | 23.015 | 23.015 | 23.015 | 23.015 | 23.015 | 23.015 | 23.015 | 23.015 | 23.015 | 23.015 | 23.015 | 23.015 | 23.015 | 23.015 | 23.015 | 23.015 | 23.015 | 23.015 | 23.015 | 23.015 | 23.015 | 23.015 | 23.015 | 23.015 | 23.015
F2_Industrial_Industrial - ID_Existing_Space Heating_Natural Gas_Unit Heater_A | F2 | Industrial | Industrial - ID | Existing | Space Heating | Natural Gas | Unit Heater | A | UCT | 6.91 | 0 | 6.8832 | 6.91 | 6.91 | 6.91 | 6.91 | 6.91 | 6.91 | 6.91 | 6.91 | 6.91 | 6.91 | 6.91 | 6.91 | 6.91 | 6.91 | 6.91 | 6.91 | 6.91 | 6.91 | 6.91 | 6.91 | 6.91 | 6.91 | 6.91 | 6.91 | 6.91
F3_Industrial_Industrial - ID_Existing_Space Heating_Natural Gas_Unit Heater_A | F3 | Industrial | Industrial - ID | Existing | Space Heating | Natural Gas | Unit Heater | A | RVT | 23.015 | 0 | 22.9258 | 23.015 | 23.015 | 23.015 | 23.015 | 23.015 | 23.015 | 23.015 | 23.015 | 23.015 | 23.015 | 23.015 | 23.015 | 23.015 | 23.015 | 23.015 | 23.015 | 23.015 | 23.015 | 23.015 | 23.015 | 23.015 | 23.015 | 23.015 | 23.015 | 23.015
F4_Industrial_Industrial - ID_Existing_Space Heating_Natural Gas_Unit Heater_A | F4 | Industrial | Industrial - ID | Existing | Space Heating | Natural Gas | Unit Heater | A | RIM | 2.0107 | 0 | 2.0029 | 2.0107 | 2.0107 | 2.0107 | 2.0107 | 2.0107 | 2.0107 | 2.0107 | 2.0107 | 2.0107 | 2.0107 | 2.0107 | 2.0107 | 2.0107 | 2.0107 | 2.0107 | 2.0107 | 2.0107 | 2.0107 | 2.0107 | 2.0107 | 2.0107 | 2.0107 | 2.0107 | 2.0107 | 2.0107
F1_Industrial_Industrial - ID_New_Space Heating_Natural Gas_Furnace_A | F1 | Industrial | Industrial - ID | New | Space Heating | Natural Gas | Furnace | A | TRC | 4941.5128 | 0 | 2584.2343 | 2594.2942 | 5188.5884 | 5188.5884 | 5188.5884 | 5188.5884 | 5188.5884 | 5188.5884 | 5188.5884 | 5188.5884 | 5188.5884 | 5188.5884 | 5188.5884 | 5188.5884 | 5188.5884 | 5188.5884 | 5188.5884 | 5188.5884 | 5188.5884 | 5188.5884 | 5188.5884 | 5188.5884 | 5188.5856 | 5188.5856 | 5188.5856 | 5188.5856
F2_Industrial_Industrial - ID_New_Space Heating_Natural Gas_Furnace_A | F2 | Industrial | Industrial - ID | New | Space Heating | Natural Gas | Furnace | A | UCT | 2822.4154 | 0 | 1476.0222 | 1481.7681 | 2963.5361 | 2963.5361 | 2963.5361 | 2963.5361 | 2963.5361 | 2963.5361 | 2963.5361 | 2963.5361 | 2963.5361 | 2963.5361 | 2963.5361 | 2963.5361 | 2963.5361 | 2963.5361 | 2963.5361 | 2963.5361 | 2963.5361 | 2963.5361 | 2963.5361 | 2963.5361 | 2963.5344 | 2963.5344 | 2963.5344 | 2963.5344
F3_Industrial_Industrial - ID_New_Space Heating_Natural Gas_Furnace_A | F3 | Industrial | Industrial - ID | New | Space Heating | Natural Gas | Furnace | A | RVT | 4941.5128 | 0 | 2584.2343 | 2594.2942 | 5188.5884 | 5188.5884 | 5188.5884 | 5188.5884 | 5188.5884 | 5188.5884 | 5188.5884 | 5188.5884 | 5188.5884 | 5188.5884 | 5188.5884 | 5188.5884 | 5188.5884 | 5188.5884 | 5188.5884 | 5188.5884 | 5188.5884 | 5188.5884 | 5188.5884 | 5188.5884 | 5188.5856 | 5188.5856 | 5188.5856 | 5188.5856
F4_Industrial_Industrial - ID_New_Space Heating_Natural Gas_Furnace_A | F4 | Industrial | Industrial - ID | New | Space Heating | Natural Gas | Furnace | A | RIM | 465.9751 | 0 | 243.6883 | 244.6369 | 489.2739 | 489.2739 | 489.2739 | 489.2739 | 489.2739 | 489.2739 | 489.2739 | 489.2739 | 489.2739 | 489.2739 | 489.2739 | 489.2739 | 489.2739 | 489.2739 | 489.2739 | 489.2739 | 489.2739 | 489.2739 | 489.2739 | 489.2739 | 489.2736 | 489.2736 | 489.2736 | 489.2736
F1_Industrial_Industrial - ID_New_Space Heating_Natural Gas_Boiler_A | F1 | Industrial | Industrial - ID | New | Space Heating | Natural Gas | Boiler | A | TRC | 14458.6582 | 0 | 14402.5917 | 14458.6582 | 14458.6582 | 14458.6582 | 14458.6582 | 14458.6582 | 14458.6582 | 14458.6582 | 14458.6582 | 14458.6582 | 14458.6582 | 14458.6582 | 14458.6582 | 14458.6582 | 14458.6582 | 14458.6582 | 14458.6582 | 14458.6582 | 14458.6582 | 14458.6582 | 14458.6582 | 14458.6582 | 14458.6502 | 14458.6502 | 14458.6502 | 14458.6502
F2_Industrial_Industrial - ID_New_Space Heating_Natural Gas_Boiler_A | F2 | Industrial | Industrial - ID | New | Space Heating | Natural Gas | Boiler | A | UCT | 8675.1949 | 0 | 8641.555 | 8675.1949 | 8675.1949 | 8675.1949 | 8675.1949 | 8675.1949 | 8675.1949 | 8675.1949 | 8675.1949 | 8675.1949 | 8675.1949 | 8675.1949 | 8675.1949 | 8675.1949 | 8675.1949 | 8675.1949 | 8675.1949 | 8675.1949 | 8675.1949 | 8675.1949 | 8675.1949 | 8675.1949 | 8675.1901 | 8675.1901 | 8675.1901 | 8675.1901
F3_Industrial_Industrial - ID_New_Space Heating_Natural Gas_Boiler_A | F3 | Industrial | Industrial - ID | New | Space Heating | Natural Gas | Boiler | A | RVT | 14458.6582 | 0 | 14402.5917 | 14458.6582 | 14458.6582 | 14458.6582 | 14458.6582 | 14458.6582 | 14458.6582 | 14458.6582 | 14458.6582 | 14458.6582 | 14458.6582 | 14458.6582 | 14458.6582 | 14458.6582 | 14458.6582 | 14458.6582 | 14458.6582 | 14458.6582 | 14458.6582 | 14458.6582 | 14458.6582 | 14458.6582 | 14458.6502 | 14458.6502 | 14458.6502 | 14458.6502
F4_Industrial_Industrial - ID_New_Space Heating_Natural Gas_Boiler_A | F4 | Industrial | Industrial - ID | New | Space Heating | Natural Gas | Boiler | A | RIM | 1353.7287 | 0 | 1348.4793 | 1353.7287 | 1353.7287 | 1353.7287 | 1353.7287 | 1353.7287 | 1353.7287 | 1353.7287 | 1353.7287 | 1353.7287 | 1353.7287 | 1353.7287 | 1353.7287 | 1353.7287 | 1353.7287 | 1353.7287 | 1353.7287 | 1353.7287 | 1353.7287 | 1353.7287 | 1353.7287 | 1353.7287 | 1353.7279 | 1353.7279 | 1353.7279 | 1353.7279
F1_Industrial_Industrial - ID_New_Space Heating_Natural Gas_Unit Heater_A | F1 | Industrial | Industrial - ID | New | Space Heating | Natural Gas | Unit Heater | A | TRC | 23.015 | 0 | 22.9258 | 23.015 | 23.015 | 23.015 | 23.015 | 23.015 | 23.015 | 23.015 | 23.015 | 23.015 | 23.015 | 23.015 | 23.015 | 23.015 | 23.015 | 23.015 | 23.015 | 23.015 | 23.015 | 23.015 | 23.015 | 23.015 | 23.015 | 23.015 | 23.015 | 23.015
F2_Industrial_Industrial - ID_New_Space Heating_Natural Gas_Unit Heater_A | F2 | Industrial | Industrial - ID | New | Space Heating | Natural Gas | Unit Heater | A | UCT | 6.91 | 0 | 6.8832 | 6.91 | 6.91 | 6.91 | 6.91 | 6.91 | 6.91 | 6.91 | 6.91 | 6.91 | 6.91 | 6.91 | 6.91 | 6.91 | 6.91 | 6.91 | 6.91 | 6.91 | 6.91 | 6.91 | 6.91 | 6.91 | 6.91 | 6.91 | 6.91 | 6.91
F3_Industrial_Industrial - ID_New_Space Heating_Natural Gas_Unit Heater_A | F3 | Industrial | Industrial - ID | New | Space Heating | Natural Gas | Unit Heater | A | RVT | 23.015 | 0 | 22.9258 | 23.015 | 23.015 | 23.015 | 23.015 | 23.015 | 23.015 | 23.015 | 23.015 | 23.015 | 23.015 | 23.015 | 23.015 | 23.015 | 23.015 | 23.015 | 23.015 | 23.015 | 23.015 | 23.015 | 23.015 | 23.015 | 23.015 | 23.015 | 23.015 | 23.015
F4_Industrial_Industrial - ID_New_Space Heating_Natural Gas_Unit Heater_A | F4 | Industrial | Industrial - ID | New | Space Heating | Natural Gas | Unit Heater | A | RIM | 2.0107 | 0 | 2.0029 | 2.0107 | 2.0107 | 2.0107 | 2.0107 | 2.0107 | 2.0107 | 2.0107 | 2.0107 | 2.0107 | 2.0107 | 2.0107 | 2.0107 | 2.0107 | 2.0107 | 2.0107 | 2.0107 | 2.0107 | 2.0107 | 2.0107 | 2.0107 | 2.0107 | 2.0107 | 2.0107 | 2.0107 | 2.0107
F1_Industrial_Industrial - WA_Existing_Space Heating_Natural Gas_Insulation - Ceiling_A | F1 | Industrial | Industrial - WA | Existing | Space Heating | Natural Gas | Insulation - Ceiling | A | TRC | 768.5917 | 0 | 0 | 751.8273 | 753.2437 | 754.7686 | 756.3884 | 758.0905 | 759.863 | 761.6953 | 763.5772 | 765.4991 | 767.4524 | 769.4287 | 771.4203 | 773.4199 | 775.4206 | 777.4162 | 779.4004 | 781.3677 | 783.2028 | 784.9199 | 786.5049 | 787.9677 | 789.3172 | 790.5619 | 791.7098 | 792.7681
F2_Industrial_Industrial - WA_Existing_Space Heating_Natural Gas_Insulation - Ceiling_A | F2 | Industrial | Industrial - WA | Existing | Space Heating | Natural Gas | Insulation - Ceiling | A | UCT | 422.6381 | 0 | 0 | 413.4196 | 414.1984 | 415.037 | 415.9277 | 416.8636 | 417.8383 | 418.8459 | 419.8807 | 420.9375 | 422.0116 | 423.0983 | 424.1935 | 425.293 | 426.3932 | 427.4905 | 428.5817 | 429.6634 | 430.6725 | 431.6167 | 432.4883 | 433.2927 | 434.0347 | 434.7192 | 435.3504 | 435.9324
F3_Industrial_Industrial - WA_Existing_Space Heating_Natural Gas_Insulation - Ceiling_A | F3 | Industrial | Industrial - WA | Existing | Space Heating | Natural Gas | Insulation - Ceiling | A | RVT | 768.5917 | 0 | 0 | 751.8273 | 753.2437 | 754.7686 | 756.3884 | 758.0905 | 759.863 | 761.6953 | 763.5772 | 765.4991 | 767.4524 | 769.4287 | 771.4203 | 773.4199 | 775.4206 | 777.4162 | 779.4004 | 781.3677 | 783.2028 | 784.9199 | 786.5049 | 787.9677 | 789.3172 | 790.5619 | 791.7098 | 792.7681
F4_Industrial_Industrial - WA_Existing_Space Heating_Natural Gas_Insulation - Ceiling_A | F4 | Industrial | Industrial - WA | Existing | Space Heating | Natural Gas | Insulation - Ceiling | A | RIM | 54.6967 | 0 | 0 | 53.5036 | 53.6044 | 53.713 | 53.8282 | 53.9494 | 54.0755 | 54.2059 | 54.3398 | 54.4766 | 54.6156 | 54.7562 | 54.898 | 55.0403 | 55.1827 | 55.3247 | 55.4659 | 55.6059 | 55.7365 | 55.8587 | 55.9715 | 56.0756 | 56.1716 | 56.2602 | 56.3419 | 56.4172
F1_Industrial_Industrial - WA_Existing_Space Heating_Natural Gas_Insulation - Wall Cavity_A | F1 | Industrial | Industrial - WA | Existing | Space Heating | Natural Gas | Insulation - Wall Cavity | A | TRC | 36.3542 | 0 | 0 | 35.5612 | 35.6282 | 35.7004 | 35.777 | 35.8575 | 35.9413 | 36.028 | 36.117 | 36.2079 | 36.3003 | 36.3938 | 36.488 | 36.5826 | 36.6772 | 36.7716 | 36.8654 | 36.9585 | 37.0453 | 37.1265 | 37.2015 | 37.2707 | 37.3345 | 37.3934 | 37.4477 | 37.4977
F2_Industrial_Industrial - WA_Existing_Space Heating_Natural Gas_Insulation - Wall Cavity_A | F2 | Industrial | Industrial - WA | Existing | Space Heating | Natural Gas | Insulation - Wall Cavity | A | UCT | 247.6044 | 0 | 0 | 242.2037 | 242.66 | 243.1513 | 243.6731 | 244.2214 | 244.7924 | 245.3827 | 245.989 | 246.6081 | 247.2374 | 247.874 | 248.5156 | 249.1598 | 249.8044 | 250.4473 | 251.0865 | 251.7202 | 252.3114 | 252.8646 | 253.3752 | 253.8464 | 254.2812 | 254.6822 | 255.052 | 255.3929
F3_Industrial_Industrial - WA_Existing_Space Heating_Natural Gas_Insulation - Wall Cavity_A | F3 | Industrial | Industrial - WA | Existing | Space Heating | Natural Gas | Insulation - Wall Cavity | A | RVT | 36.3542 | 0 | 0 | 35.5612 | 35.6282 | 35.7004 | 35.777 | 35.8575 | 35.9413 | 36.028 | 36.117 | 36.2079 | 36.3003 | 36.3938 | 36.488 | 36.5826 | 36.6772 | 36.7716 | 36.8654 | 36.9585 | 37.0453 | 37.1265 | 37.2015 | 37.2707 | 37.3345 | 37.3934 | 37.4477 | 37.4977
F4_Industrial_Industrial - WA_Existing_Space Heating_Natural Gas_Insulation - Wall Cavity_A | F4 | Industrial | Industrial - WA | Existing | Space Heating | Natural Gas | Insulation - Wall Cavity | A | RIM | 23.0114 | 0 | 0 | 22.5095 | 22.5519 | 22.5976 | 22.6461 | 22.697 | 22.7501 | 22.8049 | 22.8613 | 22.9188 | 22.9773 | 23.0365 | 23.0961 | 23.156 | 23.2159 | 23.2756 | 23.335 | 23.3939 | 23.4489 | 23.5003 | 23.5477 | 23.5915 | 23.6319 | 23.6692 | 23.7036 | 23.7352
F1_Industrial_Industrial - WA_Existing_Space Heating_Natural Gas_Insulation - Ducting_A | F1 | Industrial | Industrial - WA | Existing | Space Heating | Natural Gas | Insulation - Ducting | A | TRC | 19597.8632 | 0 | 0 | 18894.8318 | 18929.6937 | 18974.1589 | 19027.3881 | 19088.6225 | 19157.1727 | 19232.4098 | 19313.7572 | 19400.6842 | 19492.7002 | 19589.3496 | 19690.2078 | 19794.8774 | 19902.9849 | 20014.1782 | 20128.124 | 20244.5057 | 20353.9173 | 20457.4852 | 20554.0264 | 20643.9535 | 20727.6644 | 20805.5409 | 20877.9481 | 20945.2342
F2_Industrial_Industrial - WA_Existing_Space Heating_Natural Gas_Insulation - Ducting_A | F2 | Industrial | Industrial - WA | Existing | Space Heating | Natural Gas | Insulation - Ducting | A | UCT | 9556.6629 | 0 | 0 | 9213.8381 | 9230.8381 | 9252.521 | 9278.4776 | 9308.3378 | 9341.7655 | 9378.4539 | 9418.122 | 9460.5109 | 9505.3814 | 9552.5114 | 9601.6937 | 9652.7345 | 9705.4518 | 9759.6739 | 9815.2382 | 9871.9904 | 9925.3436 | 9975.8473 | 10022.9244 | 10066.7763 | 10107.5969 | 10145.5725 | 10180.8809 | 10213.6922
F3_Industrial_Industrial - WA_Existing_Space Heating_Natural Gas_Insulation - Ducting_A | F3 | Industrial | Industrial - WA | Existing | Space Heating | Natural Gas | Insulation - Ducting | A | RVT | 19597.8632 | 0 | 0 | 18894.8318 | 18929.6937 | 18974.1589 | 19027.3881 | 19088.6225 | 19157.1727 | 19232.4098 | 19313.7572 | 19400.6842 | 19492.7002 | 19589.3496 | 19690.2078 | 19794.8774 | 19902.9849 | 20014.1782 | 20128.124 | 20244.5057 | 20353.9173 | 20457.4852 | 20554.0264 | 20643.9535 | 20727.6644 | 20805.5409 | 20877.9481 | 20945.2342
F4_Industrial_Industrial - WA_Existing_Space Heating_Natural Gas_Insulation - Ducting_A | F4 | Industrial | Industrial - WA | Existing | Space Heating | Natural Gas | Insulation - Ducting | A | RIM | 1342.5232 | 0 | 0 | 1294.3631 | 1296.7513 | 1299.7973 | 1303.4437 | 1307.6384 | 1312.3344 | 1317.4884 | 1323.061 | 1329.0158 | 1335.3192 | 1341.94 | 1348.8492 | 1356.0194 | 1363.4252 | 1371.0423 | 1378.848 | 1386.8206 | 1394.3156 | 1401.4104 | 1408.0238 | 1414.1841 | 1419.9186 | 1425.2535 | 1430.2136 | 1434.8229
F1_Industrial_Industrial - WA_Existing_Space Heating_Natural Gas_Ducting - Repair and Sealing_A | F1 | Industrial | Industrial - WA | Existing | Space Heating | Natural Gas | Ducting - Repair and Sealing | A | TRC | -63.0295 | 0 | 0 | -60.7685 | -60.8806 | -61.0236 | -61.1948 | -61.3918 | -61.6122 | -61.8542 | -62.1158 | -62.3954 | -62.6913 | -63.0022 | -63.3265 | -63.6632 | -64.0109 | -64.3685 | -64.7349 | -65.1092 | -65.4611 | -65.7942 | -66.1047 | -66.3939 | -66.6631 | -66.9136 | -67.1465 | -67.3629
F2_Industrial_Industrial - WA_Existing_Space Heating_Natural Gas_Ducting - Repair and Sealing_A | F2 | Industrial | Industrial - WA | Existing | Space Heating | Natural Gas | Ducting - Repair and Sealing | A | UCT | 155.5823 | 0 | 0 | 150.0011 | 150.2779 | 150.6309 | 151.0534 | 151.5396 | 152.0838 | 152.681 | 153.3268 | 154.0169 | 154.7474 | 155.5147 | 156.3154 | 157.1463 | 158.0046 | 158.8873 | 159.7919 | 160.7158 | 161.5844 | 162.4066 | 163.173 | 163.8869 | 164.5515 | 165.1697 | 165.7445 | 166.2787
F3_Industrial_Industrial - WA_Existing_Space Heating_Natural Gas_Ducting - Repair and Sealing_A | F3 | Industrial | Industrial - WA | Existing | Space Heating | Natural Gas | Ducting - Repair and Sealing | A | RVT | -63.0295 | 0 | 0 | -60.7685 | -60.8806 | -61.0236 | -61.1948 | -61.3918 | -61.6122 | -61.8542 | -62.1158 | -62.3954 | -62.6913 | -63.0022 | -63.3265 | -63.6632 | -64.0109 | -64.3685 | -64.7349 | -65.1092 | -65.4611 | -65.7942 | -66.1047 | -66.3939 | -66.6631 | -66.9136 | -67.1465 | -67.3629
F4_Industrial_Industrial - WA_Existing_Space Heating_Natural Gas_Ducting - Repair and Sealing_A | F4 | Industrial | Industrial - WA | Existing | Space Heating | Natural Gas | Ducting - Repair and Sealing | A | RIM | 14.1511 | 0 | 0 | 13.6434 | 13.6686 | 13.7007 | 13.7391 | 13.7834 | 13.8329 | 13.8872 | 13.9459 | 14.0087 | 14.0751 | 14.1449 | 14.2177 | 14.2933 | 14.3714 | 14.4517 | 14.5339 | 14.618 | 14.697 | 14.7718 | 14.8415 | 14.9064 | 14.9669 | 15.0231 | 15.0754 | 15.124
F1_Industrial_Industrial - WA_Existing_Space Heating_Natural Gas_Building Shell - Air Sealing (Infiltration Control)_A | F1 | Industrial | Industrial - WA | Existing | Space Heating | Natural Gas | Building Shell - Air Sealing (Infiltration Control) | A | TRC | -32.0462 | 0 | 0 | -31.3472 | -31.4062 | -31.4698 | -31.5374 | -31.6083 | -31.6822 | -31.7586 | -31.8371 | -31.9172 | -31.9987 | -32.0811 | -32.1641 | -32.2475 | -32.3309 | -32.4141 | -32.4968 | -32.5789 | -32.6554 | -32.727 | -32.7931 | -32.854 | -32.9103 | -32.9622 | -33.0101 | -33.0542
F2_Industrial_Industrial - WA_Existing_Space Heating_Natural Gas_Building Shell - Air Sealing (Infiltration Control)_A | F2 | Industrial | Industrial - WA | Existing | Space Heating | Natural Gas | Building Shell - Air Sealing (Infiltration Control) | A | UCT | 13.3746 | 0 | 0 | 13.0829 | 13.1075 | 13.134 | 13.1622 | 13.1918 | 13.2227 | 13.2546 | 13.2873 | 13.3208 | 13.3548 | 13.3891 | 13.4238 | 13.4586 | 13.4934 | 13.5281 | 13.5627 | 13.5969 | 13.6288 | 13.6587 | 13.6863 | 13.7118 | 13.7352 | 13.7569 | 13.7769 | 13.7953
F3_Industrial_Industrial - WA_Existing_Space Heating_Natural Gas_Building Shell - Air Sealing (Infiltration Control)_A | F3 | Industrial | Industrial - WA | Existing | Space Heating | Natural Gas | Building Shell - Air Sealing (Infiltration Control) | A | RVT | -32.0462 | 0 | 0 | -31.3472 | -31.4062 | -31.4698 | -31.5374 | -31.6083 | -31.6822 | -31.7586 | -31.8371 | -31.9172 | -31.9987 | -32.0811 | -32.1641 | -32.2475 | -32.3309 | -32.4141 | -32.4968 | -32.5789 | -32.6554 | -32.727 | -32.7931 | -32.854 | -32.9103 | -32.9622 | -33.0101 | -33.0542
F4_Industrial_Industrial - WA_Existing_Space Heating_Natural Gas_Building Shell - Air Sealing (Infiltration Control)_A | F4 | Industrial | Industrial - WA | Existing | Space Heating | Natural Gas | Building Shell - Air Sealing (Infiltration Control) | A | RIM | 0.60753 | 0 | 0 | 0.59428 | 0.5954 | 0.5966 | 0.59788 | 0.59923 | 0.60063 | 0.60208 | 0.60357 | 0.60509 | 0.60663 | 0.60819 | 0.60977 | 0.61135 | 0.61293 | 0.61451 | 0.61607 | 0.61763 | 0.61908 | 0.62044 | 0.62169 | 0.62285 | 0.62391 | 0.6249 | 0.6258 | 0.62664
F1_Industrial_Industrial - WA_Existing_Space Heating_Natural Gas_Ventilation - Demand Controlled_A | F1 | Industrial | Industrial - WA | Existing | Space Heating | Natural Gas | Ventilation - Demand Controlled | A | TRC | 683.7421 | 0 | 0 | 659.2143 | 660.4306 | 661.9819 | 663.839 | 665.9754 | 668.367 | 670.9919 | 673.83 | 676.8628 | 680.0731 | 683.445 | 686.9638 | 690.6156 | 694.3873 | 698.2667 | 702.2421 | 706.3025 | 710.1197 | 713.7331 | 717.1013 | 720.2387 | 723.1592 | 725.8762 | 728.4024 | 730.7499
F2_Industrial_Industrial - WA_Existing_Space Heating_Natural Gas_Ventilation - Demand Controlled_A | F2 | Industrial | Industrial - WA | Existing | Space Heating | Natural Gas | Ventilation - Demand Controlled | A | UCT | 529.188 | 0 | 0 | 510.2045 | 511.1459 | 512.3466 | 513.7839 | 515.4373 | 517.2884 | 519.3199 | 521.5165 | 523.8637 | 526.3484 | 528.9581 | 531.6815 | 534.5079 | 537.427 | 540.4295 | 543.5063 | 546.6489 | 549.6032 | 552.3998 | 555.0067 | 557.4349 | 559.6953 | 561.7981 | 563.7533 | 565.5702
F3_Industrial_Industrial - WA_Existing_Space Heating_Natural Gas_Ventilation - Demand Controlled_A | F3 | Industrial | Industrial - WA | Existing | Space Heating | Natural Gas | Ventilation - Demand Controlled | A | RVT | 683.7421 | 0 | 0 | 659.2143 | 660.4306 | 661.9819 | 663.839 | 665.9754 | 668.367 | 670.9919 | 673.83 | 676.8628 | 680.0731 | 683.445 | 686.9638 | 690.6156 | 694.3873 | 698.2667 | 702.2421 | 706.3025 | 710.1197 | 713.7331 | 717.1013 | 720.2387 | 723.1592 | 725.8762 | 728.4024 | 730.7499
F4_Industrial_Industrial - WA_Existing_Space Heating_Natural Gas_Ventilation - Demand Controlled_A | F4 | Industrial | Industrial - WA | Existing | Space Heating | Natural Gas | Ventilation - Demand Controlled | A | RIM | 102.5293 | 0 | 0 | 98.8512 | 99.0336 | 99.2663 | 99.5447 | 99.8651 | 100.2237 | 100.6173 | 101.0429 | 101.4977 | 101.9791 | 102.4847 | 103.0124 | 103.56 | 104.1256 | 104.7073 | 105.3034 | 105.9123 | 106.4847 | 107.0265 | 107.5316 | 108.002 | 108.44 | 108.8474 | 109.2262 | 109.5782
F1_Industrial_Industrial - WA_Existing_Space Heating_Natural Gas_Destratification Fans (HVLS)_A | F1 | Industrial | Industrial - WA | Existing | Space Heating | Natural Gas | Destratification Fans (HVLS) | A | TRC | 12.9033 | 0 | 0 | 12.6219 | 12.6457 | 12.6713 | 12.6984 | 12.727 | 12.7568 | 12.7875 | 12.8191 | 12.8514 | 12.8842 | 12.9174 | 12.9508 | 12.9844 | 13.018 | 13.0515 | 13.0848 | 13.1178 | 13.1486 | 13.1774 | 13.2041 | 13.2286 | 13.2513 | 13.2722 | 13.2914 | 13.3092
F2_Industrial_Industrial - WA_Existing_Space Heating_Natural Gas_Destratification Fans (HVLS)_A | F2 | Industrial | Industrial - WA | Existing | Space Heating | Natural Gas | Destratification Fans (HVLS) | A | UCT | 6.5286 | 0 | 0 | 6.3862 | 6.3982 | 6.4112 | 6.4249 | 6.4394 | 6.4544 | 6.47 | 6.486 | 6.5023 | 6.5189 | 6.5357 | 6.5526 | 6.5696 | 6.5866 | 6.6035 | 6.6204 | 6.6371 | 6.6527 | 6.6673 | 6.6807 | 6.6932 | 6.7046 | 6.7152 | 6.725 | 6.734
F3_Industrial_Industrial - WA_Existing_Space Heating_Natural Gas_Destratification Fans (HVLS)_A | F3 | Industrial | Industrial - WA | Existing | Space Heating | Natural Gas | Destratification Fans (HVLS) | A | RVT | 12.9033 | 0 | 0 | 12.6219 | 12.6457 | 12.6713 | 12.6984 | 12.727 | 12.7568 | 12.7875 | 12.8191 | 12.8514 | 12.8842 | 12.9174 | 12.9508 | 12.9844 | 13.018 | 13.0515 | 13.0848 | 13.1178 | 13.1486 | 13.1774 | 13.2041 | 13.2286 | 13.2513 | 13.2722 | 13.2914 | 13.3092
F4_Industrial_Industrial - WA_Existing_Space Heating_Natural Gas_Destratification Fans (HVLS)_A | F4 | Industrial | Industrial - WA | Existing | Space Heating | Natural Gas | Destratification Fans (HVLS) | A | RIM | 1.1123 | 0 | 0 | 1.088 | 1.0901 | 1.0923 | 1.0946 | 1.0971 | 1.0997 | 1.1023 | 1.105 | 1.1078 | 1.1106 | 1.1135 | 1.1164 | 1.1193 | 1.1222 | 1.1251 | 1.1279 | 1.1308 | 1.1334 | 1.1359 | 1.1382 | 1.1403 | 1.1423 | 1.1441 | 1.1458 | 1.1473
F1_Industrial_Industrial - WA_Existing_Space Heating_Natural Gas_Condensing RTU_A | F1 | Industrial | Industrial - WA | Existing | Space Heating | Natural Gas | Condensing RTU | A | TRC | 11819.4013 | 0 | 0 | 11395.4055 | 11416.4306 | 11443.2474 | 11475.3498 | 11512.28 | 11553.6224 | 11598.9976 | 11648.0579 | 11700.4833 | 11755.9778 | 11814.2667 | 11875.094 | 11938.2198 | 12003.4191 | 12070.4793 | 12139.1996 | 12209.3891 | 12275.3748 | 12337.8362 | 12396.0598 | 12450.2946 | 12500.7803 | 12547.7474 | 12591.4159 | 12631.9959
F2_Industrial_Industrial - WA_Existing_Space Heating_Natural Gas_Condensing RTU_A | F2 | Industrial | Industrial - WA | Existing | Space Heating | Natural Gas | Condensing RTU | A | UCT | 5980.1696 | 0 | 0 | 5765.6438 | 5776.2817 | 5789.85 | 5806.0925 | 5824.7778 | 5845.6955 | 5868.6537 | 5893.4763 | 5920.0016 | 5948.0797 | 5977.5717 | 6008.348 | 6040.2872 | 6073.2756 | 6107.2056 | 6141.9754 | 6177.4886 | 6210.8749 | 6242.478 | 6271.937 | 6299.3777 | 6324.9216 | 6348.6851 | 6370.7797 | 6391.3117
F3_Industrial_Industrial - WA_Existing_Space Heating_Natural Gas_Condensing RTU_A | F3 | Industrial | Industrial - WA | Existing | Space Heating | Natural Gas | Condensing RTU | A | RVT | 11819.4013 | 0 | 0 | 11395.4055 | 11416.4306 | 11443.2474 | 11475.3498 | 11512.28 | 11553.6224 | 11598.9976 | 11648.0579 | 11700.4833 | 11755.9778 | 11814.2667 | 11875.094 | 11938.2198 | 12003.4191 | 12070.4793 | 12139.1996 | 12209.3891 | 12275.3748 | 12337.8362 | 12396.0598 | 12450.2946 | 12500.7803 | 12547.7474 | 12591.4159 | 12631.9959
F4_Industrial_Industrial - WA_Existing_Space Heating_Natural Gas_Condensing RTU_A | F4 | Industrial | Industrial - WA | Existing | Space Heating | Natural Gas | Condensing RTU | A | RIM | 2270.6727 | 0 | 0 | 2189.2172 | 2193.2564 | 2198.4083 | 2204.5756 | 2211.6704 | 2219.6128 | 2228.33 | 2237.7552 | 2247.8269 | 2258.4881 | 2269.6863 | 2281.372 | 2293.4994 | 2306.0251 | 2318.9083 | 2332.1104 | 2345.5948 | 2358.2716 | 2370.2713 | 2381.4569 | 2391.8761 | 2401.5752 | 2410.5982 | 2418.9875 | 2426.7835
F1_Industrial_Industrial - WA_Existing_Space Heating_Natural Gas_Industrial Air Curtains_A | F1 | Industrial | Industrial - WA | Existing | Space Heating | Natural Gas | Industrial Air Curtains | A | TRC | 9999 | 0 | 0 | 9999 | 9999 | 9999 | 9999 | 9999 | 9999 | 9999 | 9999 | 9999 | 9999 | 9999 | 9999 | 9999 | 9999 | 9999 | 9999 | 9999 | 9999 | 9999 | 9999 | 9999 | 9999 | 9999 | 9999 | 9999
F2_Industrial_Industrial - WA_Existing_Space Heating_Natural Gas_Industrial Air Curtains_A | F2 | Industrial | Industrial - WA | Existing | Space Heating | Natural Gas | Industrial Air Curtains | A | UCT | 9999 | 0 | 0 | 9999 | 9999 | 9999 | 9999 | 9999 | 9999 | 9999 | 9999 | 9999 | 9999 | 9999 | 9999 | 9999 | 9999 | 9999 | 9999 | 9999 | 9999 | 9999 | 9999 | 9999 | 9999 | 9999 | 9999 | 9999
F3_Industrial_Industrial - WA_Existing_Space Heating_Natural Gas_Industrial Air Curtains_A | F3 | Industrial | Industrial - WA | Existing | Space Heating | Natural Gas | Industrial Air Curtains | A | RVT | 9999 | 0 | 0 | 9999 | 9999 | 9999 | 9999 | 9999 | 9999 | 9999 | 9999 | 9999 | 9999 | 9999 | 9999 | 9999 | 9999 | 9999 | 9999 | 9999 | 9999 | 9999 | 9999 | 9999 | 9999 | 9999 | 9999 | 9999
F4_Industrial_Industrial - WA_Existing_Space Heating_Natural Gas_Industrial Air Curtains_A | F4 | Industrial | Industrial - WA | Existing | Space Heating | Natural Gas | Industrial Air Curtains | A | RIM | 9999 | 0 | 0 | 9999 | 9999 | 9999 | 9999 | 9999 | 9999 | 9999 | 9999 | 9999 | 9999 | 9999 | 9999 | 9999 | 9999 | 9999 | 9999 | 9999 | 9999 | 9999 | 9999 | 9999 | 9999 | 9999 | 9999 | 9999
F1_Industrial_Industrial - WA_Existing_Space Heating_Natural Gas_HVAC - Energy Recovery Ventilator_A | F1 | Industrial | Industrial - WA | Existing | Space Heating | Natural Gas | HVAC - Energy Recovery Ventilator | A | TRC | 732.8375 | 0 | 0 | 716.8529 | 718.2035 | 719.6575 | 721.2019 | 722.8247 | 724.5149 | 726.2619 | 728.0562 | 729.8888 | 731.7512 | 733.6355 | 735.5344 | 737.441 | 739.3487 | 741.2515 | 743.1434 | 745.0191 | 746.7689 | 748.4061 | 749.9174 | 751.3121 | 752.5988 | 753.7856 | 754.8801 | 755.8892
F2_Industrial_Industrial - WA_Existing_Space Heating_Natural Gas_HVAC - Energy Recovery Ventilator_A | F2 | Industrial | Industrial - WA | Existing | Space Heating | Natural Gas | HVAC - Energy Recovery Ventilator | A | UCT | 370.788 | 0 | 0 | 362.7004 | 363.3838 | 364.1194 | 364.9008 | 365.722 | 366.5771 | 367.461 | 368.3689 | 369.2961 | 370.2384 | 371.1918 | 372.1526 | 373.1172 | 374.0825 | 375.0452 | 376.0024 | 376.9515 | 377.8368 | 378.6652 | 379.4298 | 380.1355 | 380.7865 | 381.387 | 381.9408 | 382.4513
F3_Industrial_Industrial - WA_Existing_Space Heating_Natural Gas_HVAC - Energy Recovery Ventilator_A | F3 | Industrial | Industrial - WA | Existing | Space Heating | Natural Gas | HVAC - Energy Recovery Ventilator | A | RVT | 732.8375 | 0 | 0 | 716.8529 | 718.2035 | 719.6575 | 721.2019 | 722.8247 | 724.5149 | 726.2619 | 728.0562 | 729.8888 | 731.7512 | 733.6355 | 735.5344 | 737.441 | 739.3487 | 741.2515 | 743.1434 | 745.0191 | 746.7689 | 748.4061 | 749.9174 | 751.3121 | 752.5988 | 753.7856 | 754.8801 | 755.8892
F4_Industrial_Industrial - WA_Existing_Space Heating_Natural Gas_HVAC - Energy Recovery Ventilator_A | F4 | Industrial | Industrial - WA | Existing | Space Heating | Natural Gas | HVAC - Energy Recovery Ventilator | A | RIM | 54.2393 | 0 | 0 | 53.0563 | 53.1562 | 53.2638 | 53.3782 | 53.4983 | 53.6234 | 53.7527 | 53.8855 | 54.0211 | 54.1589 | 54.2984 | 54.4389 | 54.5801 | 54.7213 | 54.8621 | 55.0021 | 55.1409 | 55.2704 | 55.3916 | 55.5035 | 55.6067 | 55.7019 | 55.7898 | 55.8708 | 55.9455
F1_Industrial_Industrial - WA_Existing_Space Heating_Natural Gas_Thermostat - Connected_A | F1 | Industrial | Industrial - WA | Existing | Space Heating | Natural Gas | Thermostat - Connected | A | TRC | 8.8867 | 0 | 0 | 8.6929 | 8.7092 | 8.7269 | 8.7456 | 8.7653 | 8.7858 | 8.807 | 8.8287 | 8.8509 | 8.8735 | 8.8964 | 8.9194 | 8.9425 | 8.9657 | 8.9887 | 9.0117 | 9.0344 | 9.0556 | 9.0755 | 9.0938 | 9.1107 | 9.1263 | 9.1407 | 9.154 | 9.1662
F2_Industrial_Industrial - WA_Existing_Space Heating_Natural Gas_Thermostat - Connected_A | F2 | Industrial | Industrial - WA | Existing | Space Heating | Natural Gas | Thermostat - Connected | A | UCT | 5.5364 | 0 | 0 | 5.4157 | 5.4259 | 5.4369 | 5.4485 | 5.4608 | 5.4736 | 5.4868 | 5.5003 | 5.5142 | 5.5282 | 5.5425 | 5.5568 | 5.5712 | 5.5856 | 5.6 | 5.6143 | 5.6285 | 5.6417 | 5.6541 | 5.6655 | 5.676 | 5.6857 | 5.6947 | 5.703 | 5.7106
F3_Industrial_Industrial - WA_Existing_Space Heating_Natural Gas_Thermostat - Connected_A | F3 | Industrial | Industrial - WA | Existing | Space Heating | Natural Gas | Thermostat - Connected | A | RVT | 8.8867 | 0 | 0 | 8.6929 | 8.7092 | 8.7269 | 8.7456 | 8.7653 | 8.7858 | 8.807 | 8.8287 | 8.8509 | 8.8735 | 8.8964 | 8.9194 | 8.9425 | 8.9657 | 8.9887 | 9.0117 | 9.0344 | 9.0556 | 9.0755 | 9.0938 | 9.1107 | 9.1263 | 9.1407 | 9.154 | 9.1662
F4_Industrial_Industrial - WA_Existing_Space Heating_Natural Gas_Thermostat - Connected_A | F4 | Industrial | Industrial - WA | Existing | Space Heating | Natural Gas | Thermostat - Connected | A | RIM | 1.9603 | 0 | 0 | 1.9176 | 1.9212 | 1.9251 | 1.9292 | 1.9335 | 1.9381 | 1.9427 | 1.9475 | 1.9524 | 1.9574 | 1.9625 | 1.9675 | 1.9726 | 1.9777 | 1.9828 | 1.9879 | 1.9929 | 1.9976 | 2.002 | 2.006 | 2.0097 | 2.0132 | 2.0164 | 2.0193 | 2.022
F1_Industrial_Industrial - WA_Existing_Space Heating_Natural Gas_Gas Boiler - Maintenance_A | F1 | Industrial | Industrial - WA | Existing | Space Heating | Natural Gas | Gas Boiler - Maintenance | A | TRC | 662.3022 | 0 | 0 | 649.1686 | 650.7936 | 652.3951 | 653.9685 | 655.5097 | 657.0149 | 658.4805 | 659.903 | 661.2794 | 662.6066 | 663.882 | 665.103 | 666.2672 | 667.3723 | 668.4162 | 669.3971 | 670.3132 | 671.1627 | 671.9441 | 672.6561 | 673.3047 | 673.8954 | 674.4333 | 674.923 | 675.3689
F2_Industrial_Industrial - WA_Existing_Space Heating_Natural Gas_Gas Boiler - Maintenance_A | F2 | Industrial | Industrial - WA | Existing | Space Heating | Natural Gas | Gas Boiler - Maintenance | A | UCT | 282.7474 | 0 | 0 | 277.1405 | 277.8343 | 278.5179 | 279.1897 | 279.8476 | 280.4902 | 281.1159 | 281.7232 | 282.3108 | 282.8774 | 283.4219 | 283.9432 | 284.4402 | 284.912 | 285.3576 | 285.7764 | 286.1675 | 286.5301 | 286.8637 | 287.1677 | 287.4446 | 287.6968 | 287.9264 | 288.1355 | 288.3258
F3_Industrial_Industrial - WA_Existing_Space Heating_Natural Gas_Gas Boiler - Maintenance_A | F3 | Industrial | Industrial - WA | Existing | Space Heating | Natural Gas | Gas Boiler - Maintenance | A | RVT | 662.3022 | 0 | 0 | 649.1686 | 650.7936 | 652.3951 | 653.9685 | 655.5097 | 657.0149 | 658.4805 | 659.903 | 661.2794 | 662.6066 | 663.882 | 665.103 | 666.2672 | 667.3723 | 668.4162 | 669.3971 | 670.3132 | 671.1627 | 671.9441 | 672.6561 | 673.3047 | 673.8954 | 674.4333 | 674.923 | 675.3689
F4_Industrial_Industrial - WA_Existing_Space Heating_Natural Gas_Gas Boiler - Maintenance_A | F4 | Industrial | Industrial - WA | Existing | Space Heating | Natural Gas | Gas Boiler - Maintenance | A | RIM | 179.0305 | 0 | 0 | 175.4803 | 175.9196 | 176.3524 | 176.7778 | 177.1944 | 177.6013 | 177.9974 | 178.382 | 178.754 | 179.1128 | 179.4576 | 179.7876 | 180.1023 | 180.401 | 180.6832 | 180.9484 | 181.196 | 181.4256 | 181.6369 | 181.8293 | 182.0046 | 182.1643 | 182.3097 | 182.4421 | 182.5626
F1_Industrial_Industrial - WA_Existing_Space Heating_Natural Gas_Gas Furnace - Maintenance_A | F1 | Industrial | Industrial - WA | Existing | Space Heating | Natural Gas | Gas Furnace - Maintenance | A | TRC | 670.3079 | 0 | 0 | 646.2621 | 647.4544 | 648.9753 | 650.7959 | 652.8903 | 655.2349 | 657.8083 | 660.5906 | 663.5638 | 666.711 | 670.0167 | 673.4664 | 677.0464 | 680.744 | 684.5472 | 688.4445 | 692.4251 | 696.1673 | 699.7097 | 703.0117 | 706.0875 | 708.9506 | 711.6143 | 714.0908 | 716.3922
F2_Industrial_Industrial - WA_Existing_Space Heating_Natural Gas_Gas Furnace - Maintenance_A | F2 | Industrial | Industrial - WA | Existing | Space Heating | Natural Gas | Gas Furnace - Maintenance | A | UCT | 286.1652 | 0 | 0 | 275.8997 | 276.4087 | 277.058 | 277.8352 | 278.7294 | 279.7303 | 280.8289 | 282.0168 | 283.2861 | 284.6297 | 286.0409 | 287.5136 | 289.042 | 290.6206 | 292.2442 | 293.908 | 295.6074 | 297.205 | 298.7173 | 300.127 | 301.4401 | 302.6624 | 303.7996 | 304.8568 | 305.8394
F3_Industrial_Industrial - WA_Existing_Space Heating_Natural Gas_Gas Furnace - Maintenance_A | F3 | Industrial | Industrial - WA | Existing | Space Heating | Natural Gas | Gas Furnace - Maintenance | A | RVT | 670.3079 | 0 | 0 | 646.2621 | 647.4544 | 648.9753 | 650.7959 | 652.8903 | 655.2349 | 657.8083 | 660.5906 | 663.5638 | 666.711 | 670.0167 | 673.4664 | 677.0464 | 680.744 | 684.5472 | 688.4445 | 692.4251 | 696.1673 | 699.7097 | 703.0117 | 706.0875 | 708.9506 | 711.6143 | 714.0908 | 716.3922
F4_Industrial_Industrial - WA_Existing_Space Heating_Natural Gas_Gas Furnace - Maintenance_A | F4 | Industrial | Industrial - WA | Existing | Space Heating | Natural Gas | Gas Furnace - Maintenance | A | RIM | 181.1946 | 0 | 0 | 174.6946 | 175.0169 | 175.428 | 175.9202 | 176.4863 | 177.1201 | 177.8157 | 178.5678 | 179.3715 | 180.2223 | 181.1159 | 182.0483 | 183.0161 | 184.0156 | 185.0437 | 186.0972 | 187.1732 | 188.1848 | 189.1423 | 190.0349 | 190.8663 | 191.6403 | 192.3603 | 193.0298 | 193.6519
F1_Industrial_Industrial - WA_Existing_Space Heating_Natural Gas_Gas Furnace - Tube Inserts_A | F1 | Industrial | Industrial - WA | Existing | Space Heating | Natural Gas | Gas Furnace - Tube Inserts | A | TRC | 0 | 0 | 0 | 0 | 0 | 0 | 0 | 0 | 0 | 0 | 0 | 0 | 0 | 0 | 0 | 0 | 0 | 0 | 0 | 0 | 0 | 0 | 0 | 0 | 0 | 0 | 0 | 0
F2_Industrial_Industrial - WA_Existing_Space Heating_Natural Gas_Gas Furnace - Tube Inserts_A | F2 | Industrial | Industrial - WA | Existing | Space Heating | Natural Gas | Gas Furnace - Tube Inserts | A | UCT | 0 | 0 | 0 | 0 | 0 | 0 | 0 | 0 | 0 | 0 | 0 | 0 | 0 | 0 | 0 | 0 | 0 | 0 | 0 | 0 | 0 | 0 | 0 | 0 | 0 | 0 | 0 | 0
F3_Industrial_Industrial - WA_Existing_Space Heating_Natural Gas_Gas Furnace - Tube Inserts_A | F3 | Industrial | Industrial - WA | Existing | Space Heating | Natural Gas | Gas Furnace - Tube Inserts | A | RVT | 0 | 0 | 0 | 0 | 0 | 0 | 0 | 0 | 0 | 0 | 0 | 0 | 0 | 0 | 0 | 0 | 0 | 0 | 0 | 0 | 0 | 0 | 0 | 0 | 0 | 0 | 0 | 0
F4_Industrial_Industrial - WA_Existing_Space Heating_Natural Gas_Gas Furnace - Tube Inserts_A | F4 | Industrial | Industrial - WA | Existing | Space Heating | Natural Gas | Gas Furnace - Tube Inserts | A | RIM | 0 | 0 | 0 | 0 | 0 | 0 | 0 | 0 | 0 | 0 | 0 | 0 | 0 | 0 | 0 | 0 | 0 | 0 | 0 | 0 | 0 | 0 | 0 | 0 | 0 | 0 | 0 | 0
F1_Industrial_Industrial - WA_Existing_Space Heating_Natural Gas_Gas Boiler - Burner Control Optimization_A | F1 | Industrial | Industrial - WA | Existing | Space Heating | Natural Gas | Gas Boiler - Burner Control Optimization | A | TRC | 352.0139 | 0 | 0 | 345.0333 | 345.8971 | 346.7482 | 347.5845 | 348.4037 | 349.2037 | 349.9826 | 350.7387 | 351.4702 | 352.1757 | 352.8536 | 353.5025 | 354.1213 | 354.7086 | 355.2635 | 355.7848 | 356.2717 | 356.7232 | 357.1386 | 357.517 | 357.8617 | 358.1757 | 358.4616 | 358.7219 | 358.9588
F2_Industrial_Industrial - WA_Existing_Space Heating_Natural Gas_Gas Boiler - Burner Control Optimization_A | F2 | Industrial | Industrial - WA | Existing | Space Heating | Natural Gas | Gas Boiler - Burner Control Optimization | A | UCT | 150.2804 | 0 | 0 | 147.3003 | 147.669 | 148.0324 | 148.3894 | 148.7391 | 149.0807 | 149.4132 | 149.736 | 150.0483 | 150.3495 | 150.6389 | 150.9159 | 151.1801 | 151.4308 | 151.6677 | 151.8903 | 152.0981 | 152.2909 | 152.4682 | 152.6298 | 152.7769 | 152.911 | 153.033 | 153.1441 | 153.2453
F3_Industrial_Industrial - WA_Existing_Space Heating_Natural Gas_Gas Boiler - Burner Control Optimization_A | F3 | Industrial | Industrial - WA | Existing | Space Heating | Natural Gas | Gas Boiler - Burner Control Optimization | A | RVT | 352.0139 | 0 | 0 | 345.0333 | 345.8971 | 346.7482 | 347.5845 | 348.4037 | 349.2037 | 349.9826 | 350.7387 | 351.4702 | 352.1757 | 352.8536 | 353.5025 | 354.1213 | 354.7086 | 355.2635 | 355.7848 | 356.2717 | 356.7232 | 357.1386 | 357.517 | 357.8617 | 358.1757 | 358.4616 | 358.7219 | 358.9588
F4_Industrial_Industrial - WA_Existing_Space Heating_Natural Gas_Gas Boiler - Burner Control Optimization_A | F4 | Industrial | Industrial - WA | Existing | Space Heating | Natural Gas | Gas Boiler - Burner Control Optimization | A | RIM | 24.7045 | 0 | 0 | 24.2146 | 24.2753 | 24.335 | 24.3937 | 24.4512 | 24.5073 | 24.562 | 24.615 | 24.6664 | 24.7159 | 24.7635 | 24.809 | 24.8524 | 24.8937 | 24.9326 | 24.9692 | 25.0034 | 25.035 | 25.0642 | 25.0907 | 25.1149 | 25.137 | 25.157 | 25.1753 | 25.1919
F1_Industrial_Industrial - WA_Existing_Space Heating_Natural Gas_Gas Boiler - High Turndown Burner_A | F1 | Industrial | Industrial - WA | Existing | Space Heating | Natural Gas | Gas Boiler - High Turndown Burner | A | TRC | 336.1097 | 0 | 0 | 329.4446 | 330.2693 | 331.082 | 331.8805 | 332.6626 | 333.4265 | 334.1702 | 334.8922 | 335.5907 | 336.2642 | 336.9115 | 337.5311 | 338.1219 | 338.6827 | 339.2125 | 339.7103 | 340.1752 | 340.6063 | 341.0029 | 341.3642 | 341.6933 | 341.9931 | 342.2661 | 342.5146 | 342.7409
F2_Industrial_Industrial - WA_Existing_Space Heating_Natural Gas_Gas Boiler - High Turndown Burner_A | F2 | Industrial | Industrial - WA | Existing | Space Heating | Natural Gas | Gas Boiler - High Turndown Burner | A | UCT | 143.4906 | 0 | 0 | 140.6452 | 140.9973 | 141.3442 | 141.6851 | 142.019 | 142.3451 | 142.6627 | 142.9708 | 143.269 | 143.5566 | 143.8329 | 144.0975 | 144.3497 | 144.5891 | 144.8153 | 145.0278 | 145.2263 | 145.4103 | 145.5796 | 145.7339 | 145.8744 | 146.0024 | 146.1189 | 146.225 | 146.3216
F3_Industrial_Industrial - WA_Existing_Space Heating_Natural Gas_Gas Boiler - High Turndown Burner_A | F3 | Industrial | Industrial - WA | Existing | Space Heating | Natural Gas | Gas Boiler - High Turndown Burner | A | RVT | 336.1097 | 0 | 0 | 329.4446 | 330.2693 | 331.082 | 331.8805 | 332.6626 | 333.4265 | 334.1702 | 334.8922 | 335.5907 | 336.2642 | 336.9115 | 337.5311 | 338.1219 | 338.6827 | 339.2125 | 339.7103 | 340.1752 | 340.6063 | 341.0029 | 341.3642 | 341.6933 | 341.9931 | 342.2661 | 342.5146 | 342.7409
F4_Industrial_Industrial - WA_Existing_Space Heating_Natural Gas_Gas Boiler - High Turndown Burner_A | F4 | Industrial | Industrial - WA | Existing | Space Heating | Natural Gas | Gas Boiler - High Turndown Burner | A | RIM | 26.073 | 0 | 0 | 25.556 | 25.6199 | 25.683 | 25.7449 | 25.8056 | 25.8649 | 25.9226 | 25.9786 | 26.0327 | 26.085 | 26.1352 | 26.1833 | 26.2291 | 26.2726 | 26.3137 | 26.3523 | 26.3884 | 26.4218 | 26.4526 | 26.4806 | 26.5061 | 26.5294 | 26.5506 | 26.5699 | 26.5874
F1_Industrial_Industrial - WA_Existing_Space Heating_Natural Gas_Gas Boiler - Hot Water Reset_A | F1 | Industrial | Industrial - WA | Existing | Space Heating | Natural Gas | Gas Boiler - Hot Water Reset | A | TRC | 77.2386 | 0 | 0 | 75.707 | 75.8965 | 76.0833 | 76.2668 | 76.4465 | 76.622 | 76.7929 | 76.9588 | 77.1194 | 77.2741 | 77.4229 | 77.5653 | 77.701 | 77.8299 | 77.9517 | 78.0661 | 78.1729 | 78.272 | 78.3631 | 78.4461 | 78.5218 | 78.5907 | 78.6534 | 78.7105 | 78.7625
F2_Industrial_Industrial - WA_Existing_Space Heating_Natural Gas_Gas Boiler - Hot Water Reset_A | F2 | Industrial | Industrial - WA | Existing | Space Heating | Natural Gas | Gas Boiler - Hot Water Reset | A | UCT | 32.9744 | 0 | 0 | 32.3205 | 32.4014 | 32.4812 | 32.5595 | 32.6362 | 32.7112 | 32.7841 | 32.855 | 32.9235 | 32.9896 | 33.0531 | 33.1139 | 33.1718 | 33.2268 | 33.2788 | 33.3277 | 33.3733 | 33.4156 | 33.4545 | 33.4899 | 33.5222 | 33.5516 | 33.5784 | 33.6028 | 33.625
F3_Industrial_Industrial - WA_Existing_Space Heating_Natural Gas_Gas Boiler - Hot Water Reset_A | F3 | Industrial | Industrial - WA | Existing | Space Heating | Natural Gas | Gas Boiler - Hot Water Reset | A | RVT | 77.2386 | 0 | 0 | 75.707 | 75.8965 | 76.0833 | 76.2668 | 76.4465 | 76.622 | 76.7929 | 76.9588 | 77.1194 | 77.2741 | 77.4229 | 77.5653 | 77.701 | 77.8299 | 77.9517 | 78.0661 | 78.1729 | 78.272 | 78.3631 | 78.4461 | 78.5218 | 78.5907 | 78.6534 | 78.7105 | 78.7625
F4_Industrial_Industrial - WA_Existing_Space Heating_Natural Gas_Gas Boiler - Hot Water Reset_A | F4 | Industrial | Industrial - WA | Existing | Space Heating | Natural Gas | Gas Boiler - Hot Water Reset | A | RIM | 5.1444 | 0 | 0 | 5.0424 | 5.055 | 5.0674 | 5.0796 | 5.0916 | 5.1033 | 5.1147 | 5.1257 | 5.1364 | 5.1467 | 5.1566 | 5.1661 | 5.1752 | 5.1837 | 5.1919 | 5.1995 | 5.2066 | 5.2132 | 5.2193 | 5.2248 | 5.2298 | 5.2344 | 5.2386 | 5.2424 | 5.2459
F1_Industrial_Industrial - WA_Existing_Space Heating_Natural Gas_Gas Boiler - Insulate Hot Water Lines_A | F1 | Industrial | Industrial - WA | Existing | Space Heating | Natural Gas | Gas Boiler - Insulate Hot Water Lines | A | TRC | 843.6058 | 0 | 0 | 826.8769 | 828.9468 | 830.9867 | 832.9908 | 834.9539 | 836.8712 | 838.7379 | 840.5499 | 842.303 | 843.9936 | 845.6182 | 847.1734 | 848.6563 | 850.0639 | 851.3936 | 852.643 | 853.8098 | 854.8919 | 855.8872 | 856.7941 | 857.6203 | 858.3727 | 859.0578 | 859.6816 | 860.2495
F2_Industrial_Industrial - WA_Existing_Space Heating_Natural Gas_Gas Boiler - Insulate Hot Water Lines_A | F2 | Industrial | Industrial - WA | Existing | Space Heating | Natural Gas | Gas Boiler - Insulate Hot Water Lines | A | UCT | 360.1489 | 0 | 0 | 353.0071 | 353.8907 | 354.7616 | 355.6172 | 356.4553 | 357.2738 | 358.0707 | 358.8443 | 359.5927 | 360.3145 | 361.008 | 361.672 | 362.305 | 362.9059 | 363.4736 | 364.007 | 364.5051 | 364.9671 | 365.392 | 365.7792 | 366.1319 | 366.4531 | 366.7456 | 367.0119 | 367.2544
F3_Industrial_Industrial - WA_Existing_Space Heating_Natural Gas_Gas Boiler - Insulate Hot Water Lines_A | F3 | Industrial | Industrial - WA | Existing | Space Heating | Natural Gas | Gas Boiler - Insulate Hot Water Lines | A | RVT | 843.6058 | 0 | 0 | 826.8769 | 828.9468 | 830.9867 | 832.9908 | 834.9539 | 836.8712 | 838.7379 | 840.5499 | 842.303 | 843.9936 | 845.6182 | 847.1734 | 848.6563 | 850.0639 | 851.3936 | 852.643 | 853.8098 | 854.8919 | 855.8872 | 856.7941 | 857.6203 | 858.3727 | 859.0578 | 859.6816 | 860.2495
F4_Industrial_Industrial - WA_Existing_Space Heating_Natural Gas_Gas Boiler - Insulate Hot Water Lines_A | F4 | Industrial | Industrial - WA | Existing | Space Heating | Natural Gas | Gas Boiler - Insulate Hot Water Lines | A | RIM | 79.5806 | 0 | 0 | 78.0025 | 78.1978 | 78.3902 | 78.5793 | 78.7645 | 78.9453 | 79.1214 | 79.2923 | 79.4577 | 79.6172 | 79.7705 | 79.9172 | 80.0571 | 80.1898 | 80.3153 | 80.4331 | 80.5432 | 80.6453 | 80.7392 | 80.8247 | 80.9027 | 80.9736 | 81.0383 | 81.0971 | 81.1507
F1_Industrial_Industrial - WA_Existing_Space Heating_Natural Gas_Gas Boiler - Insulate Steam Lines/Condensate Tank_A | F1 | Industrial | Industrial - WA | Existing | Space Heating | Natural Gas | Gas Boiler - Insulate Steam Lines/Condensate Tank | A | TRC | 248.5863 | 0 | 0 | 243.6568 | 244.2667 | 244.8678 | 245.4584 | 246.0368 | 246.6018 | 247.1519 | 247.6858 | 248.2024 | 248.7006 | 249.1793 | 249.6376 | 250.0745 | 250.4893 | 250.8811 | 251.2493 | 251.5931 | 251.912 | 252.2053 | 252.4725 | 252.7159 | 252.9377 | 253.1396 | 253.3234 | 253.4907
F2_Industrial_Industrial - WA_Existing_Space Heating_Natural Gas_Gas Boiler - Insulate Steam Lines/Condensate Tank_A | F2 | Industrial | Industrial - WA | Existing | Space Heating | Natural Gas | Gas Boiler - Insulate Steam Lines/Condensate Tank | A | UCT | 106.1255 | 0 | 0 | 104.021 | 104.2814 | 104.538 | 104.7901 | 105.0371 | 105.2783 | 105.5131 | 105.7411 | 105.9616 | 106.1743 | 106.3786 | 106.5743 | 106.7608 | 106.9379 | 107.1052 | 107.2624 | 107.4091 | 107.5453 | 107.6705 | 107.7846 | 107.8885 | 107.9832 | 108.0693 | 108.1478 | 108.2193
F3_Industrial_Industrial - WA_Existing_Space Heating_Natural Gas_Gas Boiler - Insulate Steam Lines/Condensate Tank_A | F3 | Industrial | Industrial - WA | Existing | Space Heating | Natural Gas | Gas Boiler - Insulate Steam Lines/Condensate Tank | A | RVT | 248.5863 | 0 | 0 | 243.6568 | 244.2667 | 244.8678 | 245.4584 | 246.0368 | 246.6018 | 247.1519 | 247.6858 | 248.2024 | 248.7006 | 249.1793 | 249.6376 | 250.0745 | 250.4893 | 250.8811 | 251.2493 | 251.5931 | 251.912 | 252.2053 | 252.4725 | 252.7159 | 252.9377 | 253.1396 | 253.3234 | 253.4907
F4_Industrial_Industrial - WA_Existing_Space Heating_Natural Gas_Gas Boiler - Insulate Steam Lines/Condensate Tank_A | F4 | Industrial | Industrial - WA | Existing | Space Heating | Natural Gas | Gas Boiler - Insulate Steam Lines/Condensate Tank | A | RIM | 19.2836 | 0 | 0 | 18.9012 | 18.9485 | 18.9951 | 19.0409 | 19.0858 | 19.1296 | 19.1723 | 19.2137 | 19.2538 | 19.2924 | 19.3296 | 19.3651 | 19.399 | 19.4312 | 19.4616 | 19.4901 | 19.5168 | 19.5415 | 19.5643 | 19.585 | 19.6039 | 19.6211 | 19.6368 | 19.651 | 19.664
F1_Industrial_Industrial - WA_Existing_Space Heating_Natural Gas_Gas Boiler - Stack Economizer_A | F1 | Industrial | Industrial - WA | Existing | Space Heating | Natural Gas | Gas Boiler - Stack Economizer | A | TRC | 1294.1724 | 0 | 0 | 1268.5087 | 1271.6842 | 1274.8135 | 1277.888 | 1280.8996 | 1283.8408 | 1286.7046 | 1289.4843 | 1292.1738 | 1294.7674 | 1297.2596 | 1299.6455 | 1301.9203 | 1304.0797 | 1306.1196 | 1308.0364 | 1309.8263 | 1311.4863 | 1313.0133 | 1314.4046 | 1315.6719 | 1316.8262 | 1317.8773 | 1318.8343 | 1319.7055
F2_Industrial_Industrial - WA_Existing_Space Heating_Natural Gas_Gas Boiler - Stack Economizer_A | F2 | Industrial | Industrial - WA | Existing | Space Heating | Natural Gas | Gas Boiler - Stack Economizer | A | UCT | 552.503 | 0 | 0 | 541.5468 | 542.9024 | 544.2384 | 545.5509 | 546.8366 | 548.0923 | 549.3149 | 550.5016 | 551.6498 | 552.757 | 553.821 | 554.8395 | 555.8107 | 556.7326 | 557.6035 | 558.4218 | 559.1859 | 559.8946 | 560.5465 | 561.1404 | 561.6815 | 562.1743 | 562.623 | 563.0316 | 563.4035
F3_Industrial_Industrial - WA_Existing_Space Heating_Natural Gas_Gas Boiler - Stack Economizer_A | F3 | Industrial | Industrial - WA | Existing | Space Heating | Natural Gas | Gas Boiler - Stack Economizer | A | RVT | 1294.1724 | 0 | 0 | 1268.5087 | 1271.6842 | 1274.8135 | 1277.888 | 1280.8996 | 1283.8408 | 1286.7046 | 1289.4843 | 1292.1738 | 1294.7674 | 1297.2596 | 1299.6455 | 1301.9203 | 1304.0797 | 1306.1196 | 1308.0364 | 1309.8263 | 1311.4863 | 1313.0133 | 1314.4046 | 1315.6719 | 1316.8262 | 1317.8773 | 1318.8343 | 1319.7055
F4_Industrial_Industrial - WA_Existing_Space Heating_Natural Gas_Gas Boiler - Stack Economizer_A | F4 | Industrial | Industrial - WA | Existing | Space Heating | Natural Gas | Gas Boiler - Stack Economizer | A | RIM | 100.3927 | 0 | 0 | 98.4019 | 98.6482 | 98.891 | 99.1295 | 99.3631 | 99.5913 | 99.8134 | 100.029 | 100.2377 | 100.4389 | 100.6322 | 100.8173 | 100.9937 | 101.1612 | 101.3195 | 101.4682 | 101.607 | 101.7358 | 101.8542 | 101.9622 | 102.0605 | 102.15 | 102.2316 | 102.3058 | 102.3734
F1_Industrial_Industrial - WA_Existing_Space Heating_Natural Gas_Gas Boiler - Steam Trap Replacement_A | F1 | Industrial | Industrial - WA | Existing | Space Heating | Natural Gas | Gas Boiler - Steam Trap Replacement | A | TRC | 0.68656 | 0 | 0 | 0.67294 | 0.67463 | 0.67629 | 0.67792 | 0.67952 | 0.68108 | 0.6826 | 0.68407 | 0.6855 | 0.68687 | 0.6882 | 0.68946 | 0.69067 | 0.69182 | 0.6929 | 0.69391 | 0.69486 | 0.69574 | 0.69655 | 0.69729 | 0.69796 | 0.69858 | 0.69913 | 0.69964 | 0.7001
F2_Industrial_Industrial - WA_Existing_Space Heating_Natural Gas_Gas Boiler - Steam Trap Replacement_A | F2 | Industrial | Industrial - WA | Existing | Space Heating | Natural Gas | Gas Boiler - Steam Trap Replacement | A | UCT | 0.2931 | 0 | 0 | 0.28729 | 0.28801 | 0.28872 | 0.28942 | 0.2901 | 0.29076 | 0.29141 | 0.29204 | 0.29265 | 0.29324 | 0.2938 | 0.29434 | 0.29486 | 0.29535 | 0.29581 | 0.29624 | 0.29665 | 0.29702 | 0.29737 | 0.29769 | 0.29797 | 0.29823 | 0.29847 | 0.29869 | 0.29889
F3_Industrial_Industrial - WA_Existing_Space Heating_Natural Gas_Gas Boiler - Steam Trap Replacement_A | F3 | Industrial | Industrial - WA | Existing | Space Heating | Natural Gas | Gas Boiler - Steam Trap Replacement | A | RVT | 0.68656 | 0 | 0 | 0.67294 | 0.67463 | 0.67629 | 0.67792 | 0.67952 | 0.68108 | 0.6826 | 0.68407 | 0.6855 | 0.68687 | 0.6882 | 0.68946 | 0.69067 | 0.69182 | 0.6929 | 0.69391 | 0.69486 | 0.69574 | 0.69655 | 0.69729 | 0.69796 | 0.69858 | 0.69913 | 0.69964 | 0.7001
F4_Industrial_Industrial - WA_Existing_Space Heating_Natural Gas_Gas Boiler - Steam Trap Replacement_A | F4 | Industrial | Industrial - WA | Existing | Space Heating | Natural Gas | Gas Boiler - Steam Trap Replacement | A | RIM | 0.10206 | 0 | 0 | 0.10004 | 0.10029 | 0.10054 | 0.10078 | 0.10102 | 0.10125 | 0.10147 | 0.10169 | 0.10191 | 0.10211 | 0.10231 | 0.10249 | 0.10267 | 0.10284 | 0.10301 | 0.10316 | 0.1033 | 0.10343 | 0.10355 | 0.10366 | 0.10376 | 0.10385 | 0.10393 | 0.10401 | 0.10408
F1_Industrial_Industrial - WA_Existing_Process_Natural Gas_Process Boiler - Hot Water Reset_A | F1 | Industrial | Industrial - WA | Existing | Process | Natural Gas | Process Boiler - Hot Water Reset | A | TRC | 12.8671 | 0 | 0 | 12.8671 | 12.8671 | 12.8671 | 12.8671 | 12.8671 | 12.8671 | 12.8671 | 12.8671 | 12.8671 | 12.8671 | 12.8671 | 12.8671 | 12.8671 | 12.8671 | 12.8671 | 12.8671 | 12.8671 | 12.8671 | 12.8671 | 12.8671 | 12.8671 | 12.8671 | 12.8671 | 12.8671 | 12.8671
F2_Industrial_Industrial - WA_Existing_Process_Natural Gas_Process Boiler - Hot Water Reset_A | F2 | Industrial | Industrial - WA | Existing | Process | Natural Gas | Process Boiler - Hot Water Reset | A | UCT | 6.5103 | 0 | 0 | 6.5103 | 6.5103 | 6.5103 | 6.5103 | 6.5103 | 6.5103 | 6.5103 | 6.5103 | 6.5103 | 6.5103 | 6.5103 | 6.5103 | 6.5103 | 6.5103 | 6.5103 | 6.5103 | 6.5103 | 6.5103 | 6.5103 | 6.5103 | 6.5103 | 6.5103 | 6.5103 | 6.5103 | 6.5103
F3_Industrial_Industrial - WA_Existing_Process_Natural Gas_Process Boiler - Hot Water Reset_A | F3 | Industrial | Industrial - WA | Existing | Process | Natural Gas | Process Boiler - Hot Water Reset | A | RVT | 12.8671 | 0 | 0 | 12.8671 | 12.8671 | 12.8671 | 12.8671 | 12.8671 | 12.8671 | 12.8671 | 12.8671 | 12.8671 | 12.8671 | 12.8671 | 12.8671 | 12.8671 | 12.8671 | 12.8671 | 12.8671 | 12.8671 | 12.8671 | 12.8671 | 12.8671 | 12.8671 | 12.8671 | 12.8671 | 12.8671 | 12.8671
F4_Industrial_Industrial - WA_Existing_Process_Natural Gas_Process Boiler - Hot Water Reset_A | F4 | Industrial | Industrial - WA | Existing | Process | Natural Gas | Process Boiler - Hot Water Reset | A | RIM | 0.95233 | 0 | 0 | 0.95233 | 0.95233 | 0.95233 | 0.95233 | 0.95233 | 0.95233 | 0.95233 | 0.95233 | 0.95233 | 0.95233 | 0.95233 | 0.95233 | 0.95233 | 0.95233 | 0.95233 | 0.95233 | 0.95233 | 0.95233 | 0.95233 | 0.95233 | 0.95233 | 0.95233 | 0.95233 | 0.95233 | 0.95233
F1_Industrial_Industrial - WA_Existing_Process_Natural Gas_Process Boiler - Burner Control Optimization_A | F1 | Industrial | Industrial - WA | Existing | Process | Natural Gas | Process Boiler - Burner Control Optimization | A | TRC | 58.6416 | 0 | 0 | 58.6416 | 58.6416 | 58.6416 | 58.6416 | 58.6416 | 58.6416 | 58.6416 | 58.6416 | 58.6416 | 58.6416 | 58.6416 | 58.6416 | 58.6416 | 58.6416 | 58.6416 | 58.6416 | 58.6416 | 58.6416 | 58.6416 | 58.6416 | 58.6416 | 58.6416 | 58.6416 | 58.6416 | 58.6416
F2_Industrial_Industrial - WA_Existing_Process_Natural Gas_Process Boiler - Burner Control Optimization_A | F2 | Industrial | Industrial - WA | Existing | Process | Natural Gas | Process Boiler - Burner Control Optimization | A | UCT | 29.6704 | 0 | 0 | 29.6704 | 29.6704 | 29.6704 | 29.6704 | 29.6704 | 29.6704 | 29.6704 | 29.6704 | 29.6704 | 29.6704 | 29.6704 | 29.6704 | 29.6704 | 29.6704 | 29.6704 | 29.6704 | 29.6704 | 29.6704 | 29.6704 | 29.6704 | 29.6704 | 29.6704 | 29.6704 | 29.6704 | 29.6704
F3_Industrial_Industrial - WA_Existing_Process_Natural Gas_Process Boiler - Burner Control Optimization_A | F3 | Industrial | Industrial - WA | Existing | Process | Natural Gas | Process Boiler - Burner Control Optimization | A | RVT | 58.6416 | 0 | 0 | 58.6416 | 58.6416 | 58.6416 | 58.6416 | 58.6416 | 58.6416 | 58.6416 | 58.6416 | 58.6416 | 58.6416 | 58.6416 | 58.6416 | 58.6416 | 58.6416 | 58.6416 | 58.6416 | 58.6416 | 58.6416 | 58.6416 | 58.6416 | 58.6416 | 58.6416 | 58.6416 | 58.6416 | 58.6416
F4_Industrial_Industrial - WA_Existing_Process_Natural Gas_Process Boiler - Burner Control Optimization_A | F4 | Industrial | Industrial - WA | Existing | Process | Natural Gas | Process Boiler - Burner Control Optimization | A | RIM | 4.5733 | 0 | 0 | 4.5733 | 4.5733 | 4.5733 | 4.5733 | 4.5733 | 4.5733 | 4.5733 | 4.5733 | 4.5733 | 4.5733 | 4.5733 | 4.5733 | 4.5733 | 4.5733 | 4.5733 | 4.5733 | 4.5733 | 4.5733 | 4.5733 | 4.5733 | 4.5733 | 4.5733 | 4.5733 | 4.5733 | 4.5733
F1_Industrial_Industrial - WA_Existing_Process_Natural Gas_Process Boiler - Insulate Hot Water Lines_A | F1 | Industrial | Industrial - WA | Existing | Process | Natural Gas | Process Boiler - Insulate Hot Water Lines | A | TRC | 140.5354 | 0 | 0 | 140.5354 | 140.5354 | 140.5354 | 140.5354 | 140.5354 | 140.5354 | 140.5354 | 140.5354 | 140.5354 | 140.5354 | 140.5354 | 140.5354 | 140.5354 | 140.5354 | 140.5354 | 140.5354 | 140.5354 | 140.5354 | 140.5354 | 140.5354 | 140.5354 | 140.5354 | 140.5354 | 140.5354 | 140.5354
F2_Industrial_Industrial - WA_Existing_Process_Natural Gas_Process Boiler - Insulate Hot Water Lines_A | F2 | Industrial | Industrial - WA | Existing | Process | Natural Gas | Process Boiler - Insulate Hot Water Lines | A | UCT | 71.1056 | 0 | 0 | 71.1056 | 71.1056 | 71.1056 | 71.1056 | 71.1056 | 71.1056 | 71.1056 | 71.1056 | 71.1056 | 71.1056 | 71.1056 | 71.1056 | 71.1056 | 71.1056 | 71.1056 | 71.1056 | 71.1056 | 71.1056 | 71.1056 | 71.1056 | 71.1056 | 71.1056 | 71.1056 | 71.1056 | 71.1056
F3_Industrial_Industrial - WA_Existing_Process_Natural Gas_Process Boiler - Insulate Hot Water Lines_A | F3 | Industrial | Industrial - WA | Existing | Process | Natural Gas | Process Boiler - Insulate Hot Water Lines | A | RVT | 140.5354 | 0 | 0 | 140.5354 | 140.5354 | 140.5354 | 140.5354 | 140.5354 | 140.5354 | 140.5354 | 140.5354 | 140.5354 | 140.5354 | 140.5354 | 140.5354 | 140.5354 | 140.5354 | 140.5354 | 140.5354 | 140.5354 | 140.5354 | 140.5354 | 140.5354 | 140.5354 | 140.5354 | 140.5354 | 140.5354 | 140.5354
F4_Industrial_Industrial - WA_Existing_Process_Natural Gas_Process Boiler - Insulate Hot Water Lines_A | F4 | Industrial | Industrial - WA | Existing | Process | Natural Gas | Process Boiler - Insulate Hot Water Lines | A | RIM | 14.732 | 0 | 0 | 14.732 | 14.732 | 14.732 | 14.732 | 14.732 | 14.732 | 14.732 | 14.732 | 14.732 | 14.732 | 14.732 | 14.732 | 14.732 | 14.732 | 14.732 | 14.732 | 14.732 | 14.732 | 14.732 | 14.732 | 14.732 | 14.732 | 14.732 | 14.732 | 14.732
F1_Industrial_Industrial - WA_Existing_Process_Natural Gas_Process Boiler - Insulate Steam Lines/Condensate Tank_A | F1 | Industrial | Industrial - WA | Existing | Process | Natural Gas | Process Boiler - Insulate Steam Lines/Condensate Tank | A | TRC | 41.4117 | 0 | 0 | 41.4117 | 41.4117 | 41.4117 | 41.4117 | 41.4117 | 41.4117 | 41.4117 | 41.4117 | 41.4117 | 41.4117 | 41.4117 | 41.4117 | 41.4117 | 41.4117 | 41.4117 | 41.4117 | 41.4117 | 41.4117 | 41.4117 | 41.4117 | 41.4117 | 41.4117 | 41.4117 | 41.4117 | 41.4117
F2_Industrial_Industrial - WA_Existing_Process_Natural Gas_Process Boiler - Insulate Steam Lines/Condensate Tank_A | F2 | Industrial | Industrial - WA | Existing | Process | Natural Gas | Process Boiler - Insulate Steam Lines/Condensate Tank | A | UCT | 20.9528 | 0 | 0 | 20.9528 | 20.9528 | 20.9528 | 20.9528 | 20.9528 | 20.9528 | 20.9528 | 20.9528 | 20.9528 | 20.9528 | 20.9528 | 20.9528 | 20.9528 | 20.9528 | 20.9528 | 20.9528 | 20.9528 | 20.9528 | 20.9528 | 20.9528 | 20.9528 | 20.9528 | 20.9528 | 20.9528 | 20.9528
F3_Industrial_Industrial - WA_Existing_Process_Natural Gas_Process Boiler - Insulate Steam Lines/Condensate Tank_A | F3 | Industrial | Industrial - WA | Existing | Process | Natural Gas | Process Boiler - Insulate Steam Lines/Condensate Tank | A | RVT | 41.4117 | 0 | 0 | 41.4117 | 41.4117 | 41.4117 | 41.4117 | 41.4117 | 41.4117 | 41.4117 | 41.4117 | 41.4117 | 41.4117 | 41.4117 | 41.4117 | 41.4117 | 41.4117 | 41.4117 | 41.4117 | 41.4117 | 41.4117 | 41.4117 | 41.4117 | 41.4117 | 41.4117 | 41.4117 | 41.4117 | 41.4117
F4_Industrial_Industrial - WA_Existing_Process_Natural Gas_Process Boiler - Insulate Steam Lines/Condensate Tank_A | F4 | Industrial | Industrial - WA | Existing | Process | Natural Gas | Process Boiler - Insulate Steam Lines/Condensate Tank | A | RIM | 3.5698 | 0 | 0 | 3.5698 | 3.5698 | 3.5698 | 3.5698 | 3.5698 | 3.5698 | 3.5698 | 3.5698 | 3.5698 | 3.5698 | 3.5698 | 3.5698 | 3.5698 | 3.5698 | 3.5698 | 3.5698 | 3.5698 | 3.5698 | 3.5698 | 3.5698 | 3.5698 | 3.5698 | 3.5698 | 3.5698 | 3.5698
F1_Industrial_Industrial - WA_Existing_Process_Natural Gas_Process Boiler - Stack Economizer_A | F1 | Industrial | Industrial - WA | Existing | Process | Natural Gas | Process Boiler - Stack Economizer | A | TRC | 215.5948 | 0 | 0 | 215.5948 | 215.5948 | 215.5948 | 215.5948 | 215.5948 | 215.5948 | 215.5948 | 215.5948 | 215.5948 | 215.5948 | 215.5948 | 215.5948 | 215.5948 | 215.5948 | 215.5948 | 215.5948 | 215.5948 | 215.5948 | 215.5948 | 215.5948 | 215.5948 | 215.5948 | 215.5948 | 215.5948 | 215.5948
F2_Industrial_Industrial - WA_Existing_Process_Natural Gas_Process Boiler - Stack Economizer_A | F2 | Industrial | Industrial - WA | Existing | Process | Natural Gas | Process Boiler - Stack Economizer | A | UCT | 109.0828 | 0 | 0 | 109.0828 | 109.0828 | 109.0828 | 109.0828 | 109.0828 | 109.0828 | 109.0828 | 109.0828 | 109.0828 | 109.0828 | 109.0828 | 109.0828 | 109.0828 | 109.0828 | 109.0828 | 109.0828 | 109.0828 | 109.0828 | 109.0828 | 109.0828 | 109.0828 | 109.0828 | 109.0828 | 109.0828 | 109.0828
F3_Industrial_Industrial - WA_Existing_Process_Natural Gas_Process Boiler - Stack Economizer_A | F3 | Industrial | Industrial - WA | Existing | Process | Natural Gas | Process Boiler - Stack Economizer | A | RVT | 215.5948 | 0 | 0 | 215.5948 | 215.5948 | 215.5948 | 215.5948 | 215.5948 | 215.5948 | 215.5948 | 215.5948 | 215.5948 | 215.5948 | 215.5948 | 215.5948 | 215.5948 | 215.5948 | 215.5948 | 215.5948 | 215.5948 | 215.5948 | 215.5948 | 215.5948 | 215.5948 | 215.5948 | 215.5948 | 215.5948 | 215.5948
F4_Industrial_Industrial - WA_Existing_Process_Natural Gas_Process Boiler - Stack Economizer_A | F4 | Industrial | Industrial - WA | Existing | Process | Natural Gas | Process Boiler - Stack Economizer | A | RIM | 18.5848 | 0 | 0 | 18.5848 | 18.5848 | 18.5848 | 18.5848 | 18.5848 | 18.5848 | 18.5848 | 18.5848 | 18.5848 | 18.5848 | 18.5848 | 18.5848 | 18.5848 | 18.5848 | 18.5848 | 18.5848 | 18.5848 | 18.5848 | 18.5848 | 18.5848 | 18.5848 | 18.5848 | 18.5848 | 18.5848 | 18.5848
F1_Industrial_Industrial - WA_Existing_Process_Natural Gas_Process Boiler - Steam Trap Replacement_A | F1 | Industrial | Industrial - WA | Existing | Process | Natural Gas | Process Boiler - Steam Trap Replacement | A | TRC | 0.11437 | 0 | 0 | 0.11437 | 0.11437 | 0.11437 | 0.11437 | 0.11437 | 0.11437 | 0.11437 | 0.11437 | 0.11437 | 0.11437 | 0.11437 | 0.11437 | 0.11437 | 0.11437 | 0.11437 | 0.11437 | 0.11437 | 0.11437 | 0.11437 | 0.11437 | 0.11437 | 0.11437 | 0.11437 | 0.11437 | 0.11437
F2_Industrial_Industrial - WA_Existing_Process_Natural Gas_Process Boiler - Steam Trap Replacement_A | F2 | Industrial | Industrial - WA | Existing | Process | Natural Gas | Process Boiler - Steam Trap Replacement | A | UCT | 0.057868 | 0 | 0 | 0.057868 | 0.057868 | 0.057868 | 0.057868 | 0.057868 | 0.057868 | 0.057868 | 0.057868 | 0.057868 | 0.057868 | 0.057868 | 0.057868 | 0.057868 | 0.057868 | 0.057868 | 0.057868 | 0.057868 | 0.057868 | 0.057868 | 0.057868 | 0.057868 | 0.057868 | 0.057868 | 0.057868 | 0.057868
F3_Industrial_Industrial - WA_Existing_Process_Natural Gas_Process Boiler - Steam Trap Replacement_A | F3 | Industrial | Industrial - WA | Existing | Process | Natural Gas | Process Boiler - Steam Trap Replacement | A | RVT | 0.11437 | 0 | 0 | 0.11437 | 0.11437 | 0.11437 | 0.11437 | 0.11437 | 0.11437 | 0.11437 | 0.11437 | 0.11437 | 0.11437 | 0.11437 | 0.11437 | 0.11437 | 0.11437 | 0.11437 | 0.11437 | 0.11437 | 0.11437 | 0.11437 | 0.11437 | 0.11437 | 0.11437 | 0.11437 | 0.11437 | 0.11437
F4_Industrial_Industrial - WA_Existing_Process_Natural Gas_Process Boiler - Steam Trap Replacement_A | F4 | Industrial | Industrial - WA | Existing | Process | Natural Gas | Process Boiler - Steam Trap Replacement | A | RIM | 0.018894 | 0 | 0 | 0.018894 | 0.018894 | 0.018894 | 0.018894 | 0.018894 | 0.018894 | 0.018894 | 0.018894 | 0.018894 | 0.018894 | 0.018894 | 0.018894 | 0.018894 | 0.018894 | 0.018894 | 0.018894 | 0.018894 | 0.018894 | 0.018894 | 0.018894 | 0.018894 | 0.018894 | 0.018894 | 0.018894 | 0.018894
F1_Industrial_Industrial - WA_Existing_Process_Natural Gas_Process Boiler - Maintenance_A | F1 | Industrial | Industrial - WA | Existing | Process | Natural Gas | Process Boiler - Maintenance | A | TRC | 110.3322 | 0 | 0 | 110.3322 | 110.3322 | 110.3322 | 110.3322 | 110.3322 | 110.3322 | 110.3322 | 110.3322 | 110.3322 | 110.3322 | 110.3322 | 110.3322 | 110.3322 | 110.3322 | 110.3322 | 110.3322 | 110.3322 | 110.3322 | 110.3322 | 110.3322 | 110.3322 | 110.3322 | 110.3322 | 110.3322 | 110.3322
F2_Industrial_Industrial - WA_Existing_Process_Natural Gas_Process Boiler - Maintenance_A | F2 | Industrial | Industrial - WA | Existing | Process | Natural Gas | Process Boiler - Maintenance | A | UCT | 55.8239 | 0 | 0 | 55.8239 | 55.8239 | 55.8239 | 55.8239 | 55.8239 | 55.8239 | 55.8239 | 55.8239 | 55.8239 | 55.8239 | 55.8239 | 55.8239 | 55.8239 | 55.8239 | 55.8239 | 55.8239 | 55.8239 | 55.8239 | 55.8239 | 55.8239 | 55.8239 | 55.8239 | 55.8239 | 55.8239 | 55.8239
F3_Industrial_Industrial - WA_Existing_Process_Natural Gas_Process Boiler - Maintenance_A | F3 | Industrial | Industrial - WA | Existing | Process | Natural Gas | Process Boiler - Maintenance | A | RVT | 110.3322 | 0 | 0 | 110.3322 | 110.3322 | 110.3322 | 110.3322 | 110.3322 | 110.3322 | 110.3322 | 110.3322 | 110.3322 | 110.3322 | 110.3322 | 110.3322 | 110.3322 | 110.3322 | 110.3322 | 110.3322 | 110.3322 | 110.3322 | 110.3322 | 110.3322 | 110.3322 | 110.3322 | 110.3322 | 110.3322 | 110.3322
F4_Industrial_Industrial - WA_Existing_Process_Natural Gas_Process Boiler - Maintenance_A | F4 | Industrial | Industrial - WA | Existing | Process | Natural Gas | Process Boiler - Maintenance | A | RIM | 33.1423 | 0 | 0 | 33.1423 | 33.1423 | 33.1423 | 33.1423 | 33.1423 | 33.1423 | 33.1423 | 33.1423 | 33.1423 | 33.1423 | 33.1423 | 33.1423 | 33.1423 | 33.1423 | 33.1423 | 33.1423 | 33.1423 | 33.1423 | 33.1423 | 33.1423 | 33.1423 | 33.1423 | 33.1423 | 33.1423 | 33.1423
F1_Industrial_Industrial - WA_Existing_Process_Natural Gas_Process - Heat Recovery_A | F1 | Industrial | Industrial - WA | Existing | Process | Natural Gas | Process - Heat Recovery | A | TRC | 208.8047 | 0 | 0 | 208.8047 | 208.8047 | 208.8047 | 208.8047 | 208.8047 | 208.8047 | 208.8047 | 208.8047 | 208.8047 | 208.8047 | 208.8047 | 208.8047 | 208.8047 | 208.8047 | 208.8047 | 208.8047 | 208.8047 | 208.8047 | 208.8047 | 208.8047 | 208.8047 | 208.8047 | 208.8047 | 208.8047 | 208.8047
F2_Industrial_Industrial - WA_Existing_Process_Natural Gas_Process - Heat Recovery_A | F2 | Industrial | Industrial - WA | Existing | Process | Natural Gas | Process - Heat Recovery | A | UCT | 105.6473 | 0 | 0 | 105.6473 | 105.6473 | 105.6473 | 105.6473 | 105.6473 | 105.6473 | 105.6473 | 105.6473 | 105.6473 | 105.6473 | 105.6473 | 105.6473 | 105.6473 | 105.6473 | 105.6473 | 105.6473 | 105.6473 | 105.6473 | 105.6473 | 105.6473 | 105.6473 | 105.6473 | 105.6473 | 105.6473 | 105.6473
F3_Industrial_Industrial - WA_Existing_Process_Natural Gas_Process - Heat Recovery_A | F3 | Industrial | Industrial - WA | Existing | Process | Natural Gas | Process - Heat Recovery | A | RVT | 208.8047 | 0 | 0 | 208.8047 | 208.8047 | 208.8047 | 208.8047 | 208.8047 | 208.8047 | 208.8047 | 208.8047 | 208.8047 | 208.8047 | 208.8047 | 208.8047 | 208.8047 | 208.8047 | 208.8047 | 208.8047 | 208.8047 | 208.8047 | 208.8047 | 208.8047 | 208.8047 | 208.8047 | 208.8047 | 208.8047 | 208.8047
F4_Industrial_Industrial - WA_Existing_Process_Natural Gas_Process - Heat Recovery_A | F4 | Industrial | Industrial - WA | Existing | Process | Natural Gas | Process - Heat Recovery | A | RIM | 15.4542 | 0 | 0 | 15.4542 | 15.4542 | 15.4542 | 15.4542 | 15.4542 | 15.4542 | 15.4542 | 15.4542 | 15.4542 | 15.4542 | 15.4542 | 15.4542 | 15.4542 | 15.4542 | 15.4542 | 15.4542 | 15.4542 | 15.4542 | 15.4542 | 15.4542 | 15.4542 | 15.4542 | 15.4542 | 15.4542 | 15.4542
F1_Industrial_Industrial - WA_Existing_Space Heating_Natural Gas_Strategic Energy Management_A | F1 | Industrial | Industrial - WA | Existing | Space Heating | Natural Gas | Strategic Energy Management | A | TRC | 260.8981 | 0 | 0 | 259.8001 | 259.8944 | 259.9956 | 260.1028 | 260.2149 | 260.3313 | 260.4512 | 260.5738 | 260.6985 | 260.8247 | 260.9519 | 261.0796 | 261.2072 | 261.3344 | 261.4607 | 261.5857 | 261.7092 | 261.8239 | 261.9309 | 262.0293 | 262.1198 | 262.2031 | 262.2797 | 262.3501 | 262.4149
F2_Industrial_Industrial - WA_Existing_Space Heating_Natural Gas_Strategic Energy Management_A | F2 | Industrial | Industrial - WA | Existing | Space Heating | Natural Gas | Strategic Energy Management | A | UCT | 192.7889 | 0 | 0 | 191.9776 | 192.0472 | 192.122 | 192.2012 | 192.2841 | 192.3701 | 192.4586 | 192.5492 | 192.6414 | 192.7347 | 192.8287 | 192.923 | 193.0173 | 193.1113 | 193.2046 | 193.297 | 193.3882 | 193.473 | 193.5521 | 193.6248 | 193.6916 | 193.7532 | 193.8098 | 193.8618 | 193.9097
F3_Industrial_Industrial - WA_Existing_Space Heating_Natural Gas_Strategic Energy Management_A | F3 | Industrial | Industrial - WA | Existing | Space Heating | Natural Gas | Strategic Energy Management | A | RVT | 260.8981 | 0 | 0 | 259.8001 | 259.8944 | 259.9956 | 260.1028 | 260.2149 | 260.3313 | 260.4512 | 260.5738 | 260.6985 | 260.8247 | 260.9519 | 261.0796 | 261.2072 | 261.3344 | 261.4607 | 261.5857 | 261.7092 | 261.8239 | 261.9309 | 262.0293 | 262.1198 | 262.2031 | 262.2797 | 262.3501 | 262.4149
F4_Industrial_Industrial - WA_Existing_Space Heating_Natural Gas_Strategic Energy Management_A | F4 | Industrial | Industrial - WA | Existing | Space Heating | Natural Gas | Strategic Energy Management | A | RIM | 101.4942 | 0 | 0 | 101.067 | 101.1037 | 101.1431 | 101.1848 | 101.2284 | 101.2737 | 101.3203 | 101.368 | 101.4165 | 101.4656 | 101.5151 | 101.5648 | 101.6144 | 101.6639 | 101.713 | 101.7617 | 101.8097 | 101.8543 | 101.8959 | 101.9342 | 101.9694 | 102.0018 | 102.0316 | 102.059 | 102.0842
F1_Industrial_Industrial - WA_Existing_Process_Natural Gas_Strategic Energy Management_A | F1 | Industrial | Industrial - WA | Existing | Process | Natural Gas | Strategic Energy Management | A | TRC | 260.8981 | 0 | 0 | 259.8001 | 259.8944 | 259.9956 | 260.1028 | 260.2149 | 260.3313 | 260.4512 | 260.5738 | 260.6985 | 260.8247 | 260.9519 | 261.0796 | 261.2072 | 261.3344 | 261.4607 | 261.5857 | 261.7092 | 261.8239 | 261.9309 | 262.0293 | 262.1198 | 262.2031 | 262.2797 | 262.3501 | 262.4149
F2_Industrial_Industrial - WA_Existing_Process_Natural Gas_Strategic Energy Management_A | F2 | Industrial | Industrial - WA | Existing | Process | Natural Gas | Strategic Energy Management | A | UCT | 192.7889 | 0 | 0 | 191.9776 | 192.0472 | 192.122 | 192.2012 | 192.2841 | 192.3701 | 192.4586 | 192.5492 | 192.6414 | 192.7347 | 192.8287 | 192.923 | 193.0173 | 193.1113 | 193.2046 | 193.297 | 193.3882 | 193.473 | 193.5521 | 193.6248 | 193.6916 | 193.7532 | 193.8098 | 193.8618 | 193.9097
F3_Industrial_Industrial - WA_Existing_Process_Natural Gas_Strategic Energy Management_A | F3 | Industrial | Industrial - WA | Existing | Process | Natural Gas | Strategic Energy Management | A | RVT | 260.8981 | 0 | 0 | 259.8001 | 259.8944 | 259.9956 | 260.1028 | 260.2149 | 260.3313 | 260.4512 | 260.5738 | 260.6985 | 260.8247 | 260.9519 | 261.0796 | 261.2072 | 261.3344 | 261.4607 | 261.5857 | 261.7092 | 261.8239 | 261.9309 | 262.0293 | 262.1198 | 262.2031 | 262.2797 | 262.3501 | 262.4149
F4_Industrial_Industrial - WA_Existing_Process_Natural Gas_Strategic Energy Management_A | F4 | Industrial | Industrial - WA | Existing | Process | Natural Gas | Strategic Energy Management | A | RIM | 101.4942 | 0 | 0 | 101.067 | 101.1037 | 101.1431 | 101.1848 | 101.2284 | 101.2737 | 101.3203 | 101.368 | 101.4165 | 101.4656 | 101.5151 | 101.5648 | 101.6144 | 101.6639 | 101.713 | 101.7617 | 101.8097 | 101.8543 | 101.8959 | 101.9342 | 101.9694 | 102.0018 | 102.0316 | 102.059 | 102.0842
F1_Industrial_Industrial - WA_Existing_Miscellaneous_Natural Gas_Strategic Energy Management_A | F1 | Industrial | Industrial - WA | Existing | Miscellaneous | Natural Gas | Strategic Energy Management | A | TRC | 260.8981 | 0 | 0 | 259.8001 | 259.8944 | 259.9956 | 260.1028 | 260.2149 | 260.3313 | 260.4512 | 260.5738 | 260.6985 | 260.8247 | 260.9519 | 261.0796 | 261.2072 | 261.3344 | 261.4607 | 261.5857 | 261.7092 | 261.8239 | 261.9309 | 262.0293 | 262.1198 | 262.2031 | 262.2797 | 262.3501 | 262.4149
F2_Industrial_Industrial - WA_Existing_Miscellaneous_Natural Gas_Strategic Energy Management_A | F2 | Industrial | Industrial - WA | Existing | Miscellaneous | Natural Gas | Strategic Energy Management | A | UCT | 192.7889 | 0 | 0 | 191.9776 | 192.0472 | 192.122 | 192.2012 | 192.2841 | 192.3701 | 192.4586 | 192.5492 | 192.6414 | 192.7347 | 192.8287 | 192.923 | 193.0173 | 193.1113 | 193.2046 | 193.297 | 193.3882 | 193.473 | 193.5521 | 193.6248 | 193.6916 | 193.7532 | 193.8098 | 193.8618 | 193.9097
F3_Industrial_Industrial - WA_Existing_Miscellaneous_Natural Gas_Strategic Energy Management_A | F3 | Industrial | Industrial - WA | Existing | Miscellaneous | Natural Gas | Strategic Energy Management | A | RVT | 260.8981 | 0 | 0 | 259.8001 | 259.8944 | 259.9956 | 260.1028 | 260.2149 | 260.3313 | 260.4512 | 260.5738 | 260.6985 | 260.8247 | 260.9519 | 261.0796 | 261.2072 | 261.3344 | 261.4607 | 261.5857 | 261.7092 | 261.8239 | 261.9309 | 262.0293 | 262.1198 | 262.2031 | 262.2797 | 262.3501 | 262.4149
F4_Industrial_Industrial - WA_Existing_Miscellaneous_Natural Gas_Strategic Energy Management_A | F4 | Industrial | Industrial - WA | Existing | Miscellaneous | Natural Gas | Strategic Energy Management | A | RIM | 101.4942 | 0 | 0 | 101.067 | 101.1037 | 101.1431 | 101.1848 | 101.2284 | 101.2737 | 101.3203 | 101.368 | 101.4165 | 101.4656 | 101.5151 | 101.5648 | 101.6144 | 101.6639 | 101.713 | 101.7617 | 101.8097 | 101.8543 | 101.8959 | 101.9342 | 101.9694 | 102.0018 | 102.0316 | 102.059 | 102.0842
F1_Industrial_Industrial - WA_Existing_Space Heating_Natural Gas_Retrocommissioning_A | F1 | Industrial | Industrial - WA | Existing | Space Heating | Natural Gas | Retrocommissioning | A | TRC | 1002.9821 | 0 | 0 | 981.1051 | 982.9535 | 984.9435 | 987.0572 | 989.2783 | 991.5915 | 993.9825 | 996.4383 | 998.9463 | 1001.4953 | 1004.0743 | 1006.6732 | 1009.2826 | 1011.8935 | 1014.4976 | 1017.087 | 1019.6542 | 1022.049 | 1024.2897 | 1026.3581 | 1028.2669 | 1030.0279 | 1031.6523 | 1033.1502 | 1034.5313
F2_Industrial_Industrial - WA_Existing_Space Heating_Natural Gas_Retrocommissioning_A | F2 | Industrial | Industrial - WA | Existing | Space Heating | Natural Gas | Retrocommissioning | A | UCT | 897.4005 | 0 | 0 | 877.8265 | 879.4803 | 881.2608 | 883.152 | 885.1393 | 887.209 | 889.3483 | 891.5455 | 893.7896 | 896.0702 | 898.3777 | 900.7031 | 903.0378 | 905.3739 | 907.7039 | 910.0206 | 912.3176 | 914.4603 | 916.4651 | 918.3158 | 920.0237 | 921.5993 | 923.0527 | 924.3929 | 925.6286
F3_Industrial_Industrial - WA_Existing_Space Heating_Natural Gas_Retrocommissioning_A | F3 | Industrial | Industrial - WA | Existing | Space Heating | Natural Gas | Retrocommissioning | A | RVT | 1002.9821 | 0 | 0 | 981.1051 | 982.9535 | 984.9435 | 987.0572 | 989.2783 | 991.5915 | 993.9825 | 996.4383 | 998.9463 | 1001.4953 | 1004.0743 | 1006.6732 | 1009.2826 | 1011.8935 | 1014.4976 | 1017.087 | 1019.6542 | 1022.049 | 1024.2897 | 1026.3581 | 1028.2669 | 1030.0279 | 1031.6523 | 1033.1502 | 1034.5313
F4_Industrial_Industrial - WA_Existing_Space Heating_Natural Gas_Retrocommissioning_A | F4 | Industrial | Industrial - WA | Existing | Space Heating | Natural Gas | Retrocommissioning | A | RIM | 449.6213 | 0 | 0 | 439.8143 | 440.6429 | 441.5349 | 442.4825 | 443.4782 | 444.5151 | 445.587 | 446.6879 | 447.8122 | 448.9548 | 450.111 | 451.276 | 452.4458 | 453.6162 | 454.7836 | 455.9444 | 457.0952 | 458.1688 | 459.1732 | 460.1005 | 460.9562 | 461.7456 | 462.4738 | 463.1453 | 463.7644
F1_Industrial_Industrial - WA_Existing_Process_Natural Gas_Retrocommissioning_A | F1 | Industrial | Industrial - WA | Existing | Process | Natural Gas | Retrocommissioning | A | TRC | 1002.9821 | 0 | 0 | 981.1051 | 982.9535 | 984.9435 | 987.0572 | 989.2783 | 991.5915 | 993.9825 | 996.4383 | 998.9463 | 1001.4953 | 1004.0743 | 1006.6732 | 1009.2826 | 1011.8935 | 1014.4976 | 1017.087 | 1019.6542 | 1022.049 | 1024.2897 | 1026.3581 | 1028.2669 | 1030.0279 | 1031.6523 | 1033.1502 | 1034.5313
F2_Industrial_Industrial - WA_Existing_Process_Natural Gas_Retrocommissioning_A | F2 | Industrial | Industrial - WA | Existing | Process | Natural Gas | Retrocommissioning | A | UCT | 897.4005 | 0 | 0 | 877.8265 | 879.4803 | 881.2608 | 883.152 | 885.1393 | 887.209 | 889.3483 | 891.5455 | 893.7896 | 896.0702 | 898.3777 | 900.7031 | 903.0378 | 905.3739 | 907.7039 | 910.0206 | 912.3176 | 914.4603 | 916.4651 | 918.3158 | 920.0237 | 921.5993 | 923.0527 | 924.3929 | 925.6286
F3_Industrial_Industrial - WA_Existing_Process_Natural Gas_Retrocommissioning_A | F3 | Industrial | Industrial - WA | Existing | Process | Natural Gas | Retrocommissioning | A | RVT | 1002.9821 | 0 | 0 | 981.1051 | 982.9535 | 984.9435 | 987.0572 | 989.2783 | 991.5915 | 993.9825 | 996.4383 | 998.9463 | 1001.4953 | 1004.0743 | 1006.6732 | 1009.2826 | 1011.8935 | 1014.4976 | 1017.087 | 1019.6542 | 1022.049 | 1024.2897 | 1026.3581 | 1028.2669 | 1030.0279 | 1031.6523 | 1033.1502 | 1034.5313
F4_Industrial_Industrial - WA_Existing_Process_Natural Gas_Retrocommissioning_A | F4 | Industrial | Industrial - WA | Existing | Process | Natural Gas | Retrocommissioning | A | RIM | 449.6213 | 0 | 0 | 439.8143 | 440.6429 | 441.5349 | 442.4825 | 443.4782 | 444.5151 | 445.587 | 446.6879 | 447.8122 | 448.9548 | 450.111 | 451.276 | 452.4458 | 453.6162 | 454.7836 | 455.9444 | 457.0952 | 458.1688 | 459.1732 | 460.1005 | 460.9562 | 461.7456 | 462.4738 | 463.1453 | 463.7644
F1_Industrial_Industrial - WA_New_Space Heating_Natural Gas_Insulation - Ceiling_A | F1 | Industrial | Industrial - WA | New | Space Heating | Natural Gas | Insulation - Ceiling | A | TRC | 839.5361 | 0 | 0 | 824.1642 | 830.7631 | 834.0587 | 836.0454 | 837.168 | 838.1215 | 838.9413 | 839.6536 | 840.2782 | 840.8302 | 841.3215 | 841.7616 | 842.1581 | 842.5169 | 842.8433 | 843.1414 | 843.4147 | 843.9819 | 844.7467 | 845.4239 | 846.0246 | 846.5584 | 847.0338 | 847.4576 | 847.8361
F2_Industrial_Industrial - WA_New_Space Heating_Natural Gas_Insulation - Ceiling_A | F2 | Industrial | Industrial - WA | New | Space Heating | Natural Gas | Insulation - Ceiling | A | UCT | 474.896 | 0 | 0 | 466.2007 | 469.9334 | 471.7976 | 472.9214 | 473.5565 | 474.0958 | 474.5596 | 474.9625 | 475.3158 | 475.628 | 475.906 | 476.1549 | 476.3791 | 476.5822 | 476.7668 | 476.9354 | 477.09 | 477.4108 | 477.8435 | 478.2265 | 478.5663 | 478.8683 | 479.1372 | 479.3769 | 479.591
F3_Industrial_Industrial - WA_New_Space Heating_Natural Gas_Insulation - Ceiling_A | F3 | Industrial | Industrial - WA | New | Space Heating | Natural Gas | Insulation - Ceiling | A | RVT | 839.5361 | 0 | 0 | 824.1642 | 830.7631 | 834.0587 | 836.0454 | 837.168 | 838.1215 | 838.9413 | 839.6536 | 840.2782 | 840.8302 | 841.3215 | 841.7616 | 842.1581 | 842.5169 | 842.8433 | 843.1414 | 843.4147 | 843.9819 | 844.7467 | 845.4239 | 846.0246 | 846.5584 | 847.0338 | 847.4576 | 847.8361
F4_Industrial_Industrial - WA_New_Space Heating_Natural Gas_Insulation - Ceiling_A | F4 | Industrial | Industrial - WA | New | Space Heating | Natural Gas | Insulation - Ceiling | A | RIM | 60.9341 | 0 | 0 | 59.8184 | 60.2973 | 60.5365 | 60.6807 | 60.7622 | 60.8314 | 60.8909 | 60.9426 | 60.9879 | 61.028 | 61.0637 | 61.0956 | 61.1244 | 61.1504 | 61.1741 | 61.1958 | 61.2156 | 61.2568 | 61.3123 | 61.3614 | 61.405 | 61.4438 | 61.4783 | 61.509 | 61.5365
F1_Industrial_Industrial - WA_New_Space Heating_Natural Gas_Insulation - Wall Cavity_A | F1 | Industrial | Industrial - WA | New | Space Heating | Natural Gas | Insulation - Wall Cavity | A | TRC | -6.2178 | 0 | 0 | -6.104 | -6.1529 | -6.1773 | -6.192 | -6.2003 | -6.2074 | -6.2134 | -6.2187 | -6.2233 | -6.2274 | -6.2311 | -6.2343 | -6.2373 | -6.2399 | -6.2423 | -6.2445 | -6.2466 | -6.2508 | -6.2564 | -6.2614 | -6.2659 | -6.2699 | -6.2734 | -6.2765 | -6.2793
F2_Industrial_Industrial - WA_New_Space Heating_Natural Gas_Insulation - Wall Cavity_A | F2 | Industrial | Industrial - WA | New | Space Heating | Natural Gas | Insulation - Wall Cavity | A | UCT | 278.2199 | 0 | 0 | 273.1257 | 275.3126 | 276.4048 | 277.0631 | 277.4352 | 277.7512 | 278.0229 | 278.2589 | 278.4659 | 278.6488 | 278.8116 | 278.9575 | 279.0889 | 279.2078 | 279.316 | 279.4148 | 279.5053 | 279.6933 | 279.9467 | 280.1711 | 280.3702 | 280.5471 | 280.7047 | 280.8451 | 280.9706
F3_Industrial_Industrial - WA_New_Space Heating_Natural Gas_Insulation - Wall Cavity_A | F3 | Industrial | Industrial - WA | New | Space Heating | Natural Gas | Insulation - Wall Cavity | A | RVT | -6.2178 | 0 | 0 | -6.104 | -6.1529 | -6.1773 | -6.192 | -6.2003 | -6.2074 | -6.2134 | -6.2187 | -6.2233 | -6.2274 | -6.2311 | -6.2343 | -6.2373 | -6.2399 | -6.2423 | -6.2445 | -6.2466 | -6.2508 | -6.2564 | -6.2614 | -6.2659 | -6.2699 | -6.2734 | -6.2765 | -6.2793
F4_Industrial_Industrial - WA_New_Space Heating_Natural Gas_Insulation - Wall Cavity_A | F4 | Industrial | Industrial - WA | New | Space Heating | Natural Gas | Insulation - Wall Cavity | A | RIM | 24.8296 | 0 | 0 | 24.375 | 24.5701 | 24.6676 | 24.7264 | 24.7596 | 24.7878 | 24.812 | 24.8331 | 24.8515 | 24.8679 | 24.8824 | 24.8954 | 24.9071 | 24.9178 | 24.9274 | 24.9362 | 24.9443 | 24.9611 | 24.9837 | 25.0037 | 25.0215 | 25.0373 | 25.0513 | 25.0639 | 25.0751
F1_Industrial_Industrial - WA_New_Space Heating_Natural Gas_Insulation - Ducting_A | F1 | Industrial | Industrial - WA | New | Space Heating | Natural Gas | Insulation - Ducting | A | TRC | 2290.0738 | 0 | 0 | 2143.9019 | 2204.9572 | 2236.3871 | 2255.6467 | 2266.6366 | 2276.0317 | 2284.1548 | 2291.2467 | 2297.4914 | 2303.0313 | 2307.9787 | 2312.4233 | 2316.4375 | 2320.0804 | 2323.4008 | 2326.4393 | 2329.23 | 2335.0374 | 2342.9021 | 2349.8975 | 2356.1289 | 2361.6875 | 2366.6525 | 2371.0928 | 2375.0685
F2_Industrial_Industrial - WA_New_Space Heating_Natural Gas_Insulation - Ducting_A | F2 | Industrial | Industrial - WA | New | Space Heating | Natural Gas | Insulation - Ducting | A | UCT | 1378.046 | 0 | 0 | 1290.0874 | 1326.8272 | 1345.7401 | 1357.3295 | 1363.9427 | 1369.5962 | 1374.4842 | 1378.7517 | 1382.5094 | 1385.8431 | 1388.8202 | 1391.4947 | 1393.9102 | 1396.1023 | 1398.1004 | 1399.9288 | 1401.6081 | 1405.1026 | 1409.8352 | 1414.0447 | 1417.7944 | 1421.1393 | 1424.127 | 1426.7989 | 1429.1913
F3_Industrial_Industrial - WA_New_Space Heating_Natural Gas_Insulation - Ducting_A | F3 | Industrial | Industrial - WA | New | Space Heating | Natural Gas | Insulation - Ducting | A | RVT | 2290.0738 | 0 | 0 | 2143.9019 | 2204.9572 | 2236.3871 | 2255.6467 | 2266.6366 | 2276.0317 | 2284.1548 | 2291.2467 | 2297.4914 | 2303.0313 | 2307.9787 | 2312.4233 | 2316.4375 | 2320.0804 | 2323.4008 | 2326.4393 | 2329.23 | 2335.0374 | 2342.9021 | 2349.8975 | 2356.1289 | 2361.6875 | 2366.6525 | 2371.0928 | 2375.0685
F4_Industrial_Industrial - WA_New_Space Heating_Natural Gas_Insulation - Ducting_A | F4 | Industrial | Industrial - WA | New | Space Heating | Natural Gas | Insulation - Ducting | A | RIM | 181.3726 | 0 | 0 | 169.7958 | 174.6314 | 177.1206 | 178.646 | 179.5164 | 180.2604 | 180.9038 | 181.4655 | 181.96 | 182.3988 | 182.7906 | 183.1426 | 183.4606 | 183.7491 | 184.012 | 184.2527 | 184.4737 | 184.9337 | 185.5565 | 186.1106 | 186.6041 | 187.0443 | 187.4376 | 187.7892 | 188.1041
F1_Industrial_Industrial - WA_New_Space Heating_Natural Gas_Ducting - Repair and Sealing_A | F1 | Industrial | Industrial - WA | New | Space Heating | Natural Gas | Ducting - Repair and Sealing | A | TRC | -105.1194 | 0 | 0 | -98.4098 | -101.2123 | -102.655 | -103.5391 | -104.0435 | -104.4748 | -104.8477 | -105.1732 | -105.4598 | -105.7141 | -105.9412 | -106.1453 | -106.3295 | -106.4967 | -106.6491 | -106.7886 | -106.9167 | -107.1833 | -107.5443 | -107.8654 | -108.1514 | -108.4066 | -108.6345 | -108.8383 | -109.0208
F2_Industrial_Industrial - WA_New_Space Heating_Natural Gas_Ducting - Repair and Sealing_A | F2 | Industrial | Industrial - WA | New | Space Heating | Natural Gas | Ducting - Repair and Sealing | A | UCT | 230.4486 | 0 | 0 | 215.7394 | 221.8834 | 225.0462 | 226.9842 | 228.0901 | 229.0356 | 229.853 | 230.5666 | 231.195 | 231.7525 | 232.2504 | 232.6976 | 233.1016 | 233.4682 | 233.8023 | 234.108 | 234.3889 | 234.9733 | 235.7647 | 236.4686 | 237.0957 | 237.6551 | 238.1547 | 238.6015 | 239.0016
F3_Industrial_Industrial - WA_New_Space Heating_Natural Gas_Ducting - Repair and Sealing_A | F3 | Industrial | Industrial - WA | New | Space Heating | Natural Gas | Ducting - Repair and Sealing | A | RVT | -105.1194 | 0 | 0 | -98.4098 | -101.2123 | -102.655 | -103.5391 | -104.0435 | -104.4748 | -104.8477 | -105.1732 | -105.4598 | -105.7141 | -105.9412 | -106.1453 | -106.3295 | -106.4967 | -106.6491 | -106.7886 | -106.9167 | -107.1833 | -107.5443 | -107.8654 | -108.1514 | -108.4066 | -108.6345 | -108.8383 | -109.0208
F4_Industrial_Industrial - WA_New_Space Heating_Natural Gas_Ducting - Repair and Sealing_A | F4 | Industrial | Industrial - WA | New | Space Heating | Natural Gas | Ducting - Repair and Sealing | A | RIM | 20.7338 | 0 | 0 | 19.4104 | 19.9632 | 20.2477 | 20.4221 | 20.5216 | 20.6067 | 20.6802 | 20.7444 | 20.8009 | 20.8511 | 20.8959 | 20.9361 | 20.9725 | 21.0055 | 21.0355 | 21.063 | 21.0883 | 21.1409 | 21.2121 | 21.2754 | 21.3318 | 21.3822 | 21.4271 | 21.4673 | 21.5033
F1_Industrial_Industrial - WA_New_Space Heating_Natural Gas_Building Shell - Air Sealing (Infiltration Control)_A | F1 | Industrial | Industrial - WA | New | Space Heating | Natural Gas | Building Shell - Air Sealing (Infiltration Control) | A | TRC | -39.1629 | 0 | 0 | -38.4459 | -38.7537 | -38.9074 | -39.0001 | -39.0525 | -39.097 | -39.1352 | -39.1684 | -39.1976 | -39.2233 | -39.2462 | -39.2668 | -39.2853 | -39.302 | -39.3172 | -39.3311 | -39.3439 | -39.3703 | -39.406 | -39.4376 | -39.4656 | -39.4905 | -39.5127 | -39.5325 | -39.5501
F2_Industrial_Industrial - WA_New_Space Heating_Natural Gas_Building Shell - Air Sealing (Infiltration Control)_A | F2 | Industrial | Industrial - WA | New | Space Heating | Natural Gas | Building Shell - Air Sealing (Infiltration Control) | A | UCT | 15.788 | 0 | 0 | 15.4989 | 15.623 | 15.685 | 15.7223 | 15.7434 | 15.7614 | 15.7768 | 15.7902 | 15.8019 | 15.8123 | 15.8215 | 15.8298 | 15.8373 | 15.844 | 15.8502 | 15.8558 | 15.8609 | 15.8716 | 15.886 | 15.8987 | 15.91 | 15.92 | 15.929 | 15.9369 | 15.9441
F3_Industrial_Industrial - WA_New_Space Heating_Natural Gas_Building Shell - Air Sealing (Infiltration Control)_A | F3 | Industrial | Industrial - WA | New | Space Heating | Natural Gas | Building Shell - Air Sealing (Infiltration Control) | A | RVT | -39.1629 | 0 | 0 | -38.4459 | -38.7537 | -38.9074 | -39.0001 | -39.0525 | -39.097 | -39.1352 | -39.1684 | -39.1976 | -39.2233 | -39.2462 | -39.2668 | -39.2853 | -39.302 | -39.3172 | -39.3311 | -39.3439 | -39.3703 | -39.406 | -39.4376 | -39.4656 | -39.4905 | -39.5127 | -39.5325 | -39.5501
F4_Industrial_Industrial - WA_New_Space Heating_Natural Gas_Building Shell - Air Sealing (Infiltration Control)_A | F4 | Industrial | Industrial - WA | New | Space Heating | Natural Gas | Building Shell - Air Sealing (Infiltration Control) | A | RIM | 0.6635 | 0 | 0 | 0.65135 | 0.65657 | 0.65917 | 0.66074 | 0.66163 | 0.66238 | 0.66303 | 0.66359 | 0.66409 | 0.66452 | 0.66491 | 0.66526 | 0.66557 | 0.66586 | 0.66611 | 0.66635 | 0.66656 | 0.66701 | 0.66762 | 0.66815 | 0.66863 | 0.66905 | 0.66942 | 0.66976 | 0.67006
F1_Industrial_Industrial - WA_New_Space Heating_Natural Gas_Ventilation - Demand Controlled_A | F1 | Industrial | Industrial - WA | New | Space Heating | Natural Gas | Ventilation - Demand Controlled | A | TRC | 383.079 | 0 | 0 | 358.6276 | 368.8408 | 374.0984 | 377.3201 | 379.1584 | 380.73 | 382.0888 | 383.2752 | 384.3198 | 385.2465 | 386.0741 | 386.8175 | 387.489 | 388.0984 | 388.6538 | 389.1621 | 389.6289 | 390.6004 | 391.916 | 393.0861 | 394.1285 | 395.0584 | 395.8889 | 396.6316 | 397.2967
F2_Industrial_Industrial - WA_New_Space Heating_Natural Gas_Ventilation - Demand Controlled_A | F2 | Industrial | Industrial - WA | New | Space Heating | Natural Gas | Ventilation - Demand Controlled | A | UCT | 470.4614 | 0 | 0 | 440.4325 | 452.9754 | 459.4322 | 463.3888 | 465.6465 | 467.5766 | 469.2454 | 470.7023 | 471.9852 | 473.1233 | 474.1397 | 475.0527 | 475.8774 | 476.6258 | 477.3079 | 477.9321 | 478.5054 | 479.6984 | 481.3141 | 482.7512 | 484.0314 | 485.1733 | 486.1933 | 487.1055 | 487.9223
F3_Industrial_Industrial - WA_New_Space Heating_Natural Gas_Ventilation - Demand Controlled_A | F3 | Industrial | Industrial - WA | New | Space Heating | Natural Gas | Ventilation - Demand Controlled | A | RVT | 383.079 | 0 | 0 | 358.6276 | 368.8408 | 374.0984 | 377.3201 | 379.1584 | 380.73 | 382.0888 | 383.2752 | 384.3198 | 385.2465 | 386.0741 | 386.8175 | 387.489 | 388.0984 | 388.6538 | 389.1621 | 389.6289 | 390.6004 | 391.916 | 393.0861 | 394.1285 | 395.0584 | 395.8889 | 396.6316 | 397.2967
F4_Industrial_Industrial - WA_New_Space Heating_Natural Gas_Ventilation - Demand Controlled_A | F4 | Industrial | Industrial - WA | New | Space Heating | Natural Gas | Ventilation - Demand Controlled | A | RIM | 82.1109 | 0 | 0 | 76.8699 | 79.0591 | 80.186 | 80.8766 | 81.2706 | 81.6075 | 81.8987 | 82.153 | 82.3769 | 82.5755 | 82.7529 | 82.9123 | 83.0562 | 83.1868 | 83.3059 | 83.4148 | 83.5149 | 83.7231 | 84.0051 | 84.2559 | 84.4794 | 84.6787 | 84.8567 | 85.0159 | 85.1584
F1_Industrial_Industrial - WA_New_Space Heating_Natural Gas_Destratification Fans (HVLS)_A | F1 | Industrial | Industrial - WA | New | Space Heating | Natural Gas | Destratification Fans (HVLS) | A | TRC | 16.0094 | 0 | 0 | 15.7162 | 15.8421 | 15.9049 | 15.9428 | 15.9642 | 15.9824 | 15.998 | 16.0116 | 16.0235 | 16.034 | 16.0434 | 16.0518 | 16.0594 | 16.0662 | 16.0724 | 16.0781 | 16.0833 | 16.0941 | 16.1087 | 16.1216 | 16.1331 | 16.1433 | 16.1523 | 16.1604 | 16.1676
F2_Industrial_Industrial - WA_New_Space Heating_Natural Gas_Destratification Fans (HVLS)_A | F2 | Industrial | Industrial - WA | New | Space Heating | Natural Gas | Destratification Fans (HVLS) | A | UCT | 8.1001 | 0 | 0 | 7.9518 | 8.0155 | 8.0473 | 8.0664 | 8.0773 | 8.0865 | 8.0944 | 8.1013 | 8.1073 | 8.1126 | 8.1174 | 8.1216 | 8.1254 | 8.1289 | 8.132 | 8.1349 | 8.1376 | 8.143 | 8.1504 | 8.1569 | 8.1627 | 8.1679 | 8.1725 | 8.1766 | 8.1802
F3_Industrial_Industrial - WA_New_Space Heating_Natural Gas_Destratification Fans (HVLS)_A | F3 | Industrial | Industrial - WA | New | Space Heating | Natural Gas | Destratification Fans (HVLS) | A | RVT | 16.0094 | 0 | 0 | 15.7162 | 15.8421 | 15.9049 | 15.9428 | 15.9642 | 15.9824 | 15.998 | 16.0116 | 16.0235 | 16.034 | 16.0434 | 16.0518 | 16.0594 | 16.0662 | 16.0724 | 16.0781 | 16.0833 | 16.0941 | 16.1087 | 16.1216 | 16.1331 | 16.1433 | 16.1523 | 16.1604 | 16.1676
F4_Industrial_Industrial - WA_New_Space Heating_Natural Gas_Destratification Fans (HVLS)_A | F4 | Industrial | Industrial - WA | New | Space Heating | Natural Gas | Destratification Fans (HVLS) | A | RIM | 1.38 | 0 | 0 | 1.3548 | 1.3656 | 1.371 | 1.3743 | 1.3762 | 1.3777 | 1.3791 | 1.3802 | 1.3813 | 1.3822 | 1.383 | 1.3837 | 1.3844 | 1.3849 | 1.3855 | 1.386 | 1.3864 | 1.3874 | 1.3886 | 1.3897 | 1.3907 | 1.3916 | 1.3924 | 1.3931 | 1.3937
F1_Industrial_Industrial - WA_New_Space Heating_Natural Gas_Condensing RTU_A | F1 | Industrial | Industrial - WA | New | Space Heating | Natural Gas | Condensing RTU | A | TRC | 1849.7864 | 0 | 0 | 1731.7173 | 1781.0342 | 1806.4215 | 1821.9782 | 1830.8552 | 1838.444 | 1845.0053 | 1850.7338 | 1855.7778 | 1860.2527 | 1864.2489 | 1867.839 | 1871.0814 | 1874.0239 | 1876.7059 | 1879.1603 | 1881.4145 | 1886.1053 | 1892.458 | 1898.1084 | 1903.1418 | 1907.6317 | 1911.6421 | 1915.2287 | 1918.4401
F2_Industrial_Industrial - WA_New_Space Heating_Natural Gas_Condensing RTU_A | F2 | Industrial | Industrial - WA | New | Space Heating | Natural Gas | Condensing RTU | A | UCT | 935.9219 | 0 | 0 | 876.1834 | 901.1359 | 913.9809 | 921.852 | 926.3434 | 930.1831 | 933.5028 | 936.4012 | 938.9533 | 941.2174 | 943.2394 | 945.0558 | 946.6963 | 948.1851 | 949.5422 | 950.784 | 951.9245 | 954.2979 | 957.5121 | 960.371 | 962.9177 | 965.1894 | 967.2185 | 969.0332 | 970.6581
F3_Industrial_Industrial - WA_New_Space Heating_Natural Gas_Condensing RTU_A | F3 | Industrial | Industrial - WA | New | Space Heating | Natural Gas | Condensing RTU | A | RVT | 1849.7864 | 0 | 0 | 1731.7173 | 1781.0342 | 1806.4215 | 1821.9782 | 1830.8552 | 1838.444 | 1845.0053 | 1850.7338 | 1855.7778 | 1860.2527 | 1864.2489 | 1867.839 | 1871.0814 | 1874.0239 | 1876.7059 | 1879.1603 | 1881.4145 | 1886.1053 | 1892.458 | 1898.1084 | 1903.1418 | 1907.6317 | 1911.6421 | 1915.2287 | 1918.4401
F4_Industrial_Industrial - WA_New_Space Heating_Natural Gas_Condensing RTU_A | F4 | Industrial | Industrial - WA | New | Space Heating | Natural Gas | Condensing RTU | A | RIM | 355.3699 | 0 | 0 | 332.6872 | 342.1616 | 347.0389 | 350.0276 | 351.7329 | 353.1909 | 354.4514 | 355.5519 | 356.5209 | 357.3806 | 358.1483 | 358.8381 | 359.461 | 360.0263 | 360.5415 | 361.013 | 361.4461 | 362.3473 | 363.5677 | 364.6532 | 365.6202 | 366.4828 | 367.2532 | 367.9423 | 368.5592
F1_Industrial_Industrial - WA_New_Space Heating_Natural Gas_Industrial Air Curtains_A | F1 | Industrial | Industrial - WA | New | Space Heating | Natural Gas | Industrial Air Curtains | A | TRC | 9999 | 0 | 0 | 9999 | 9999 | 9999 | 9999 | 9999 | 9999 | 9999 | 9999 | 9999 | 9999 | 9999 | 9999 | 9999 | 9999 | 9999 | 9999 | 9999 | 9999 | 9999 | 9999 | 9999 | 9999 | 9999 | 9999 | 9999
F2_Industrial_Industrial - WA_New_Space Heating_Natural Gas_Industrial Air Curtains_A | F2 | Industrial | Industrial - WA | New | Space Heating | Natural Gas | Industrial Air Curtains | A | UCT | 9999 | 0 | 0 | 9999 | 9999 | 9999 | 9999 | 9999 | 9999 | 9999 | 9999 | 9999 | 9999 | 9999 | 9999 | 9999 | 9999 | 9999 | 9999 | 9999 | 9999 | 9999 | 9999 | 9999 | 9999 | 9999 | 9999 | 9999
F3_Industrial_Industrial - WA_New_Space Heating_Natural Gas_Industrial Air Curtains_A | F3 | Industrial | Industrial - WA | New | Space Heating | Natural Gas | Industrial Air Curtains | A | RVT | 9999 | 0 | 0 | 9999 | 9999 | 9999 | 9999 | 9999 | 9999 | 9999 | 9999 | 9999 | 9999 | 9999 | 9999 | 9999 | 9999 | 9999 | 9999 | 9999 | 9999 | 9999 | 9999 | 9999 | 9999 | 9999 | 9999 | 9999
F4_Industrial_Industrial - WA_New_Space Heating_Natural Gas_Industrial Air Curtains_A | F4 | Industrial | Industrial - WA | New | Space Heating | Natural Gas | Industrial Air Curtains | A | RIM | 9999 | 0 | 0 | 9999 | 9999 | 9999 | 9999 | 9999 | 9999 | 9999 | 9999 | 9999 | 9999 | 9999 | 9999 | 9999 | 9999 | 9999 | 9999 | 9999 | 9999 | 9999 | 9999 | 9999 | 9999 | 9999 | 9999 | 9999
F1_Industrial_Industrial - WA_New_Space Heating_Natural Gas_HVAC - Energy Recovery Ventilator_A | F1 | Industrial | Industrial - WA | New | Space Heating | Natural Gas | HVAC - Energy Recovery Ventilator | A | TRC | 865.0747 | 0 | 0 | 849.2352 | 856.0349 | 859.4308 | 861.4778 | 862.6346 | 863.6172 | 864.4619 | 865.1959 | 865.8394 | 866.4082 | 866.9145 | 867.368 | 867.7765 | 868.1463 | 868.4826 | 868.7898 | 869.0714 | 869.6558 | 870.4439 | 871.1416 | 871.7606 | 872.3107 | 872.8005 | 873.2372 | 873.6273
F2_Industrial_Industrial - WA_New_Space Heating_Natural Gas_HVAC - Energy Recovery Ventilator_A | F2 | Industrial | Industrial - WA | New | Space Heating | Natural Gas | HVAC - Energy Recovery Ventilator | A | UCT | 437.6951 | 0 | 0 | 429.6809 | 433.1213 | 434.8394 | 435.8752 | 436.4605 | 436.9576 | 437.385 | 437.7564 | 438.082 | 438.3698 | 438.6259 | 438.8554 | 439.062 | 439.2492 | 439.4193 | 439.5747 | 439.7172 | 440.0129 | 440.4117 | 440.7647 | 441.0779 | 441.3562 | 441.604 | 441.825 | 442.0223
F3_Industrial_Industrial - WA_New_Space Heating_Natural Gas_HVAC - Energy Recovery Ventilator_A | F3 | Industrial | Industrial - WA | New | Space Heating | Natural Gas | HVAC - Energy Recovery Ventilator | A | RVT | 865.0747 | 0 | 0 | 849.2352 | 856.0349 | 859.4308 | 861.4778 | 862.6346 | 863.6172 | 864.4619 | 865.1959 | 865.8394 | 866.4082 | 866.9145 | 867.368 | 867.7765 | 868.1463 | 868.4826 | 868.7898 | 869.0714 | 869.6558 | 870.4439 | 871.1416 | 871.7606 | 872.3107 | 872.8005 | 873.2372 | 873.6273
F4_Industrial_Industrial - WA_New_Space Heating_Natural Gas_HVAC - Energy Recovery Ventilator_A | F4 | Industrial | Industrial - WA | New | Space Heating | Natural Gas | HVAC - Energy Recovery Ventilator | A | RIM | 64.0266 | 0 | 0 | 62.8543 | 63.3575 | 63.6089 | 63.7604 | 63.846 | 63.9187 | 63.9812 | 64.0356 | 64.0832 | 64.1253 | 64.1628 | 64.1963 | 64.2265 | 64.2539 | 64.2788 | 64.3015 | 64.3224 | 64.3656 | 64.424 | 64.4756 | 64.5214 | 64.5621 | 64.5984 | 64.6307 | 64.6596
F1_Industrial_Industrial - WA_New_Space Heating_Natural Gas_Thermostat - Connected_A | F1 | Industrial | Industrial - WA | New | Space Heating | Natural Gas | Thermostat - Connected | A | TRC | 10.4434 | 0 | 0 | 10.2521 | 10.3342 | 10.3752 | 10.3999 | 10.4139 | 10.4258 | 10.436 | 10.4448 | 10.4526 | 10.4595 | 10.4656 | 10.4711 | 10.476 | 10.4804 | 10.4845 | 10.4882 | 10.4916 | 10.4987 | 10.5082 | 10.5166 | 10.5241 | 10.5307 | 10.5366 | 10.5419 | 10.5466
F2_Industrial_Industrial - WA_New_Space Heating_Natural Gas_Thermostat - Connected_A | F2 | Industrial | Industrial - WA | New | Space Heating | Natural Gas | Thermostat - Connected | A | UCT | 6.5355 | 0 | 0 | 6.4158 | 6.4672 | 6.4928 | 6.5083 | 6.517 | 6.5245 | 6.5308 | 6.5364 | 6.5412 | 6.5455 | 6.5494 | 6.5528 | 6.5559 | 6.5587 | 6.5612 | 6.5635 | 6.5657 | 6.5701 | 6.576 | 6.5813 | 6.586 | 6.5901 | 6.5938 | 6.5971 | 6.6001
F3_Industrial_Industrial - WA_New_Space Heating_Natural Gas_Thermostat - Connected_A | F3 | Industrial | Industrial - WA | New | Space Heating | Natural Gas | Thermostat - Connected | A | RVT | 10.4434 | 0 | 0 | 10.2521 | 10.3342 | 10.3752 | 10.3999 | 10.4139 | 10.4258 | 10.436 | 10.4448 | 10.4526 | 10.4595 | 10.4656 | 10.4711 | 10.476 | 10.4804 | 10.4845 | 10.4882 | 10.4916 | 10.4987 | 10.5082 | 10.5166 | 10.5241 | 10.5307 | 10.5366 | 10.5419 | 10.5466
F4_Industrial_Industrial - WA_New_Space Heating_Natural Gas_Thermostat - Connected_A | F4 | Industrial | Industrial - WA | New | Space Heating | Natural Gas | Thermostat - Connected | A | RIM | 2.3108 | 0 | 0 | 2.2685 | 2.2867 | 2.2957 | 2.3012 | 2.3043 | 2.3069 | 2.3092 | 2.3111 | 2.3129 | 2.3144 | 2.3157 | 2.3169 | 2.318 | 2.319 | 2.3199 | 2.3207 | 2.3215 | 2.3231 | 2.3252 | 2.327 | 2.3287 | 2.3301 | 2.3315 | 2.3326 | 2.3337
F1_Industrial_Industrial - WA_New_Space Heating_Natural Gas_Gas Boiler - Maintenance_A | F1 | Industrial | Industrial - WA | New | Space Heating | Natural Gas | Gas Boiler - Maintenance | A | TRC | 816.3139 | 0 | 0 | 816.3139 | 816.3139 | 816.3139 | 816.3139 | 816.3139 | 816.3139 | 816.3139 | 816.3139 | 816.3139 | 816.3139 | 816.3139 | 816.3139 | 816.3139 | 816.3139 | 816.3139 | 816.3139 | 816.3139 | 816.3139 | 816.3139 | 816.3139 | 816.3139 | 816.3139 | 816.3139 | 816.3139 | 816.3139
F2_Industrial_Industrial - WA_New_Space Heating_Natural Gas_Gas Boiler - Maintenance_A | F2 | Industrial | Industrial - WA | New | Space Heating | Natural Gas | Gas Boiler - Maintenance | A | UCT | 348.4975 | 0 | 0 | 348.4975 | 348.4975 | 348.4975 | 348.4975 | 348.4975 | 348.4975 | 348.4975 | 348.4975 | 348.4975 | 348.4975 | 348.4975 | 348.4975 | 348.4975 | 348.4975 | 348.4975 | 348.4975 | 348.4975 | 348.4975 | 348.4975 | 348.4975 | 348.4975 | 348.4975 | 348.4975 | 348.4975 | 348.4975
F3_Industrial_Industrial - WA_New_Space Heating_Natural Gas_Gas Boiler - Maintenance_A | F3 | Industrial | Industrial - WA | New | Space Heating | Natural Gas | Gas Boiler - Maintenance | A | RVT | 816.3139 | 0 | 0 | 816.3139 | 816.3139 | 816.3139 | 816.3139 | 816.3139 | 816.3139 | 816.3139 | 816.3139 | 816.3139 | 816.3139 | 816.3139 | 816.3139 | 816.3139 | 816.3139 | 816.3139 | 816.3139 | 816.3139 | 816.3139 | 816.3139 | 816.3139 | 816.3139 | 816.3139 | 816.3139 | 816.3139 | 816.3139
F4_Industrial_Industrial - WA_New_Space Heating_Natural Gas_Gas Boiler - Maintenance_A | F4 | Industrial | Industrial - WA | New | Space Heating | Natural Gas | Gas Boiler - Maintenance | A | RIM | 220.6622 | 0 | 0 | 220.6622 | 220.6622 | 220.6622 | 220.6622 | 220.6622 | 220.6622 | 220.6622 | 220.6622 | 220.6622 | 220.6622 | 220.6622 | 220.6622 | 220.6622 | 220.6622 | 220.6622 | 220.6622 | 220.6622 | 220.6622 | 220.6622 | 220.6622 | 220.6622 | 220.6622 | 220.6622 | 220.6622 | 220.6622
F1_Industrial_Industrial - WA_New_Space Heating_Natural Gas_Gas Furnace - Maintenance_A | F1 | Industrial | Industrial - WA | New | Space Heating | Natural Gas | Gas Furnace - Maintenance | A | TRC | 992.8606 | 0 | 0 | 929.4878 | 955.9584 | 969.5848 | 977.9348 | 982.6994 | 986.7727 | 990.2944 | 993.3692 | 996.0765 | 998.4783 | 1000.6233 | 1002.5502 | 1004.2906 | 1005.87 | 1007.3095 | 1008.6269 | 1009.8368 | 1012.3546 | 1015.7643 | 1018.7972 | 1021.4988 | 1023.9087 | 1026.0613 | 1027.9864 | 1029.7101
F2_Industrial_Industrial - WA_New_Space Heating_Natural Gas_Gas Furnace - Maintenance_A | F2 | Industrial | Industrial - WA | New | Space Heating | Natural Gas | Gas Furnace - Maintenance | A | UCT | 423.8682 | 0 | 0 | 396.8133 | 408.114 | 413.9313 | 417.4961 | 419.5302 | 421.2691 | 422.7726 | 424.0853 | 425.2411 | 426.2665 | 427.1822 | 428.0048 | 428.7478 | 429.4221 | 430.0366 | 430.599 | 431.1156 | 432.1904 | 433.6461 | 434.9409 | 436.0943 | 437.1231 | 438.0421 | 438.8639 | 439.5998
F3_Industrial_Industrial - WA_New_Space Heating_Natural Gas_Gas Furnace - Maintenance_A | F3 | Industrial | Industrial - WA | New | Space Heating | Natural Gas | Gas Furnace - Maintenance | A | RVT | 992.8606 | 0 | 0 | 929.4878 | 955.9584 | 969.5848 | 977.9348 | 982.6994 | 986.7727 | 990.2944 | 993.3692 | 996.0765 | 998.4783 | 1000.6233 | 1002.5502 | 1004.2906 | 1005.87 | 1007.3095 | 1008.6269 | 1009.8368 | 1012.3546 | 1015.7643 | 1018.7972 | 1021.4988 | 1023.9087 | 1026.0613 | 1027.9864 | 1029.7101
F4_Industrial_Industrial - WA_New_Space Heating_Natural Gas_Gas Furnace - Maintenance_A | F4 | Industrial | Industrial - WA | New | Space Heating | Natural Gas | Gas Furnace - Maintenance | A | RIM | 268.3855 | 0 | 0 | 251.2549 | 258.4103 | 262.0937 | 264.3509 | 265.6388 | 266.7399 | 267.6919 | 268.523 | 269.2548 | 269.9041 | 270.4839 | 271.0048 | 271.4752 | 271.9022 | 272.2913 | 272.6474 | 272.9745 | 273.655 | 274.5768 | 275.3966 | 276.1269 | 276.7783 | 277.3602 | 277.8806 | 278.3465
F1_Industrial_Industrial - WA_New_Space Heating_Natural Gas_Gas Furnace - Tube Inserts_A | F1 | Industrial | Industrial - WA | New | Space Heating | Natural Gas | Gas Furnace - Tube Inserts | A | TRC | 0 | 0 | 0 | 0 | 0 | 0 | 0 | 0 | 0 | 0 | 0 | 0 | 0 | 0 | 0 | 0 | 0 | 0 | 0 | 0 | 0 | 0 | 0 | 0 | 0 | 0 | 0 | 0
F2_Industrial_Industrial - WA_New_Space Heating_Natural Gas_Gas Furnace - Tube Inserts_A | F2 | Industrial | Industrial - WA | New | Space Heating | Natural Gas | Gas Furnace - Tube Inserts | A | UCT | 0 | 0 | 0 | 0 | 0 | 0 | 0 | 0 | 0 | 0 | 0 | 0 | 0 | 0 | 0 | 0 | 0 | 0 | 0 | 0 | 0 | 0 | 0 | 0 | 0 | 0 | 0 | 0
F3_Industrial_Industrial - WA_New_Space Heating_Natural Gas_Gas Furnace - Tube Inserts_A | F3 | Industrial | Industrial - WA | New | Space Heating | Natural Gas | Gas Furnace - Tube Inserts | A | RVT | 0 | 0 | 0 | 0 | 0 | 0 | 0 | 0 | 0 | 0 | 0 | 0 | 0 | 0 | 0 | 0 | 0 | 0 | 0 | 0 | 0 | 0 | 0 | 0 | 0 | 0 | 0 | 0
F4_Industrial_Industrial - WA_New_Space Heating_Natural Gas_Gas Furnace - Tube Inserts_A | F4 | Industrial | Industrial - WA | New | Space Heating | Natural Gas | Gas Furnace - Tube Inserts | A | RIM | 0 | 0 | 0 | 0 | 0 | 0 | 0 | 0 | 0 | 0 | 0 | 0 | 0 | 0 | 0 | 0 | 0 | 0 | 0 | 0 | 0 | 0 | 0 | 0 | 0 | 0 | 0 | 0
F1_Industrial_Industrial - WA_New_Space Heating_Natural Gas_Gas Boiler - Burner Control Optimization_A | F1 | Industrial | Industrial - WA | New | Space Heating | Natural Gas | Gas Boiler - Burner Control Optimization | A | TRC | 433.8712 | 0 | 0 | 433.8712 | 433.8712 | 433.8712 | 433.8712 | 433.8712 | 433.8712 | 433.8712 | 433.8712 | 433.8712 | 433.8712 | 433.8712 | 433.8712 | 433.8712 | 433.8712 | 433.8712 | 433.8712 | 433.8712 | 433.8712 | 433.8712 | 433.8712 | 433.8712 | 433.8712 | 433.8712 | 433.8712 | 433.8712
F2_Industrial_Industrial - WA_New_Space Heating_Natural Gas_Gas Boiler - Burner Control Optimization_A | F2 | Industrial | Industrial - WA | New | Space Heating | Natural Gas | Gas Boiler - Burner Control Optimization | A | UCT | 185.2266 | 0 | 0 | 185.2266 | 185.2266 | 185.2266 | 185.2266 | 185.2266 | 185.2266 | 185.2266 | 185.2266 | 185.2266 | 185.2266 | 185.2266 | 185.2266 | 185.2266 | 185.2266 | 185.2266 | 185.2266 | 185.2266 | 185.2266 | 185.2266 | 185.2266 | 185.2266 | 185.2266 | 185.2266 | 185.2266 | 185.2266
F3_Industrial_Industrial - WA_New_Space Heating_Natural Gas_Gas Boiler - Burner Control Optimization_A | F3 | Industrial | Industrial - WA | New | Space Heating | Natural Gas | Gas Boiler - Burner Control Optimization | A | RVT | 433.8712 | 0 | 0 | 433.8712 | 433.8712 | 433.8712 | 433.8712 | 433.8712 | 433.8712 | 433.8712 | 433.8712 | 433.8712 | 433.8712 | 433.8712 | 433.8712 | 433.8712 | 433.8712 | 433.8712 | 433.8712 | 433.8712 | 433.8712 | 433.8712 | 433.8712 | 433.8712 | 433.8712 | 433.8712 | 433.8712 | 433.8712
F4_Industrial_Industrial - WA_New_Space Heating_Natural Gas_Gas Boiler - Burner Control Optimization_A | F4 | Industrial | Industrial - WA | New | Space Heating | Natural Gas | Gas Boiler - Burner Control Optimization | A | RIM | 30.4493 | 0 | 0 | 30.4493 | 30.4493 | 30.4493 | 30.4493 | 30.4493 | 30.4493 | 30.4493 | 30.4493 | 30.4493 | 30.4493 | 30.4493 | 30.4493 | 30.4493 | 30.4493 | 30.4493 | 30.4493 | 30.4493 | 30.4493 | 30.4493 | 30.4493 | 30.4493 | 30.4493 | 30.4493 | 30.4493 | 30.4493
F1_Industrial_Industrial - WA_New_Space Heating_Natural Gas_Gas Boiler - High Turndown Burner_A | F1 | Industrial | Industrial - WA | New | Space Heating | Natural Gas | Gas Boiler - High Turndown Burner | A | TRC | 414.2687 | 0 | 0 | 414.2687 | 414.2687 | 414.2687 | 414.2687 | 414.2687 | 414.2687 | 414.2687 | 414.2687 | 414.2687 | 414.2687 | 414.2687 | 414.2687 | 414.2687 | 414.2687 | 414.2687 | 414.2687 | 414.2687 | 414.2687 | 414.2687 | 414.2687 | 414.2687 | 414.2687 | 414.2687 | 414.2687 | 414.2687
F2_Industrial_Industrial - WA_New_Space Heating_Natural Gas_Gas Boiler - High Turndown Burner_A | F2 | Industrial | Industrial - WA | New | Space Heating | Natural Gas | Gas Boiler - High Turndown Burner | A | UCT | 176.858 | 0 | 0 | 176.858 | 176.858 | 176.858 | 176.858 | 176.858 | 176.858 | 176.858 | 176.858 | 176.858 | 176.858 | 176.858 | 176.858 | 176.858 | 176.858 | 176.858 | 176.858 | 176.858 | 176.858 | 176.858 | 176.858 | 176.858 | 176.858 | 176.858 | 176.858 | 176.858
F3_Industrial_Industrial - WA_New_Space Heating_Natural Gas_Gas Boiler - High Turndown Burner_A | F3 | Industrial | Industrial - WA | New | Space Heating | Natural Gas | Gas Boiler - High Turndown Burner | A | RVT | 414.2687 | 0 | 0 | 414.2687 | 414.2687 | 414.2687 | 414.2687 | 414.2687 | 414.2687 | 414.2687 | 414.2687 | 414.2687 | 414.2687 | 414.2687 | 414.2687 | 414.2687 | 414.2687 | 414.2687 | 414.2687 | 414.2687 | 414.2687 | 414.2687 | 414.2687 | 414.2687 | 414.2687 | 414.2687 | 414.2687 | 414.2687
F4_Industrial_Industrial - WA_New_Space Heating_Natural Gas_Gas Boiler - High Turndown Burner_A | F4 | Industrial | Industrial - WA | New | Space Heating | Natural Gas | Gas Boiler - High Turndown Burner | A | RIM | 32.136 | 0 | 0 | 32.136 | 32.136 | 32.136 | 32.136 | 32.136 | 32.136 | 32.136 | 32.136 | 32.136 | 32.136 | 32.136 | 32.136 | 32.136 | 32.136 | 32.136 | 32.136 | 32.136 | 32.136 | 32.136 | 32.136 | 32.136 | 32.136 | 32.136 | 32.136 | 32.136
F1_Industrial_Industrial - WA_New_Space Heating_Natural Gas_Gas Boiler - Hot Water Reset_A | F1 | Industrial | Industrial - WA | New | Space Heating | Natural Gas | Gas Boiler - Hot Water Reset | A | TRC | 95.1997 | 0 | 0 | 95.1997 | 95.1997 | 95.1997 | 95.1997 | 95.1997 | 95.1997 | 95.1997 | 95.1997 | 95.1997 | 95.1997 | 95.1997 | 95.1997 | 95.1997 | 95.1997 | 95.1997 | 95.1997 | 95.1997 | 95.1997 | 95.1997 | 95.1997 | 95.1997 | 95.1997 | 95.1997 | 95.1997 | 95.1997
F2_Industrial_Industrial - WA_New_Space Heating_Natural Gas_Gas Boiler - Hot Water Reset_A | F2 | Industrial | Industrial - WA | New | Space Heating | Natural Gas | Gas Boiler - Hot Water Reset | A | UCT | 40.6423 | 0 | 0 | 40.6423 | 40.6423 | 40.6423 | 40.6423 | 40.6423 | 40.6423 | 40.6423 | 40.6423 | 40.6423 | 40.6423 | 40.6423 | 40.6423 | 40.6423 | 40.6423 | 40.6423 | 40.6423 | 40.6423 | 40.6423 | 40.6423 | 40.6423 | 40.6423 | 40.6423 | 40.6423 | 40.6423 | 40.6423
F3_Industrial_Industrial - WA_New_Space Heating_Natural Gas_Gas Boiler - Hot Water Reset_A | F3 | Industrial | Industrial - WA | New | Space Heating | Natural Gas | Gas Boiler - Hot Water Reset | A | RVT | 95.1997 | 0 | 0 | 95.1997 | 95.1997 | 95.1997 | 95.1997 | 95.1997 | 95.1997 | 95.1997 | 95.1997 | 95.1997 | 95.1997 | 95.1997 | 95.1997 | 95.1997 | 95.1997 | 95.1997 | 95.1997 | 95.1997 | 95.1997 | 95.1997 | 95.1997 | 95.1997 | 95.1997 | 95.1997 | 95.1997 | 95.1997
F4_Industrial_Industrial - WA_New_Space Heating_Natural Gas_Gas Boiler - Hot Water Reset_A | F4 | Industrial | Industrial - WA | New | Space Heating | Natural Gas | Gas Boiler - Hot Water Reset | A | RIM | 6.3406 | 0 | 0 | 6.3406 | 6.3406 | 6.3406 | 6.3406 | 6.3406 | 6.3406 | 6.3406 | 6.3406 | 6.3406 | 6.3406 | 6.3406 | 6.3406 | 6.3406 | 6.3406 | 6.3406 | 6.3406 | 6.3406 | 6.3406 | 6.3406 | 6.3406 | 6.3406 | 6.3406 | 6.3406 | 6.3406 | 6.3406
F1_Industrial_Industrial - WA_New_Space Heating_Natural Gas_Gas Boiler - Insulate Hot Water Lines_A | F1 | Industrial | Industrial - WA | New | Space Heating | Natural Gas | Gas Boiler - Insulate Hot Water Lines | A | TRC | 977.3301 | 0 | 0 | 977.3301 | 977.3301 | 977.3301 | 977.3301 | 977.3301 | 977.3301 | 977.3301 | 977.3301 | 977.3301 | 977.3301 | 977.3301 | 977.3301 | 977.3301 | 977.3301 | 977.3301 | 977.3301 | 977.3301 | 977.3301 | 977.3301 | 977.3301 | 977.3301 | 977.3301 | 977.3301 | 977.3301 | 977.3301
F2_Industrial_Industrial - WA_New_Space Heating_Natural Gas_Gas Boiler - Insulate Hot Water Lines_A | F2 | Industrial | Industrial - WA | New | Space Heating | Natural Gas | Gas Boiler - Insulate Hot Water Lines | A | UCT | 417.2379 | 0 | 0 | 417.2379 | 417.2379 | 417.2379 | 417.2379 | 417.2379 | 417.2379 | 417.2379 | 417.2379 | 417.2379 | 417.2379 | 417.2379 | 417.2379 | 417.2379 | 417.2379 | 417.2379 | 417.2379 | 417.2379 | 417.2379 | 417.2379 | 417.2379 | 417.2379 | 417.2379 | 417.2379 | 417.2379 | 417.2379
F3_Industrial_Industrial - WA_New_Space Heating_Natural Gas_Gas Boiler - Insulate Hot Water Lines_A | F3 | Industrial | Industrial - WA | New | Space Heating | Natural Gas | Gas Boiler - Insulate Hot Water Lines | A | RVT | 977.3301 | 0 | 0 | 977.3301 | 977.3301 | 977.3301 | 977.3301 | 977.3301 | 977.3301 | 977.3301 | 977.3301 | 977.3301 | 977.3301 | 977.3301 | 977.3301 | 977.3301 | 977.3301 | 977.3301 | 977.3301 | 977.3301 | 977.3301 | 977.3301 | 977.3301 | 977.3301 | 977.3301 | 977.3301 | 977.3301 | 977.3301
F4_Industrial_Industrial - WA_New_Space Heating_Natural Gas_Gas Boiler - Insulate Hot Water Lines_A | F4 | Industrial | Industrial - WA | New | Space Heating | Natural Gas | Gas Boiler - Insulate Hot Water Lines | A | RIM | 92.1954 | 0 | 0 | 92.1954 | 92.1954 | 92.1954 | 92.1954 | 92.1954 | 92.1954 | 92.1954 | 92.1954 | 92.1954 | 92.1954 | 92.1954 | 92.1954 | 92.1954 | 92.1954 | 92.1954 | 92.1954 | 92.1954 | 92.1954 | 92.1954 | 92.1954 | 92.1954 | 92.1954 | 92.1954 | 92.1954 | 92.1954
F1_Industrial_Industrial - WA_New_Space Heating_Natural Gas_Gas Boiler - Insulate Steam Lines/Condensate Tank_A | F1 | Industrial | Industrial - WA | New | Space Heating | Natural Gas | Gas Boiler - Insulate Steam Lines/Condensate Tank | A | TRC | 287.991 | 0 | 0 | 287.991 | 287.991 | 287.991 | 287.991 | 287.991 | 287.991 | 287.991 | 287.991 | 287.991 | 287.991 | 287.991 | 287.991 | 287.991 | 287.991 | 287.991 | 287.991 | 287.991 | 287.991 | 287.991 | 287.991 | 287.991 | 287.991 | 287.991 | 287.991 | 287.991
F2_Industrial_Industrial - WA_New_Space Heating_Natural Gas_Gas Boiler - Insulate Steam Lines/Condensate Tank_A | F2 | Industrial | Industrial - WA | New | Space Heating | Natural Gas | Gas Boiler - Insulate Steam Lines/Condensate Tank | A | UCT | 122.948 | 0 | 0 | 122.948 | 122.948 | 122.948 | 122.948 | 122.948 | 122.948 | 122.948 | 122.948 | 122.948 | 122.948 | 122.948 | 122.948 | 122.948 | 122.948 | 122.948 | 122.948 | 122.948 | 122.948 | 122.948 | 122.948 | 122.948 | 122.948 | 122.948 | 122.948 | 122.948
F3_Industrial_Industrial - WA_New_Space Heating_Natural Gas_Gas Boiler - Insulate Steam Lines/Condensate Tank_A | F3 | Industrial | Industrial - WA | New | Space Heating | Natural Gas | Gas Boiler - Insulate Steam Lines/Condensate Tank | A | RVT | 287.991 | 0 | 0 | 287.991 | 287.991 | 287.991 | 287.991 | 287.991 | 287.991 | 287.991 | 287.991 | 287.991 | 287.991 | 287.991 | 287.991 | 287.991 | 287.991 | 287.991 | 287.991 | 287.991 | 287.991 | 287.991 | 287.991 | 287.991 | 287.991 | 287.991 | 287.991 | 287.991
F4_Industrial_Industrial - WA_New_Space Heating_Natural Gas_Gas Boiler - Insulate Steam Lines/Condensate Tank_A | F4 | Industrial | Industrial - WA | New | Space Heating | Natural Gas | Gas Boiler - Insulate Steam Lines/Condensate Tank | A | RIM | 22.3403 | 0 | 0 | 22.3403 | 22.3403 | 22.3403 | 22.3403 | 22.3403 | 22.3403 | 22.3403 | 22.3403 | 22.3403 | 22.3403 | 22.3403 | 22.3403 | 22.3403 | 22.3403 | 22.3403 | 22.3403 | 22.3403 | 22.3403 | 22.3403 | 22.3403 | 22.3403 | 22.3403 | 22.3403 | 22.3403 | 22.3403
F1_Industrial_Industrial - WA_New_Space Heating_Natural Gas_Gas Boiler - Stack Economizer_A | F1 | Industrial | Industrial - WA | New | Space Heating | Natural Gas | Gas Boiler - Stack Economizer | A | TRC | 1595.1193 | 0 | 0 | 1595.1193 | 1595.1193 | 1595.1193 | 1595.1193 | 1595.1193 | 1595.1193 | 1595.1193 | 1595.1193 | 1595.1193 | 1595.1193 | 1595.1193 | 1595.1193 | 1595.1193 | 1595.1193 | 1595.1193 | 1595.1193 | 1595.1193 | 1595.1193 | 1595.1193 | 1595.1193 | 1595.1193 | 1595.1193 | 1595.1193 | 1595.1193 | 1595.1193
F2_Industrial_Industrial - WA_New_Space Heating_Natural Gas_Gas Boiler - Stack Economizer_A | F2 | Industrial | Industrial - WA | New | Space Heating | Natural Gas | Gas Boiler - Stack Economizer | A | UCT | 680.9821 | 0 | 0 | 680.9821 | 680.9821 | 680.9821 | 680.9821 | 680.9821 | 680.9821 | 680.9821 | 680.9821 | 680.9821 | 680.9821 | 680.9821 | 680.9821 | 680.9821 | 680.9821 | 680.9821 | 680.9821 | 680.9821 | 680.9821 | 680.9821 | 680.9821 | 680.9821 | 680.9821 | 680.9821 | 680.9821 | 680.9821
F3_Industrial_Industrial - WA_New_Space Heating_Natural Gas_Gas Boiler - Stack Economizer_A | F3 | Industrial | Industrial - WA | New | Space Heating | Natural Gas | Gas Boiler - Stack Economizer | A | RVT | 1595.1193 | 0 | 0 | 1595.1193 | 1595.1193 | 1595.1193 | 1595.1193 | 1595.1193 | 1595.1193 | 1595.1193 | 1595.1193 | 1595.1193 | 1595.1193 | 1595.1193 | 1595.1193 | 1595.1193 | 1595.1193 | 1595.1193 | 1595.1193 | 1595.1193 | 1595.1193 | 1595.1193 | 1595.1193 | 1595.1193 | 1595.1193 | 1595.1193 | 1595.1193 | 1595.1193
F4_Industrial_Industrial - WA_New_Space Heating_Natural Gas_Gas Boiler - Stack Economizer_A | F4 | Industrial | Industrial - WA | New | Space Heating | Natural Gas | Gas Boiler - Stack Economizer | A | RIM | 123.738 | 0 | 0 | 123.738 | 123.738 | 123.738 | 123.738 | 123.738 | 123.738 | 123.738 | 123.738 | 123.738 | 123.738 | 123.738 | 123.738 | 123.738 | 123.738 | 123.738 | 123.738 | 123.738 | 123.738 | 123.738 | 123.738 | 123.738 | 123.738 | 123.738 | 123.738 | 123.738
F1_Industrial_Industrial - WA_New_Space Heating_Natural Gas_Gas Boiler - Steam Trap Replacement_A | F1 | Industrial | Industrial - WA | New | Space Heating | Natural Gas | Gas Boiler - Steam Trap Replacement | A | TRC | 0.79539 | 0 | 0 | 0.79539 | 0.79539 | 0.79539 | 0.79539 | 0.79539 | 0.79539 | 0.79539 | 0.79539 | 0.79539 | 0.79539 | 0.79539 | 0.79539 | 0.79539 | 0.79539 | 0.79539 | 0.79539 | 0.79539 | 0.79539 | 0.79539 | 0.79539 | 0.79539 | 0.79539 | 0.79539 | 0.79539 | 0.79539
F2_Industrial_Industrial - WA_New_Space Heating_Natural Gas_Gas Boiler - Steam Trap Replacement_A | F2 | Industrial | Industrial - WA | New | Space Heating | Natural Gas | Gas Boiler - Steam Trap Replacement | A | UCT | 0.33956 | 0 | 0 | 0.33956 | 0.33956 | 0.33956 | 0.33956 | 0.33956 | 0.33956 | 0.33956 | 0.33956 | 0.33956 | 0.33956 | 0.33956 | 0.33956 | 0.33956 | 0.33956 | 0.33956 | 0.33956 | 0.33956 | 0.33956 | 0.33956 | 0.33956 | 0.33956 | 0.33956 | 0.33956 | 0.33956 | 0.33956
F3_Industrial_Industrial - WA_New_Space Heating_Natural Gas_Gas Boiler - Steam Trap Replacement_A | F3 | Industrial | Industrial - WA | New | Space Heating | Natural Gas | Gas Boiler - Steam Trap Replacement | A | RVT | 0.79539 | 0 | 0 | 0.79539 | 0.79539 | 0.79539 | 0.79539 | 0.79539 | 0.79539 | 0.79539 | 0.79539 | 0.79539 | 0.79539 | 0.79539 | 0.79539 | 0.79539 | 0.79539 | 0.79539 | 0.79539 | 0.79539 | 0.79539 | 0.79539 | 0.79539 | 0.79539 | 0.79539 | 0.79539 | 0.79539 | 0.79539
F4_Industrial_Industrial - WA_New_Space Heating_Natural Gas_Gas Boiler - Steam Trap Replacement_A | F4 | Industrial | Industrial - WA | New | Space Heating | Natural Gas | Gas Boiler - Steam Trap Replacement | A | RIM | 0.11824 | 0 | 0 | 0.11824 | 0.11824 | 0.11824 | 0.11824 | 0.11824 | 0.11824 | 0.11824 | 0.11824 | 0.11824 | 0.11824 | 0.11824 | 0.11824 | 0.11824 | 0.11824 | 0.11824 | 0.11824 | 0.11824 | 0.11824 | 0.11824 | 0.11824 | 0.11824 | 0.11824 | 0.11824 | 0.11824 | 0.11824
F1_Industrial_Industrial - WA_New_Process_Natural Gas_Process Boiler - Hot Water Reset_A | F1 | Industrial | Industrial - WA | New | Process | Natural Gas | Process Boiler - Hot Water Reset | A | TRC | 12.8671 | 0 | 0 | 12.8671 | 12.8671 | 12.8671 | 12.8671 | 12.8671 | 12.8671 | 12.8671 | 12.8671 | 12.8671 | 12.8671 | 12.8671 | 12.8671 | 12.8671 | 12.8671 | 12.8671 | 12.8671 | 12.8671 | 12.8671 | 12.8671 | 12.8671 | 12.8671 | 12.8671 | 12.8671 | 12.8671 | 12.8671
F2_Industrial_Industrial - WA_New_Process_Natural Gas_Process Boiler - Hot Water Reset_A | F2 | Industrial | Industrial - WA | New | Process | Natural Gas | Process Boiler - Hot Water Reset | A | UCT | 6.5103 | 0 | 0 | 6.5103 | 6.5103 | 6.5103 | 6.5103 | 6.5103 | 6.5103 | 6.5103 | 6.5103 | 6.5103 | 6.5103 | 6.5103 | 6.5103 | 6.5103 | 6.5103 | 6.5103 | 6.5103 | 6.5103 | 6.5103 | 6.5103 | 6.5103 | 6.5103 | 6.5103 | 6.5103 | 6.5103 | 6.5103
F3_Industrial_Industrial - WA_New_Process_Natural Gas_Process Boiler - Hot Water Reset_A | F3 | Industrial | Industrial - WA | New | Process | Natural Gas | Process Boiler - Hot Water Reset | A | RVT | 12.8671 | 0 | 0 | 12.8671 | 12.8671 | 12.8671 | 12.8671 | 12.8671 | 12.8671 | 12.8671 | 12.8671 | 12.8671 | 12.8671 | 12.8671 | 12.8671 | 12.8671 | 12.8671 | 12.8671 | 12.8671 | 12.8671 | 12.8671 | 12.8671 | 12.8671 | 12.8671 | 12.8671 | 12.8671 | 12.8671 | 12.8671
F4_Industrial_Industrial - WA_New_Process_Natural Gas_Process Boiler - Hot Water Reset_A | F4 | Industrial | Industrial - WA | New | Process | Natural Gas | Process Boiler - Hot Water Reset | A | RIM | 0.95233 | 0 | 0 | 0.95233 | 0.95233 | 0.95233 | 0.95233 | 0.95233 | 0.95233 | 0.95233 | 0.95233 | 0.95233 | 0.95233 | 0.95233 | 0.95233 | 0.95233 | 0.95233 | 0.95233 | 0.95233 | 0.95233 | 0.95233 | 0.95233 | 0.95233 | 0.95233 | 0.95233 | 0.95233 | 0.95233 | 0.95233
F1_Industrial_Industrial - WA_New_Process_Natural Gas_Process Boiler - Burner Control Optimization_A | F1 | Industrial | Industrial - WA | New | Process | Natural Gas | Process Boiler - Burner Control Optimization | A | TRC | 58.6416 | 0 | 0 | 58.6416 | 58.6416 | 58.6416 | 58.6416 | 58.6416 | 58.6416 | 58.6416 | 58.6416 | 58.6416 | 58.6416 | 58.6416 | 58.6416 | 58.6416 | 58.6416 | 58.6416 | 58.6416 | 58.6416 | 58.6416 | 58.6416 | 58.6416 | 58.6416 | 58.6416 | 58.6416 | 58.6416 | 58.6416
F2_Industrial_Industrial - WA_New_Process_Natural Gas_Process Boiler - Burner Control Optimization_A | F2 | Industrial | Industrial - WA | New | Process | Natural Gas | Process Boiler - Burner Control Optimization | A | UCT | 29.6704 | 0 | 0 | 29.6704 | 29.6704 | 29.6704 | 29.6704 | 29.6704 | 29.6704 | 29.6704 | 29.6704 | 29.6704 | 29.6704 | 29.6704 | 29.6704 | 29.6704 | 29.6704 | 29.6704 | 29.6704 | 29.6704 | 29.6704 | 29.6704 | 29.6704 | 29.6704 | 29.6704 | 29.6704 | 29.6704 | 29.6704
F3_Industrial_Industrial - WA_New_Process_Natural Gas_Process Boiler - Burner Control Optimization_A | F3 | Industrial | Industrial - WA | New | Process | Natural Gas | Process Boiler - Burner Control Optimization | A | RVT | 58.6416 | 0 | 0 | 58.6416 | 58.6416 | 58.6416 | 58.6416 | 58.6416 | 58.6416 | 58.6416 | 58.6416 | 58.6416 | 58.6416 | 58.6416 | 58.6416 | 58.6416 | 58.6416 | 58.6416 | 58.6416 | 58.6416 | 58.6416 | 58.6416 | 58.6416 | 58.6416 | 58.6416 | 58.6416 | 58.6416 | 58.6416
F4_Industrial_Industrial - WA_New_Process_Natural Gas_Process Boiler - Burner Control Optimization_A | F4 | Industrial | Industrial - WA | New | Process | Natural Gas | Process Boiler - Burner Control Optimization | A | RIM | 4.5733 | 0 | 0 | 4.5733 | 4.5733 | 4.5733 | 4.5733 | 4.5733 | 4.5733 | 4.5733 | 4.5733 | 4.5733 | 4.5733 | 4.5733 | 4.5733 | 4.5733 | 4.5733 | 4.5733 | 4.5733 | 4.5733 | 4.5733 | 4.5733 | 4.5733 | 4.5733 | 4.5733 | 4.5733 | 4.5733 | 4.5733
F1_Industrial_Industrial - WA_New_Process_Natural Gas_Process Boiler - Insulate Hot Water Lines_A | F1 | Industrial | Industrial - WA | New | Process | Natural Gas | Process Boiler - Insulate Hot Water Lines | A | TRC | 132.095 | 0 | 0 | 132.095 | 132.095 | 132.095 | 132.095 | 132.095 | 132.095 | 132.095 | 132.095 | 132.095 | 132.095 | 132.095 | 132.095 | 132.095 | 132.095 | 132.095 | 132.095 | 132.095 | 132.095 | 132.095 | 132.095 | 132.095 | 132.095 | 132.095 | 132.095 | 132.095
F2_Industrial_Industrial - WA_New_Process_Natural Gas_Process Boiler - Insulate Hot Water Lines_A | F2 | Industrial | Industrial - WA | New | Process | Natural Gas | Process Boiler - Insulate Hot Water Lines | A | UCT | 66.8351 | 0 | 0 | 66.8351 | 66.8351 | 66.8351 | 66.8351 | 66.8351 | 66.8351 | 66.8351 | 66.8351 | 66.8351 | 66.8351 | 66.8351 | 66.8351 | 66.8351 | 66.8351 | 66.8351 | 66.8351 | 66.8351 | 66.8351 | 66.8351 | 66.8351 | 66.8351 | 66.8351 | 66.8351 | 66.8351 | 66.8351
F3_Industrial_Industrial - WA_New_Process_Natural Gas_Process Boiler - Insulate Hot Water Lines_A | F3 | Industrial | Industrial - WA | New | Process | Natural Gas | Process Boiler - Insulate Hot Water Lines | A | RVT | 132.095 | 0 | 0 | 132.095 | 132.095 | 132.095 | 132.095 | 132.095 | 132.095 | 132.095 | 132.095 | 132.095 | 132.095 | 132.095 | 132.095 | 132.095 | 132.095 | 132.095 | 132.095 | 132.095 | 132.095 | 132.095 | 132.095 | 132.095 | 132.095 | 132.095 | 132.095 | 132.095
F4_Industrial_Industrial - WA_New_Process_Natural Gas_Process Boiler - Insulate Hot Water Lines_A | F4 | Industrial | Industrial - WA | New | Process | Natural Gas | Process Boiler - Insulate Hot Water Lines | A | RIM | 13.8473 | 0 | 0 | 13.8473 | 13.8473 | 13.8473 | 13.8473 | 13.8473 | 13.8473 | 13.8473 | 13.8473 | 13.8473 | 13.8473 | 13.8473 | 13.8473 | 13.8473 | 13.8473 | 13.8473 | 13.8473 | 13.8473 | 13.8473 | 13.8473 | 13.8473 | 13.8473 | 13.8473 | 13.8473 | 13.8473 | 13.8473
F1_Industrial_Industrial - WA_New_Process_Natural Gas_Process Boiler - Insulate Steam Lines/Condensate Tank_A | F1 | Industrial | Industrial - WA | New | Process | Natural Gas | Process Boiler - Insulate Steam Lines/Condensate Tank | A | TRC | 38.9246 | 0 | 0 | 38.9246 | 38.9246 | 38.9246 | 38.9246 | 38.9246 | 38.9246 | 38.9246 | 38.9246 | 38.9246 | 38.9246 | 38.9246 | 38.9246 | 38.9246 | 38.9246 | 38.9246 | 38.9246 | 38.9246 | 38.9246 | 38.9246 | 38.9246 | 38.9246 | 38.9246 | 38.9246 | 38.9246 | 38.9246
F2_Industrial_Industrial - WA_New_Process_Natural Gas_Process Boiler - Insulate Steam Lines/Condensate Tank_A | F2 | Industrial | Industrial - WA | New | Process | Natural Gas | Process Boiler - Insulate Steam Lines/Condensate Tank | A | UCT | 19.6944 | 0 | 0 | 19.6944 | 19.6944 | 19.6944 | 19.6944 | 19.6944 | 19.6944 | 19.6944 | 19.6944 | 19.6944 | 19.6944 | 19.6944 | 19.6944 | 19.6944 | 19.6944 | 19.6944 | 19.6944 | 19.6944 | 19.6944 | 19.6944 | 19.6944 | 19.6944 | 19.6944 | 19.6944 | 19.6944 | 19.6944
F3_Industrial_Industrial - WA_New_Process_Natural Gas_Process Boiler - Insulate Steam Lines/Condensate Tank_A | F3 | Industrial | Industrial - WA | New | Process | Natural Gas | Process Boiler - Insulate Steam Lines/Condensate Tank | A | RVT | 38.9246 | 0 | 0 | 38.9246 | 38.9246 | 38.9246 | 38.9246 | 38.9246 | 38.9246 | 38.9246 | 38.9246 | 38.9246 | 38.9246 | 38.9246 | 38.9246 | 38.9246 | 38.9246 | 38.9246 | 38.9246 | 38.9246 | 38.9246 | 38.9246 | 38.9246 | 38.9246 | 38.9246 | 38.9246 | 38.9246 | 38.9246
F4_Industrial_Industrial - WA_New_Process_Natural Gas_Process Boiler - Insulate Steam Lines/Condensate Tank_A | F4 | Industrial | Industrial - WA | New | Process | Natural Gas | Process Boiler - Insulate Steam Lines/Condensate Tank | A | RIM | 3.3554 | 0 | 0 | 3.3554 | 3.3554 | 3.3554 | 3.3554 | 3.3554 | 3.3554 | 3.3554 | 3.3554 | 3.3554 | 3.3554 | 3.3554 | 3.3554 | 3.3554 | 3.3554 | 3.3554 | 3.3554 | 3.3554 | 3.3554 | 3.3554 | 3.3554 | 3.3554 | 3.3554 | 3.3554 | 3.3554 | 3.3554
F1_Industrial_Industrial - WA_New_Process_Natural Gas_Process Boiler - Stack Economizer_A | F1 | Industrial | Industrial - WA | New | Process | Natural Gas | Process Boiler - Stack Economizer | A | TRC | 215.5948 | 0 | 0 | 215.5948 | 215.5948 | 215.5948 | 215.5948 | 215.5948 | 215.5948 | 215.5948 | 215.5948 | 215.5948 | 215.5948 | 215.5948 | 215.5948 | 215.5948 | 215.5948 | 215.5948 | 215.5948 | 215.5948 | 215.5948 | 215.5948 | 215.5948 | 215.5948 | 215.5948 | 215.5948 | 215.5948 | 215.5948
F2_Industrial_Industrial - WA_New_Process_Natural Gas_Process Boiler - Stack Economizer_A | F2 | Industrial | Industrial - WA | New | Process | Natural Gas | Process Boiler - Stack Economizer | A | UCT | 109.0828 | 0 | 0 | 109.0828 | 109.0828 | 109.0828 | 109.0828 | 109.0828 | 109.0828 | 109.0828 | 109.0828 | 109.0828 | 109.0828 | 109.0828 | 109.0828 | 109.0828 | 109.0828 | 109.0828 | 109.0828 | 109.0828 | 109.0828 | 109.0828 | 109.0828 | 109.0828 | 109.0828 | 109.0828 | 109.0828 | 109.0828
F3_Industrial_Industrial - WA_New_Process_Natural Gas_Process Boiler - Stack Economizer_A | F3 | Industrial | Industrial - WA | New | Process | Natural Gas | Process Boiler - Stack Economizer | A | RVT | 215.5948 | 0 | 0 | 215.5948 | 215.5948 | 215.5948 | 215.5948 | 215.5948 | 215.5948 | 215.5948 | 215.5948 | 215.5948 | 215.5948 | 215.5948 | 215.5948 | 215.5948 | 215.5948 | 215.5948 | 215.5948 | 215.5948 | 215.5948 | 215.5948 | 215.5948 | 215.5948 | 215.5948 | 215.5948 | 215.5948 | 215.5948
F4_Industrial_Industrial - WA_New_Process_Natural Gas_Process Boiler - Stack Economizer_A | F4 | Industrial | Industrial - WA | New | Process | Natural Gas | Process Boiler - Stack Economizer | A | RIM | 18.5848 | 0 | 0 | 18.5848 | 18.5848 | 18.5848 | 18.5848 | 18.5848 | 18.5848 | 18.5848 | 18.5848 | 18.5848 | 18.5848 | 18.5848 | 18.5848 | 18.5848 | 18.5848 | 18.5848 | 18.5848 | 18.5848 | 18.5848 | 18.5848 | 18.5848 | 18.5848 | 18.5848 | 18.5848 | 18.5848 | 18.5848
F1_Industrial_Industrial - WA_New_Process_Natural Gas_Process Boiler - Steam Trap Replacement_A | F1 | Industrial | Industrial - WA | New | Process | Natural Gas | Process Boiler - Steam Trap Replacement | A | TRC | 0.1075 | 0 | 0 | 0.1075 | 0.1075 | 0.1075 | 0.1075 | 0.1075 | 0.1075 | 0.1075 | 0.1075 | 0.1075 | 0.1075 | 0.1075 | 0.1075 | 0.1075 | 0.1075 | 0.1075 | 0.1075 | 0.1075 | 0.1075 | 0.1075 | 0.1075 | 0.1075 | 0.1075 | 0.1075 | 0.1075 | 0.1075
F2_Industrial_Industrial - WA_New_Process_Natural Gas_Process Boiler - Steam Trap Replacement_A | F2 | Industrial | Industrial - WA | New | Process | Natural Gas | Process Boiler - Steam Trap Replacement | A | UCT | 0.054393 | 0 | 0 | 0.054393 | 0.054393 | 0.054393 | 0.054393 | 0.054393 | 0.054393 | 0.054393 | 0.054393 | 0.054393 | 0.054393 | 0.054393 | 0.054393 | 0.054393 | 0.054393 | 0.054393 | 0.054393 | 0.054393 | 0.054393 | 0.054393 | 0.054393 | 0.054393 | 0.054393 | 0.054393 | 0.054393 | 0.054393
F3_Industrial_Industrial - WA_New_Process_Natural Gas_Process Boiler - Steam Trap Replacement_A | F3 | Industrial | Industrial - WA | New | Process | Natural Gas | Process Boiler - Steam Trap Replacement | A | RVT | 0.1075 | 0 | 0 | 0.1075 | 0.1075 | 0.1075 | 0.1075 | 0.1075 | 0.1075 | 0.1075 | 0.1075 | 0.1075 | 0.1075 | 0.1075 | 0.1075 | 0.1075 | 0.1075 | 0.1075 | 0.1075 | 0.1075 | 0.1075 | 0.1075 | 0.1075 | 0.1075 | 0.1075 | 0.1075 | 0.1075 | 0.1075
F4_Industrial_Industrial - WA_New_Process_Natural Gas_Process Boiler - Steam Trap Replacement_A | F4 | Industrial | Industrial - WA | New | Process | Natural Gas | Process Boiler - Steam Trap Replacement | A | RIM | 0.017759 | 0 | 0 | 0.017759 | 0.017759 | 0.017759 | 0.017759 | 0.017759 | 0.017759 | 0.017759 | 0.017759 | 0.017759 | 0.017759 | 0.017759 | 0.017759 | 0.017759 | 0.017759 | 0.017759 | 0.017759 | 0.017759 | 0.017759 | 0.017759 | 0.017759 | 0.017759 | 0.017759 | 0.017759 | 0.017759 | 0.017759
F1_Industrial_Industrial - WA_New_Process_Natural Gas_Process Boiler - Maintenance_A | F1 | Industrial | Industrial - WA | New | Process | Natural Gas | Process Boiler - Maintenance | A | TRC | 110.3322 | 0 | 0 | 110.3322 | 110.3322 | 110.3322 | 110.3322 | 110.3322 | 110.3322 | 110.3322 | 110.3322 | 110.3322 | 110.3322 | 110.3322 | 110.3322 | 110.3322 | 110.3322 | 110.3322 | 110.3322 | 110.3322 | 110.3322 | 110.3322 | 110.3322 | 110.3322 | 110.3322 | 110.3322 | 110.3322 | 110.3322
F2_Industrial_Industrial - WA_New_Process_Natural Gas_Process Boiler - Maintenance_A | F2 | Industrial | Industrial - WA | New | Process | Natural Gas | Process Boiler - Maintenance | A | UCT | 55.8239 | 0 | 0 | 55.8239 | 55.8239 | 55.8239 | 55.8239 | 55.8239 | 55.8239 | 55.8239 | 55.8239 | 55.8239 | 55.8239 | 55.8239 | 55.8239 | 55.8239 | 55.8239 | 55.8239 | 55.8239 | 55.8239 | 55.8239 | 55.8239 | 55.8239 | 55.8239 | 55.8239 | 55.8239 | 55.8239 | 55.8239
F3_Industrial_Industrial - WA_New_Process_Natural Gas_Process Boiler - Maintenance_A | F3 | Industrial | Industrial - WA | New | Process | Natural Gas | Process Boiler - Maintenance | A | RVT | 110.3322 | 0 | 0 | 110.3322 | 110.3322 | 110.3322 | 110.3322 | 110.3322 | 110.3322 | 110.3322 | 110.3322 | 110.3322 | 110.3322 | 110.3322 | 110.3322 | 110.3322 | 110.3322 | 110.3322 | 110.3322 | 110.3322 | 110.3322 | 110.3322 | 110.3322 | 110.3322 | 110.3322 | 110.3322 | 110.3322 | 110.3322
F4_Industrial_Industrial - WA_New_Process_Natural Gas_Process Boiler - Maintenance_A | F4 | Industrial | Industrial - WA | New | Process | Natural Gas | Process Boiler - Maintenance | A | RIM | 33.1423 | 0 | 0 | 33.1423 | 33.1423 | 33.1423 | 33.1423 | 33.1423 | 33.1423 | 33.1423 | 33.1423 | 33.1423 | 33.1423 | 33.1423 | 33.1423 | 33.1423 | 33.1423 | 33.1423 | 33.1423 | 33.1423 | 33.1423 | 33.1423 | 33.1423 | 33.1423 | 33.1423 | 33.1423 | 33.1423 | 33.1423
F1_Industrial_Industrial - WA_New_Process_Natural Gas_Process - Heat Recovery_A | F1 | Industrial | Industrial - WA | New | Process | Natural Gas | Process - Heat Recovery | A | TRC | 208.8047 | 0 | 0 | 208.8047 | 208.8047 | 208.8047 | 208.8047 | 208.8047 | 208.8047 | 208.8047 | 208.8047 | 208.8047 | 208.8047 | 208.8047 | 208.8047 | 208.8047 | 208.8047 | 208.8047 | 208.8047 | 208.8047 | 208.8047 | 208.8047 | 208.8047 | 208.8047 | 208.8047 | 208.8047 | 208.8047 | 208.8047
F2_Industrial_Industrial - WA_New_Process_Natural Gas_Process - Heat Recovery_A | F2 | Industrial | Industrial - WA | New | Process | Natural Gas | Process - Heat Recovery | A | UCT | 105.6473 | 0 | 0 | 105.6473 | 105.6473 | 105.6473 | 105.6473 | 105.6473 | 105.6473 | 105.6473 | 105.6473 | 105.6473 | 105.6473 | 105.6473 | 105.6473 | 105.6473 | 105.6473 | 105.6473 | 105.6473 | 105.6473 | 105.6473 | 105.6473 | 105.6473 | 105.6473 | 105.6473 | 105.6473 | 105.6473 | 105.6473
F3_Industrial_Industrial - WA_New_Process_Natural Gas_Process - Heat Recovery_A | F3 | Industrial | Industrial - WA | New | Process | Natural Gas | Process - Heat Recovery | A | RVT | 208.8047 | 0 | 0 | 208.8047 | 208.8047 | 208.8047 | 208.8047 | 208.8047 | 208.8047 | 208.8047 | 208.8047 | 208.8047 | 208.8047 | 208.8047 | 208.8047 | 208.8047 | 208.8047 | 208.8047 | 208.8047 | 208.8047 | 208.8047 | 208.8047 | 208.8047 | 208.8047 | 208.8047 | 208.8047 | 208.8047 | 208.8047
F4_Industrial_Industrial - WA_New_Process_Natural Gas_Process - Heat Recovery_A | F4 | Industrial | Industrial - WA | New | Process | Natural Gas | Process - Heat Recovery | A | RIM | 15.4542 | 0 | 0 | 15.4542 | 15.4542 | 15.4542 | 15.4542 | 15.4542 | 15.4542 | 15.4542 | 15.4542 | 15.4542 | 15.4542 | 15.4542 | 15.4542 | 15.4542 | 15.4542 | 15.4542 | 15.4542 | 15.4542 | 15.4542 | 15.4542 | 15.4542 | 15.4542 | 15.4542 | 15.4542 | 15.4542 | 15.4542
F1_Industrial_Industrial - WA_New_Space Heating_Natural Gas_Strategic Energy Management_A | F1 | Industrial | Industrial - WA | New | Space Heating | Natural Gas | Strategic Energy Management | A | TRC | 267.4977 | 0 | 0 | 266.6752 | 267.0314 | 267.2075 | 267.3131 | 267.3726 | 267.423 | 267.4663 | 267.5039 | 267.5367 | 267.5658 | 267.5916 | 267.6147 | 267.6354 | 267.6543 | 267.6713 | 267.6869 | 267.7012 | 267.7309 | 267.7708 | 267.8061 | 267.8373 | 267.8651 | 267.8898 | 267.9118 | 267.9314
F2_Industrial_Industrial - WA_New_Space Heating_Natural Gas_Strategic Energy Management_A | F2 | Industrial | Industrial - WA | New | Space Heating | Natural Gas | Strategic Energy Management | A | UCT | 198.5412 | 0 | 0 | 197.9308 | 198.1952 | 198.3259 | 198.4043 | 198.4484 | 198.4858 | 198.518 | 198.5458 | 198.5702 | 198.5918 | 198.6109 | 198.6281 | 198.6435 | 198.6575 | 198.6701 | 198.6817 | 198.6923 | 198.7143 | 198.7439 | 198.7701 | 198.7933 | 198.8139 | 198.8323 | 198.8486 | 198.8632
F3_Industrial_Industrial - WA_New_Space Heating_Natural Gas_Strategic Energy Management_A | F3 | Industrial | Industrial - WA | New | Space Heating | Natural Gas | Strategic Energy Management | A | RVT | 267.4977 | 0 | 0 | 266.6752 | 267.0314 | 267.2075 | 267.3131 | 267.3726 | 267.423 | 267.4663 | 267.5039 | 267.5367 | 267.5658 | 267.5916 | 267.6147 | 267.6354 | 267.6543 | 267.6713 | 267.6869 | 267.7012 | 267.7309 | 267.7708 | 267.8061 | 267.8373 | 267.8651 | 267.8898 | 267.9118 | 267.9314
F4_Industrial_Industrial - WA_New_Space Heating_Natural Gas_Strategic Energy Management_A | F4 | Industrial | Industrial - WA | New | Space Heating | Natural Gas | Strategic Energy Management | A | RIM | 104.3946 | 0 | 0 | 104.0737 | 104.2127 | 104.2814 | 104.3226 | 104.3458 | 104.3655 | 104.3824 | 104.3971 | 104.4099 | 104.4212 | 104.4313 | 104.4403 | 104.4484 | 104.4557 | 104.4624 | 104.4685 | 104.4741 | 104.4856 | 104.5012 | 104.515 | 104.5272 | 104.538 | 104.5477 | 104.5562 | 104.5639
F1_Industrial_Industrial - WA_New_Process_Natural Gas_Strategic Energy Management_A | F1 | Industrial | Industrial - WA | New | Process | Natural Gas | Strategic Energy Management | A | TRC | 267.4977 | 0 | 0 | 266.6752 | 267.0314 | 267.2075 | 267.3131 | 267.3726 | 267.423 | 267.4663 | 267.5039 | 267.5367 | 267.5658 | 267.5916 | 267.6147 | 267.6354 | 267.6543 | 267.6713 | 267.6869 | 267.7012 | 267.7309 | 267.7708 | 267.8061 | 267.8373 | 267.8651 | 267.8898 | 267.9118 | 267.9314
F2_Industrial_Industrial - WA_New_Process_Natural Gas_Strategic Energy Management_A | F2 | Industrial | Industrial - WA | New | Process | Natural Gas | Strategic Energy Management | A | UCT | 198.5412 | 0 | 0 | 197.9308 | 198.1952 | 198.3259 | 198.4043 | 198.4484 | 198.4858 | 198.518 | 198.5458 | 198.5702 | 198.5918 | 198.6109 | 198.6281 | 198.6435 | 198.6575 | 198.6701 | 198.6817 | 198.6923 | 198.7143 | 198.7439 | 198.7701 | 198.7933 | 198.8139 | 198.8323 | 198.8486 | 198.8632
F3_Industrial_Industrial - WA_New_Process_Natural Gas_Strategic Energy Management_A | F3 | Industrial | Industrial - WA | New | Process | Natural Gas | Strategic Energy Management | A | RVT | 267.4977 | 0 | 0 | 266.6752 | 267.0314 | 267.2075 | 267.3131 | 267.3726 | 267.423 | 267.4663 | 267.5039 | 267.5367 | 267.5658 | 267.5916 | 267.6147 | 267.6354 | 267.6543 | 267.6713 | 267.6869 | 267.7012 | 267.7309 | 267.7708 | 267.8061 | 267.8373 | 267.8651 | 267.8898 | 267.9118 | 267.9314
F4_Industrial_Industrial - WA_New_Process_Natural Gas_Strategic Energy Management_A | F4 | Industrial | Industrial - WA | New | Process | Natural Gas | Strategic Energy Management | A | RIM | 104.3946 | 0 | 0 | 104.0737 | 104.2127 | 104.2814 | 104.3226 | 104.3458 | 104.3655 | 104.3824 | 104.3971 | 104.4099 | 104.4212 | 104.4313 | 104.4403 | 104.4484 | 104.4557 | 104.4624 | 104.4685 | 104.4741 | 104.4856 | 104.5012 | 104.515 | 104.5272 | 104.538 | 104.5477 | 104.5562 | 104.5639
F1_Industrial_Industrial - WA_New_Miscellaneous_Natural Gas_Strategic Energy Management_A | F1 | Industrial | Industrial - WA | New | Miscellaneous | Natural Gas | Strategic Energy Management | A | TRC | 267.4977 | 0 | 0 | 266.6752 | 267.0314 | 267.2075 | 267.3131 | 267.3726 | 267.423 | 267.4663 | 267.5039 | 267.5367 | 267.5658 | 267.5916 | 267.6147 | 267.6354 | 267.6543 | 267.6713 | 267.6869 | 267.7012 | 267.7309 | 267.7708 | 267.8061 | 267.8373 | 267.8651 | 267.8898 | 267.9118 | 267.9314
F2_Industrial_Industrial - WA_New_Miscellaneous_Natural Gas_Strategic Energy Management_A | F2 | Industrial | Industrial - WA | New | Miscellaneous | Natural Gas | Strategic Energy Management | A | UCT | 198.5412 | 0 | 0 | 197.9308 | 198.1952 | 198.3259 | 198.4043 | 198.4484 | 198.4858 | 198.518 | 198.5458 | 198.5702 | 198.5918 | 198.6109 | 198.6281 | 198.6435 | 198.6575 | 198.6701 | 198.6817 | 198.6923 | 198.7143 | 198.7439 | 198.7701 | 198.7933 | 198.8139 | 198.8323 | 198.8486 | 198.8632
F3_Industrial_Industrial - WA_New_Miscellaneous_Natural Gas_Strategic Energy Management_A | F3 | Industrial | Industrial - WA | New | Miscellaneous | Natural Gas | Strategic Energy Management | A | RVT | 267.4977 | 0 | 0 | 266.6752 | 267.0314 | 267.2075 | 267.3131 | 267.3726 | 267.423 | 267.4663 | 267.5039 | 267.5367 | 267.5658 | 267.5916 | 267.6147 | 267.6354 | 267.6543 | 267.6713 | 267.6869 | 267.7012 | 267.7309 | 267.7708 | 267.8061 | 267.8373 | 267.8651 | 267.8898 | 267.9118 | 267.9314
F4_Industrial_Industrial - WA_New_Miscellaneous_Natural Gas_Strategic Energy Management_A | F4 | Industrial | Industrial - WA | New | Miscellaneous | Natural Gas | Strategic Energy Management | A | RIM | 104.3946 | 0 | 0 | 104.0737 | 104.2127 | 104.2814 | 104.3226 | 104.3458 | 104.3655 | 104.3824 | 104.3971 | 104.4099 | 104.4212 | 104.4313 | 104.4403 | 104.4484 | 104.4557 | 104.4624 | 104.4685 | 104.4741 | 104.4856 | 104.5012 | 104.515 | 104.5272 | 104.538 | 104.5477 | 104.5562 | 104.5639
F1_Industrial_Industrial - WA_New_Space Heating_Natural Gas_Retrocommissioning_A | F1 | Industrial | Industrial - WA | New | Space Heating | Natural Gas | Retrocommissioning | A | TRC | 20179.5964 | 0 | 0 | 19810.1088 | 19968.7246 | 20047.9396 | 20095.6917 | 20122.6765 | 20145.5957 | 20165.3013 | 20182.4226 | 20197.4348 | 20210.7031 | 20222.5133 | 20233.0917 | 20242.6202 | 20251.2467 | 20259.0923 | 20266.2576 | 20272.8265 | 20286.4592 | 20304.8429 | 20321.1189 | 20335.5578 | 20348.3905 | 20359.8155 | 20370.0034 | 20379.1017
F2_Industrial_Industrial - WA_New_Space Heating_Natural Gas_Retrocommissioning_A | F2 | Industrial | Industrial - WA | New | Space Heating | Natural Gas | Retrocommissioning | A | UCT | 10674.811 | 0 | 0 | 10479.3557 | 10563.2619 | 10605.1659 | 10630.4263 | 10644.7009 | 10656.825 | 10667.2491 | 10676.3061 | 10684.2474 | 10691.2662 | 10697.5137 | 10703.1095 | 10708.15 | 10712.7134 | 10716.8636 | 10720.654 | 10724.1289 | 10731.3404 | 10741.0652 | 10749.6751 | 10757.3131 | 10764.1015 | 10770.1452 | 10775.5345 | 10780.3474
F3_Industrial_Industrial - WA_New_Space Heating_Natural Gas_Retrocommissioning_A | F3 | Industrial | Industrial - WA | New | Space Heating | Natural Gas | Retrocommissioning | A | RVT | 20179.5964 | 0 | 0 | 19810.1088 | 19968.7246 | 20047.9396 | 20095.6917 | 20122.6765 | 20145.5957 | 20165.3013 | 20182.4226 | 20197.4348 | 20210.7031 | 20222.5133 | 20233.0917 | 20242.6202 | 20251.2467 | 20259.0923 | 20266.2576 | 20272.8265 | 20286.4592 | 20304.8429 | 20321.1189 | 20335.5578 | 20348.3905 | 20359.8155 | 20370.0034 | 20379.1017
F4_Industrial_Industrial - WA_New_Space Heating_Natural Gas_Retrocommissioning_A | F4 | Industrial | Industrial - WA | New | Space Heating | Natural Gas | Retrocommissioning | A | RIM | 6238.4624 | 0 | 0 | 6124.2364 | 6173.272 | 6197.7611 | 6212.5235 | 6220.8657 | 6227.9512 | 6234.0431 | 6239.3361 | 6243.977 | 6248.0789 | 6251.73 | 6255.0003 | 6257.946 | 6260.6128 | 6263.0383 | 6265.2534 | 6267.2842 | 6271.4987 | 6277.1819 | 6282.2136 | 6286.6774 | 6290.6446 | 6294.1766 | 6297.3261 | 6300.1388
F1_Industrial_Industrial - WA_New_Process_Natural Gas_Retrocommissioning_A | F1 | Industrial | Industrial - WA | New | Process | Natural Gas | Retrocommissioning | A | TRC | 20179.5964 | 0 | 0 | 19810.1088 | 19968.7246 | 20047.9396 | 20095.6917 | 20122.6765 | 20145.5957 | 20165.3013 | 20182.4226 | 20197.4348 | 20210.7031 | 20222.5133 | 20233.0917 | 20242.6202 | 20251.2467 | 20259.0923 | 20266.2576 | 20272.8265 | 20286.4592 | 20304.8429 | 20321.1189 | 20335.5578 | 20348.3905 | 20359.8155 | 20370.0034 | 20379.1017
F2_Industrial_Industrial - WA_New_Process_Natural Gas_Retrocommissioning_A | F2 | Industrial | Industrial - WA | New | Process | Natural Gas | Retrocommissioning | A | UCT | 10674.811 | 0 | 0 | 10479.3557 | 10563.2619 | 10605.1659 | 10630.4263 | 10644.7009 | 10656.825 | 10667.2491 | 10676.3061 | 10684.2474 | 10691.2662 | 10697.5137 | 10703.1095 | 10708.15 | 10712.7134 | 10716.8636 | 10720.654 | 10724.1289 | 10731.3404 | 10741.0652 | 10749.6751 | 10757.3131 | 10764.1015 | 10770.1452 | 10775.5345 | 10780.3474
F3_Industrial_Industrial - WA_New_Process_Natural Gas_Retrocommissioning_A | F3 | Industrial | Industrial - WA | New | Process | Natural Gas | Retrocommissioning | A | RVT | 20179.5964 | 0 | 0 | 19810.1088 | 19968.7246 | 20047.9396 | 20095.6917 | 20122.6765 | 20145.5957 | 20165.3013 | 20182.4226 | 20197.4348 | 20210.7031 | 20222.5133 | 20233.0917 | 20242.6202 | 20251.2467 | 20259.0923 | 20266.2576 | 20272.8265 | 20286.4592 | 20304.8429 | 20321.1189 | 20335.5578 | 20348.3905 | 20359.8155 | 20370.0034 | 20379.1017
F4_Industrial_Industrial - WA_New_Process_Natural Gas_Retrocommissioning_A | F4 | Industrial | Industrial - WA | New | Process | Natural Gas | Retrocommissioning | A | RIM | 6238.4624 | 0 | 0 | 6124.2364 | 6173.272 | 6197.7611 | 6212.5235 | 6220.8657 | 6227.9512 | 6234.0431 | 6239.3361 | 6243.977 | 6248.0789 | 6251.73 | 6255.0003 | 6257.946 | 6260.6128 | 6263.0383 | 6265.2534 | 6267.2842 | 6271.4987 | 6277.1819 | 6282.2136 | 6286.6774 | 6290.6446 | 6294.1766 | 6297.3261 | 6300.1388
F1_Industrial_Industrial - ID_Existing_Space Heating_Natural Gas_Insulation - Ceiling_A | F1 | Industrial | Industrial - ID | Existing | Space Heating | Natural Gas | Insulation - Ceiling | A | TRC | 759.7714 | 0 | 0 | 743.1909 | 744.5921 | 746.1006 | 747.7031 | 749.387 | 751.1407 | 752.9533 | 754.8148 | 756.7159 | 758.6478 | 760.6023 | 762.5717 | 764.5487 | 766.5266 | 768.499 | 770.4598 | 772.4035 | 774.2166 | 775.913 | 777.479 | 778.924 | 780.2573 | 781.487 | 782.621 | 783.6666
F2_Industrial_Industrial - ID_Existing_Space Heating_Natural Gas_Insulation - Ceiling_A | F2 | Industrial | Industrial - ID | Existing | Space Heating | Natural Gas | Insulation - Ceiling | A | UCT | 416.8021 | 0 | 0 | 407.7062 | 408.4749 | 409.3025 | 410.1816 | 411.1053 | 412.0674 | 413.0618 | 414.083 | 415.1259 | 416.1857 | 417.2579 | 418.3383 | 419.4229 | 420.5079 | 421.5899 | 422.6656 | 423.7319 | 424.7266 | 425.6572 | 426.5163 | 427.309 | 428.0404 | 428.715 | 429.3372 | 429.9107
F3_Industrial_Industrial - ID_Existing_Space Heating_Natural Gas_Insulation - Ceiling_A | F3 | Industrial | Industrial - ID | Existing | Space Heating | Natural Gas | Insulation - Ceiling | A | RVT | 759.7714 | 0 | 0 | 743.1909 | 744.5921 | 746.1006 | 747.7031 | 749.387 | 751.1407 | 752.9533 | 754.8148 | 756.7159 | 758.6478 | 760.6023 | 762.5717 | 764.5487 | 766.5266 | 768.499 | 770.4598 | 772.4035 | 774.2166 | 775.913 | 777.479 | 778.924 | 780.2573 | 781.487 | 782.621 | 783.6666
F4_Industrial_Industrial - ID_Existing_Space Heating_Natural Gas_Insulation - Ceiling_A | F4 | Industrial | Industrial - ID | Existing | Space Heating | Natural Gas | Insulation - Ceiling | A | RIM | 53.8507 | 0 | 0 | 52.6755 | 52.7748 | 52.8817 | 52.9953 | 53.1147 | 53.239 | 53.3674 | 53.4994 | 53.6341 | 53.7711 | 53.9096 | 54.0492 | 54.1893 | 54.3295 | 54.4693 | 54.6083 | 54.746 | 54.8745 | 54.9948 | 55.1058 | 55.2082 | 55.3027 | 55.3898 | 55.4702 | 55.5443
F1_Industrial_Industrial - ID_Existing_Space Heating_Natural Gas_Insulation - Wall Cavity_A | F1 | Industrial | Industrial - ID | Existing | Space Heating | Natural Gas | Insulation - Wall Cavity | A | TRC | 18.359 | 0 | 0 | 17.9583 | 17.9922 | 18.0286 | 18.0674 | 18.108 | 18.1504 | 18.1942 | 18.2392 | 18.2851 | 18.3318 | 18.379 | 18.4266 | 18.4744 | 18.5222 | 18.5699 | 18.6172 | 18.6642 | 18.708 | 18.749 | 18.7868 | 18.8218 | 18.854 | 18.8837 | 18.9111 | 18.9364
F2_Industrial_Industrial - ID_Existing_Space Heating_Natural Gas_Insulation - Wall Cavity_A | F2 | Industrial | Industrial - ID | Existing | Space Heating | Natural Gas | Insulation - Wall Cavity | A | UCT | 132.8166 | 0 | 0 | 129.9181 | 130.1631 | 130.4268 | 130.7069 | 131.0013 | 131.3078 | 131.6247 | 131.9501 | 132.2824 | 132.6202 | 132.9618 | 133.3061 | 133.6517 | 133.9975 | 134.3422 | 134.685 | 135.0248 | 135.3418 | 135.6383 | 135.912 | 136.1647 | 136.3977 | 136.6127 | 136.8109 | 136.9937
F3_Industrial_Industrial - ID_Existing_Space Heating_Natural Gas_Insulation - Wall Cavity_A | F3 | Industrial | Industrial - ID | Existing | Space Heating | Natural Gas | Insulation - Wall Cavity | A | RVT | 18.359 | 0 | 0 | 17.9583 | 17.9922 | 18.0286 | 18.0674 | 18.108 | 18.1504 | 18.1942 | 18.2392 | 18.2851 | 18.3318 | 18.379 | 18.4266 | 18.4744 | 18.5222 | 18.5699 | 18.6172 | 18.6642 | 18.708 | 18.749 | 18.7868 | 18.8218 | 18.854 | 18.8837 | 18.9111 | 18.9364
F4_Industrial_Industrial - ID_Existing_Space Heating_Natural Gas_Insulation - Wall Cavity_A | F4 | Industrial | Industrial - ID | Existing | Space Heating | Natural Gas | Insulation - Wall Cavity | A | RIM | 12.3154 | 0 | 0 | 12.0467 | 12.0694 | 12.0938 | 12.1198 | 12.1471 | 12.1755 | 12.2049 | 12.2351 | 12.2659 | 12.2972 | 12.3289 | 12.3608 | 12.3929 | 12.4249 | 12.4569 | 12.4887 | 12.5202 | 12.5496 | 12.5771 | 12.6024 | 12.6259 | 12.6475 | 12.6674 | 12.6858 | 12.7027
F1_Industrial_Industrial - ID_Existing_Space Heating_Natural Gas_Insulation - Ducting_A | F1 | Industrial | Industrial - ID | Existing | Space Heating | Natural Gas | Insulation - Ducting | A | TRC | 19401.1211 | 0 | 0 | 18704.4816 | 18739.0687 | 18783.1777 | 18835.9732 | 18896.7001 | 18964.6721 | 19039.2628 | 19119.8982 | 19206.0494 | 19297.2276 | 19392.9784 | 19492.8784 | 19596.5312 | 19703.5638 | 19813.6248 | 19926.3811 | 20041.5165 | 20149.7532 | 20252.2041 | 20347.7032 | 20436.6591 | 20519.4654 | 20596.4998 | 20668.1236 | 20734.6815
F2_Industrial_Industrial - ID_Existing_Space Heating_Natural Gas_Insulation - Ducting_A | F2 | Industrial | Industrial - ID | Existing | Space Heating | Natural Gas | Insulation - Ducting | A | UCT | 9435.53 | 0 | 0 | 9096.7268 | 9113.5478 | 9134.9998 | 9160.6763 | 9190.2102 | 9223.2676 | 9259.5441 | 9298.7602 | 9340.659 | 9385.0025 | 9431.5699 | 9480.1552 | 9530.5656 | 9582.6198 | 9636.1468 | 9690.9847 | 9746.9795 | 9799.6193 | 9849.4452 | 9895.8902 | 9939.153 | 9979.4249 | 10016.8898 | 10051.7233 | 10084.093
F3_Industrial_Industrial - ID_Existing_Space Heating_Natural Gas_Insulation - Ducting_A | F3 | Industrial | Industrial - ID | Existing | Space Heating | Natural Gas | Insulation - Ducting | A | RVT | 19401.1211 | 0 | 0 | 18704.4816 | 18739.0687 | 18783.1777 | 18835.9732 | 18896.7001 | 18964.6721 | 19039.2628 | 19119.8982 | 19206.0494 | 19297.2276 | 19392.9784 | 19492.8784 | 19596.5312 | 19703.5638 | 19813.6248 | 19926.3811 | 20041.5165 | 20149.7532 | 20252.2041 | 20347.7032 | 20436.6591 | 20519.4654 | 20596.4998 | 20668.1236 | 20734.6815
F4_Industrial_Industrial - ID_Existing_Space Heating_Natural Gas_Insulation - Ducting_A | F4 | Industrial | Industrial - ID | Existing | Space Heating | Natural Gas | Insulation - Ducting | A | RIM | 1323.221 | 0 | 0 | 1275.7078 | 1278.0668 | 1281.0752 | 1284.676 | 1288.8178 | 1293.4537 | 1298.541 | 1304.0406 | 1309.9164 | 1316.1351 | 1322.6656 | 1329.4791 | 1336.5486 | 1343.8486 | 1351.3551 | 1359.0455 | 1366.8981 | 1374.2802 | 1381.2677 | 1387.781 | 1393.8481 | 1399.4958 | 1404.7498 | 1409.6348 | 1414.1742
F1_Industrial_Industrial - ID_Existing_Space Heating_Natural Gas_Ducting - Repair and Sealing_A | F1 | Industrial | Industrial - ID | Existing | Space Heating | Natural Gas | Ducting - Repair and Sealing | A | TRC | -64.1258 | 0 | 0 | -61.8233 | -61.9376 | -62.0834 | -62.2579 | -62.4586 | -62.6832 | -62.9298 | -63.1963 | -63.4811 | -63.7824 | -64.0989 | -64.4291 | -64.7717 | -65.1255 | -65.4893 | -65.862 | -66.2425 | -66.6003 | -66.9389 | -67.2545 | -67.5486 | -67.8223 | -68.0769 | -68.3136 | -68.5336
F2_Industrial_Industrial - ID_Existing_Space Heating_Natural Gas_Ducting - Repair and Sealing_A | F2 | Industrial | Industrial - ID | Existing | Space Heating | Natural Gas | Ducting - Repair and Sealing | A | UCT | 160.3784 | 0 | 0 | 154.6197 | 154.9056 | 155.2702 | 155.7067 | 156.2087 | 156.7706 | 157.3872 | 158.0537 | 158.7659 | 159.5196 | 160.3111 | 161.137 | 161.9938 | 162.8786 | 163.7884 | 164.7205 | 165.6722 | 166.567 | 167.4139 | 168.2033 | 168.9387 | 169.6232 | 170.26 | 170.8521 | 171.4023
F3_Industrial_Industrial - ID_Existing_Space Heating_Natural Gas_Ducting - Repair and Sealing_A | F3 | Industrial | Industrial - ID | Existing | Space Heating | Natural Gas | Ducting - Repair and Sealing | A | RVT | -64.1258 | 0 | 0 | -61.8233 | -61.9376 | -62.0834 | -62.2579 | -62.4586 | -62.6832 | -62.9298 | -63.1963 | -63.4811 | -63.7824 | -64.0989 | -64.4291 | -64.7717 | -65.1255 | -65.4893 | -65.862 | -66.2425 | -66.6003 | -66.9389 | -67.2545 | -67.5486 | -67.8223 | -68.0769 | -68.3136 | -68.5336
F4_Industrial_Industrial - ID_Existing_Space Heating_Natural Gas_Ducting - Repair and Sealing_A | F4 | Industrial | Industrial - ID | Existing | Space Heating | Natural Gas | Ducting - Repair and Sealing | A | RIM | 14.4353 | 0 | 0 | 13.917 | 13.9427 | 13.9755 | 14.0148 | 14.06 | 14.1105 | 14.166 | 14.226 | 14.2901 | 14.358 | 14.4292 | 14.5036 | 14.5807 | 14.6603 | 14.7422 | 14.8261 | 14.9118 | 14.9923 | 15.0685 | 15.1396 | 15.2058 | 15.2674 | 15.3247 | 15.378 | 15.4275
F1_Industrial_Industrial - ID_Existing_Space Heating_Natural Gas_Building Shell - Air Sealing (Infiltration Control)_A | F1 | Industrial | Industrial - ID | Existing | Space Heating | Natural Gas | Building Shell - Air Sealing (Infiltration Control) | A | TRC | -31.9475 | 0 | 0 | -31.2503 | -31.3093 | -31.3727 | -31.4401 | -31.5109 | -31.5846 | -31.6608 | -31.7391 | -31.8191 | -31.9003 | -31.9825 | -32.0653 | -32.1484 | -32.2316 | -32.3145 | -32.397 | -32.4787 | -32.5549 | -32.6263 | -32.6921 | -32.7529 | -32.8089 | -32.8607 | -32.9083 | -32.9523
F2_Industrial_Industrial - ID_Existing_Space Heating_Natural Gas_Building Shell - Air Sealing (Infiltration Control)_A | F2 | Industrial | Industrial - ID | Existing | Space Heating | Natural Gas | Building Shell - Air Sealing (Infiltration Control) | A | UCT | 13.1397 | 0 | 0 | 12.853 | 12.8772 | 12.9033 | 12.931 | 12.9601 | 12.9905 | 13.0218 | 13.054 | 13.0869 | 13.1203 | 13.1541 | 13.1882 | 13.2223 | 13.2566 | 13.2907 | 13.3246 | 13.3582 | 13.3895 | 13.4189 | 13.446 | 13.471 | 13.494 | 13.5153 | 13.5349 | 13.553
F3_Industrial_Industrial - ID_Existing_Space Heating_Natural Gas_Building Shell - Air Sealing (Infiltration Control)_A | F3 | Industrial | Industrial - ID | Existing | Space Heating | Natural Gas | Building Shell - Air Sealing (Infiltration Control) | A | RVT | -31.9475 | 0 | 0 | -31.2503 | -31.3093 | -31.3727 | -31.4401 | -31.5109 | -31.5846 | -31.6608 | -31.7391 | -31.8191 | -31.9003 | -31.9825 | -32.0653 | -32.1484 | -32.2316 | -32.3145 | -32.397 | -32.4787 | -32.5549 | -32.6263 | -32.6921 | -32.7529 | -32.8089 | -32.8607 | -32.9083 | -32.9523
F4_Industrial_Industrial - ID_Existing_Space Heating_Natural Gas_Building Shell - Air Sealing (Infiltration Control)_A | F4 | Industrial | Industrial - ID | Existing | Space Heating | Natural Gas | Building Shell - Air Sealing (Infiltration Control) | A | RIM | 0.60362 | 0 | 0 | 0.59045 | 0.59156 | 0.59276 | 0.59403 | 0.59537 | 0.59676 | 0.5982 | 0.59968 | 0.60119 | 0.60273 | 0.60428 | 0.60585 | 0.60742 | 0.60899 | 0.61056 | 0.61211 | 0.61366 | 0.6151 | 0.61645 | 0.61769 | 0.61884 | 0.6199 | 0.62087 | 0.62178 | 0.62261
F1_Industrial_Industrial - ID_Existing_Space Heating_Natural Gas_Ventilation - Demand Controlled_A | F1 | Industrial | Industrial - ID | Existing | Space Heating | Natural Gas | Ventilation - Demand Controlled | A | TRC | 675.4224 | 0 | 0 | 651.1698 | 652.3739 | 653.9095 | 655.7475 | 657.8617 | 660.228 | 662.8248 | 665.632 | 668.6312 | 671.8054 | 675.1389 | 678.6168 | 682.2253 | 685.9515 | 689.7831 | 693.7085 | 697.7168 | 701.4849 | 705.0516 | 708.3763 | 711.4731 | 714.3559 | 717.0378 | 719.5312 | 721.8484
F2_Industrial_Industrial - ID_Existing_Space Heating_Natural Gas_Ventilation - Demand Controlled_A | F2 | Industrial | Industrial - ID | Existing | Space Heating | Natural Gas | Ventilation - Demand Controlled | A | UCT | 519.9115 | 0 | 0 | 501.243 | 502.1698 | 503.3519 | 504.7667 | 506.394 | 508.2156 | 510.2144 | 512.3753 | 514.684 | 517.1274 | 519.6933 | 522.3704 | 525.1481 | 528.0164 | 530.9658 | 533.9875 | 537.0728 | 539.9734 | 542.7189 | 545.278 | 547.6619 | 549.8809 | 551.9453 | 553.8647 | 555.6483
F3_Industrial_Industrial - ID_Existing_Space Heating_Natural Gas_Ventilation - Demand Controlled_A | F3 | Industrial | Industrial - ID | Existing | Space Heating | Natural Gas | Ventilation - Demand Controlled | A | RVT | 675.4224 | 0 | 0 | 651.1698 | 652.3739 | 653.9095 | 655.7475 | 657.8617 | 660.228 | 662.8248 | 665.632 | 668.6312 | 671.8054 | 675.1389 | 678.6168 | 682.2253 | 685.9515 | 689.7831 | 693.7085 | 697.7168 | 701.4849 | 705.0516 | 708.3763 | 711.4731 | 714.3559 | 717.0378 | 719.5312 | 721.8484
F4_Industrial_Industrial - ID_Existing_Space Heating_Natural Gas_Ventilation - Demand Controlled_A | F4 | Industrial | Industrial - ID | Existing | Space Heating | Natural Gas | Ventilation - Demand Controlled | A | RIM | 100.3419 | 0 | 0 | 96.7389 | 96.9178 | 97.1459 | 97.419 | 97.733 | 98.0846 | 98.4704 | 98.8874 | 99.333 | 99.8046 | 100.2998 | 100.8165 | 101.3525 | 101.9061 | 102.4753 | 103.0585 | 103.654 | 104.2138 | 104.7437 | 105.2376 | 105.6977 | 106.1259 | 106.5243 | 106.8948 | 107.239
F1_Industrial_Industrial - ID_Existing_Space Heating_Natural Gas_Destratification Fans (HVLS)_A | F1 | Industrial | Industrial - ID | Existing | Space Heating | Natural Gas | Destratification Fans (HVLS) | A | TRC | 9.5164 | 0 | 0 | 9.3088 | 9.3263 | 9.3452 | 9.3653 | 9.3864 | 9.4083 | 9.431 | 9.4543 | 9.4782 | 9.5024 | 9.5268 | 9.5515 | 9.5763 | 9.601 | 9.6257 | 9.6503 | 9.6747 | 9.6974 | 9.7186 | 9.7382 | 9.7563 | 9.773 | 9.7884 | 9.8026 | 9.8157
F2_Industrial_Industrial - ID_Existing_Space Heating_Natural Gas_Destratification Fans (HVLS)_A | F2 | Industrial | Industrial - ID | Existing | Space Heating | Natural Gas | Destratification Fans (HVLS) | A | UCT | 4.7781 | 0 | 0 | 4.6738 | 4.6827 | 4.6921 | 4.7022 | 4.7128 | 4.7238 | 4.7352 | 4.7469 | 4.7589 | 4.771 | 4.7833 | 4.7957 | 4.8082 | 4.8206 | 4.833 | 4.8453 | 4.8576 | 4.869 | 4.8796 | 4.8895 | 4.8986 | 4.9069 | 4.9147 | 4.9218 | 4.9284
F3_Industrial_Industrial - ID_Existing_Space Heating_Natural Gas_Destratification Fans (HVLS)_A | F3 | Industrial | Industrial - ID | Existing | Space Heating | Natural Gas | Destratification Fans (HVLS) | A | RVT | 9.5164 | 0 | 0 | 9.3088 | 9.3263 | 9.3452 | 9.3653 | 9.3864 | 9.4083 | 9.431 | 9.4543 | 9.4782 | 9.5024 | 9.5268 | 9.5515 | 9.5763 | 9.601 | 9.6257 | 9.6503 | 9.6747 | 9.6974 | 9.7186 | 9.7382 | 9.7563 | 9.773 | 9.7884 | 9.8026 | 9.8157
F4_Industrial_Industrial - ID_Existing_Space Heating_Natural Gas_Destratification Fans (HVLS)_A | F4 | Industrial | Industrial - ID | Existing | Space Heating | Natural Gas | Destratification Fans (HVLS) | A | RIM | 0.81049 | 0 | 0 | 0.7928 | 0.79429 | 0.7959 | 0.79761 | 0.79941 | 0.80128 | 0.80321 | 0.8052 | 0.80723 | 0.80929 | 0.81137 | 0.81347 | 0.81558 | 0.81769 | 0.8198 | 0.82189 | 0.82396 | 0.8259 | 0.82771 | 0.82938 | 0.83092 | 0.83234 | 0.83365 | 0.83486 | 0.83598
F1_Industrial_Industrial - ID_Existing_Space Heating_Natural Gas_Condensing RTU_A | F1 | Industrial | Industrial - ID | Existing | Space Heating | Natural Gas | Condensing RTU | A | TRC | 11701.7355 | 0 | 0 | 11281.5592 | 11302.4203 | 11329.0245 | 11360.868 | 11397.4953 | 11438.4924 | 11483.4816 | 11532.1166 | 11584.0785 | 11639.0724 | 11696.8242 | 11757.0787 | 11819.5965 | 11884.153 | 11950.536 | 12018.5447 | 12087.9883 | 12153.271 | 12215.064 | 12272.664 | 12326.3175 | 12376.2619 | 12422.725 | 12465.9247 | 12506.069
F2_Industrial_Industrial - ID_Existing_Space Heating_Natural Gas_Condensing RTU_A | F2 | Industrial | Industrial - ID | Existing | Space Heating | Natural Gas | Condensing RTU | A | UCT | 5875.339 | 0 | 0 | 5664.3722 | 5674.8464 | 5688.2041 | 5704.1925 | 5722.5827 | 5743.167 | 5765.7557 | 5790.1749 | 5816.2645 | 5843.8764 | 5872.8732 | 5903.1264 | 5934.5161 | 5966.9293 | 6000.2596 | 6034.4062 | 6069.2732 | 6102.0511 | 6133.0768 | 6161.9973 | 6188.9362 | 6214.0129 | 6237.3416 | 6259.0318 | 6279.1878
F3_Industrial_Industrial - ID_Existing_Space Heating_Natural Gas_Condensing RTU_A | F3 | Industrial | Industrial - ID | Existing | Space Heating | Natural Gas | Condensing RTU | A | RVT | 11701.7355 | 0 | 0 | 11281.5592 | 11302.4203 | 11329.0245 | 11360.868 | 11397.4953 | 11438.4924 | 11483.4816 | 11532.1166 | 11584.0785 | 11639.0724 | 11696.8242 | 11757.0787 | 11819.5965 | 11884.153 | 11950.536 | 12018.5447 | 12087.9883 | 12153.271 | 12215.064 | 12272.664 | 12326.3175 | 12376.2619 | 12422.725 | 12465.9247 | 12506.069
F4_Industrial_Industrial - ID_Existing_Space Heating_Natural Gas_Condensing RTU_A | F4 | Industrial | Industrial - ID | Existing | Space Heating | Natural Gas | Condensing RTU | A | RIM | 2221.0668 | 0 | 0 | 2141.3145 | 2145.2741 | 2150.3238 | 2156.3679 | 2163.32 | 2171.1015 | 2179.6407 | 2188.872 | 2198.7347 | 2209.1729 | 2220.1346 | 2231.5713 | 2243.4376 | 2255.6908 | 2268.2907 | 2281.1992 | 2294.3801 | 2306.7712 | 2318.4999 | 2329.4328 | 2339.6166 | 2349.0963 | 2357.9153 | 2366.1149 | 2373.7346
F1_Industrial_Industrial - ID_Existing_Space Heating_Natural Gas_Industrial Air Curtains_A | F1 | Industrial | Industrial - ID | Existing | Space Heating | Natural Gas | Industrial Air Curtains | A | TRC | 9999 | 0 | 0 | 9999 | 9999 | 9999 | 9999 | 9999 | 9999 | 9999 | 9999 | 9999 | 9999 | 9999 | 9999 | 9999 | 9999 | 9999 | 9999 | 9999 | 9999 | 9999 | 9999 | 9999 | 9999 | 9999 | 9999 | 9999
F2_Industrial_Industrial - ID_Existing_Space Heating_Natural Gas_Industrial Air Curtains_A | F2 | Industrial | Industrial - ID | Existing | Space Heating | Natural Gas | Industrial Air Curtains | A | UCT | 9999 | 0 | 0 | 9999 | 9999 | 9999 | 9999 | 9999 | 9999 | 9999 | 9999 | 9999 | 9999 | 9999 | 9999 | 9999 | 9999 | 9999 | 9999 | 9999 | 9999 | 9999 | 9999 | 9999 | 9999 | 9999 | 9999 | 9999
F3_Industrial_Industrial - ID_Existing_Space Heating_Natural Gas_Industrial Air Curtains_A | F3 | Industrial | Industrial - ID | Existing | Space Heating | Natural Gas | Industrial Air Curtains | A | RVT | 9999 | 0 | 0 | 9999 | 9999 | 9999 | 9999 | 9999 | 9999 | 9999 | 9999 | 9999 | 9999 | 9999 | 9999 | 9999 | 9999 | 9999 | 9999 | 9999 | 9999 | 9999 | 9999 | 9999 | 9999 | 9999 | 9999 | 9999
F4_Industrial_Industrial - ID_Existing_Space Heating_Natural Gas_Industrial Air Curtains_A | F4 | Industrial | Industrial - ID | Existing | Space Heating | Natural Gas | Industrial Air Curtains | A | RIM | 9999 | 0 | 0 | 9999 | 9999 | 9999 | 9999 | 9999 | 9999 | 9999 | 9999 | 9999 | 9999 | 9999 | 9999 | 9999 | 9999 | 9999 | 9999 | 9999 | 9999 | 9999 | 9999 | 9999 | 9999 | 9999 | 9999 | 9999
F1_Industrial_Industrial - ID_Existing_Space Heating_Natural Gas_HVAC - Energy Recovery Ventilator_A | F1 | Industrial | Industrial - ID | Existing | Space Heating | Natural Gas | HVAC - Energy Recovery Ventilator | A | TRC | 725.5196 | 0 | 0 | 709.6866 | 711.0246 | 712.4651 | 713.9954 | 715.6033 | 717.2779 | 719.0088 | 720.7865 | 722.6019 | 724.4467 | 726.313 | 728.1936 | 730.0815 | 731.9702 | 733.8537 | 735.7262 | 737.5822 | 739.3136 | 740.9335 | 742.4289 | 743.8088 | 745.0819 | 746.2562 | 747.3391 | 748.3376
F2_Industrial_Industrial - ID_Existing_Space Heating_Natural Gas_HVAC - Energy Recovery Ventilator_A | F2 | Industrial | Industrial - ID | Existing | Space Heating | Natural Gas | HVAC - Energy Recovery Ventilator | A | UCT | 364.277 | 0 | 0 | 356.3274 | 356.9992 | 357.7225 | 358.4908 | 359.2982 | 360.139 | 361.0081 | 361.9006 | 362.8121 | 363.7383 | 364.6754 | 365.6196 | 366.5675 | 367.5159 | 368.4615 | 369.4017 | 370.3336 | 371.2029 | 372.0162 | 372.767 | 373.4599 | 374.0991 | 374.6887 | 375.2324 | 375.7337
F3_Industrial_Industrial - ID_Existing_Space Heating_Natural Gas_HVAC - Energy Recovery Ventilator_A | F3 | Industrial | Industrial - ID | Existing | Space Heating | Natural Gas | HVAC - Energy Recovery Ventilator | A | RVT | 725.5196 | 0 | 0 | 709.6866 | 711.0246 | 712.4651 | 713.9954 | 715.6033 | 717.2779 | 719.0088 | 720.7865 | 722.6019 | 724.4467 | 726.313 | 728.1936 | 730.0815 | 731.9702 | 733.8537 | 735.7262 | 737.5822 | 739.3136 | 740.9335 | 742.4289 | 743.8088 | 745.0819 | 746.2562 | 747.3391 | 748.3376
F4_Industrial_Industrial - ID_Existing_Space Heating_Natural Gas_HVAC - Energy Recovery Ventilator_A | F4 | Industrial | Industrial - ID | Existing | Space Heating | Natural Gas | HVAC - Energy Recovery Ventilator | A | RIM | 53.0528 | 0 | 0 | 51.895 | 51.9928 | 52.0982 | 52.2101 | 52.3277 | 52.4501 | 52.5767 | 52.7067 | 52.8394 | 52.9743 | 53.1108 | 53.2483 | 53.3864 | 53.5245 | 53.6622 | 53.7991 | 53.9348 | 54.0615 | 54.1799 | 54.2892 | 54.3902 | 54.4833 | 54.5691 | 54.6483 | 54.7213
F1_Industrial_Industrial - ID_Existing_Space Heating_Natural Gas_Thermostat - Connected_A | F1 | Industrial | Industrial - ID | Existing | Space Heating | Natural Gas | Thermostat - Connected | A | TRC | 6.4828 | 0 | 0 | 6.3413 | 6.3533 | 6.3662 | 6.3798 | 6.3942 | 6.4092 | 6.4246 | 6.4405 | 6.4568 | 6.4732 | 6.4899 | 6.5067 | 6.5236 | 6.5405 | 6.5573 | 6.574 | 6.5906 | 6.6061 | 6.6206 | 6.6339 | 6.6462 | 6.6576 | 6.6681 | 6.6778 | 6.6867
F2_Industrial_Industrial - ID_Existing_Space Heating_Natural Gas_Thermostat - Connected_A | F2 | Industrial | Industrial - ID | Existing | Space Heating | Natural Gas | Thermostat - Connected | A | UCT | 4.0115 | 0 | 0 | 3.9239 | 3.9313 | 3.9393 | 3.9477 | 3.9566 | 3.9659 | 3.9755 | 3.9853 | 3.9953 | 4.0055 | 4.0159 | 4.0262 | 4.0367 | 4.0471 | 4.0575 | 4.0679 | 4.0782 | 4.0877 | 4.0967 | 4.105 | 4.1126 | 4.1196 | 4.1261 | 4.1321 | 4.1376
F3_Industrial_Industrial - ID_Existing_Space Heating_Natural Gas_Thermostat - Connected_A | F3 | Industrial | Industrial - ID | Existing | Space Heating | Natural Gas | Thermostat - Connected | A | RVT | 6.4828 | 0 | 0 | 6.3413 | 6.3533 | 6.3662 | 6.3798 | 6.3942 | 6.4092 | 6.4246 | 6.4405 | 6.4568 | 6.4732 | 6.4899 | 6.5067 | 6.5236 | 6.5405 | 6.5573 | 6.574 | 6.5906 | 6.6061 | 6.6206 | 6.6339 | 6.6462 | 6.6576 | 6.6681 | 6.6778 | 6.6867
F4_Industrial_Industrial - ID_Existing_Space Heating_Natural Gas_Thermostat - Connected_A | F4 | Industrial | Industrial - ID | Existing | Space Heating | Natural Gas | Thermostat - Connected | A | RIM | 1.4145 | 0 | 0 | 1.3837 | 1.3863 | 1.3891 | 1.3921 | 1.3952 | 1.3985 | 1.4018 | 1.4053 | 1.4089 | 1.4124 | 1.4161 | 1.4198 | 1.4234 | 1.4271 | 1.4308 | 1.4344 | 1.4381 | 1.4414 | 1.4446 | 1.4475 | 1.4502 | 1.4527 | 1.455 | 1.4571 | 1.459
F1_Industrial_Industrial - ID_Existing_Space Heating_Natural Gas_Gas Boiler - Maintenance_A | F1 | Industrial | Industrial - ID | Existing | Space Heating | Natural Gas | Gas Boiler - Maintenance | A | TRC | 655.6791 | 0 | 0 | 642.6769 | 644.2857 | 645.8711 | 647.4288 | 648.9546 | 650.4448 | 651.8957 | 653.304 | 654.6666 | 655.9806 | 657.2432 | 658.452 | 659.6045 | 660.6986 | 661.7321 | 662.7032 | 663.61 | 664.451 | 665.2247 | 665.9295 | 666.5716 | 667.1564 | 667.689 | 668.1738 | 668.6152
F2_Industrial_Industrial - ID_Existing_Space Heating_Natural Gas_Gas Boiler - Maintenance_A | F2 | Industrial | Industrial - ID | Existing | Space Heating | Natural Gas | Gas Boiler - Maintenance | A | UCT | 276.9758 | 0 | 0 | 271.4833 | 272.1629 | 272.8327 | 273.4907 | 274.1352 | 274.7647 | 275.3776 | 275.9725 | 276.5481 | 277.1032 | 277.6365 | 278.1471 | 278.634 | 279.0962 | 279.5327 | 279.9429 | 280.326 | 280.6813 | 281.0081 | 281.3059 | 281.5771 | 281.8241 | 282.0491 | 282.2539 | 282.4403
F3_Industrial_Industrial - ID_Existing_Space Heating_Natural Gas_Gas Boiler - Maintenance_A | F3 | Industrial | Industrial - ID | Existing | Space Heating | Natural Gas | Gas Boiler - Maintenance | A | RVT | 655.6791 | 0 | 0 | 642.6769 | 644.2857 | 645.8711 | 647.4288 | 648.9546 | 650.4448 | 651.8957 | 653.304 | 654.6666 | 655.9806 | 657.2432 | 658.452 | 659.6045 | 660.6986 | 661.7321 | 662.7032 | 663.61 | 664.451 | 665.2247 | 665.9295 | 666.5716 | 667.1564 | 667.689 | 668.1738 | 668.6152
F4_Industrial_Industrial - ID_Existing_Space Heating_Natural Gas_Gas Boiler - Maintenance_A | F4 | Industrial | Industrial - ID | Existing | Space Heating | Natural Gas | Gas Boiler - Maintenance | A | RIM | 174.7201 | 0 | 0 | 171.2554 | 171.6841 | 172.1066 | 172.5216 | 172.9282 | 173.3253 | 173.7119 | 174.0872 | 174.4503 | 174.8004 | 175.1369 | 175.459 | 175.7661 | 176.0577 | 176.3331 | 176.5918 | 176.8335 | 177.0576 | 177.2637 | 177.4516 | 177.6227 | 177.7785 | 177.9204 | 178.0496 | 178.1672
F1_Industrial_Industrial - ID_Existing_Space Heating_Natural Gas_Gas Furnace - Maintenance_A | F1 | Industrial | Industrial - ID | Existing | Space Heating | Natural Gas | Gas Furnace - Maintenance | A | TRC | 663.6348 | 0 | 0 | 639.8055 | 640.9886 | 642.4974 | 644.3033 | 646.3806 | 648.7056 | 651.2571 | 654.0153 | 656.9622 | 660.081 | 663.3563 | 666.7734 | 670.319 | 673.9802 | 677.7449 | 681.6018 | 685.5402 | 689.2425 | 692.7469 | 696.0136 | 699.0564 | 701.8889 | 704.5239 | 706.9739 | 709.2506
F2_Industrial_Industrial - ID_Existing_Space Heating_Natural Gas_Gas Furnace - Maintenance_A | F2 | Industrial | Industrial - ID | Existing | Space Heating | Natural Gas | Gas Furnace - Maintenance | A | UCT | 280.3365 | 0 | 0 | 270.2704 | 270.7702 | 271.4075 | 272.1704 | 273.0479 | 274.03 | 275.1078 | 276.273 | 277.5178 | 278.8353 | 280.2188 | 281.6623 | 283.1601 | 284.7066 | 286.297 | 287.9262 | 289.5899 | 291.1539 | 292.6342 | 294.0141 | 295.2995 | 296.496 | 297.6091 | 298.644 | 299.6058
F3_Industrial_Industrial - ID_Existing_Space Heating_Natural Gas_Gas Furnace - Maintenance_A | F3 | Industrial | Industrial - ID | Existing | Space Heating | Natural Gas | Gas Furnace - Maintenance | A | RVT | 663.6348 | 0 | 0 | 639.8055 | 640.9886 | 642.4974 | 644.3033 | 646.3806 | 648.7056 | 651.2571 | 654.0153 | 656.9622 | 660.081 | 663.3563 | 666.7734 | 670.319 | 673.9802 | 677.7449 | 681.6018 | 685.5402 | 689.2425 | 692.7469 | 696.0136 | 699.0564 | 701.8889 | 704.5239 | 706.9739 | 709.2506
F4_Industrial_Industrial - ID_Existing_Space Heating_Natural Gas_Gas Furnace - Maintenance_A | F4 | Industrial | Industrial - ID | Existing | Space Heating | Natural Gas | Gas Furnace - Maintenance | A | RIM | 176.8401 | 0 | 0 | 170.4902 | 170.8055 | 171.2076 | 171.6888 | 172.2423 | 172.8619 | 173.5418 | 174.2767 | 175.062 | 175.8931 | 176.7659 | 177.6764 | 178.6212 | 179.5968 | 180.6 | 181.6278 | 182.6772 | 183.6638 | 184.5976 | 185.4681 | 186.2789 | 187.0337 | 187.7359 | 188.3887 | 188.9954
F1_Industrial_Industrial - ID_Existing_Space Heating_Natural Gas_Gas Furnace - Tube Inserts_A | F1 | Industrial | Industrial - ID | Existing | Space Heating | Natural Gas | Gas Furnace - Tube Inserts | A | TRC | 0 | 0 | 0 | 0 | 0 | 0 | 0 | 0 | 0 | 0 | 0 | 0 | 0 | 0 | 0 | 0 | 0 | 0 | 0 | 0 | 0 | 0 | 0 | 0 | 0 | 0 | 0 | 0
F2_Industrial_Industrial - ID_Existing_Space Heating_Natural Gas_Gas Furnace - Tube Inserts_A | F2 | Industrial | Industrial - ID | Existing | Space Heating | Natural Gas | Gas Furnace - Tube Inserts | A | UCT | 0 | 0 | 0 | 0 | 0 | 0 | 0 | 0 | 0 | 0 | 0 | 0 | 0 | 0 | 0 | 0 | 0 | 0 | 0 | 0 | 0 | 0 | 0 | 0 | 0 | 0 | 0 | 0
F3_Industrial_Industrial - ID_Existing_Space Heating_Natural Gas_Gas Furnace - Tube Inserts_A | F3 | Industrial | Industrial - ID | Existing | Space Heating | Natural Gas | Gas Furnace - Tube Inserts | A | RVT | 0 | 0 | 0 | 0 | 0 | 0 | 0 | 0 | 0 | 0 | 0 | 0 | 0 | 0 | 0 | 0 | 0 | 0 | 0 | 0 | 0 | 0 | 0 | 0 | 0 | 0 | 0 | 0
F4_Industrial_Industrial - ID_Existing_Space Heating_Natural Gas_Gas Furnace - Tube Inserts_A | F4 | Industrial | Industrial - ID | Existing | Space Heating | Natural Gas | Gas Furnace - Tube Inserts | A | RIM | 0 | 0 | 0 | 0 | 0 | 0 | 0 | 0 | 0 | 0 | 0 | 0 | 0 | 0 | 0 | 0 | 0 | 0 | 0 | 0 | 0 | 0 | 0 | 0 | 0 | 0 | 0 | 0
F1_Industrial_Industrial - ID_Existing_Space Heating_Natural Gas_Gas Boiler - Burner Control Optimization_A | F1 | Industrial | Industrial - ID | Existing | Space Heating | Natural Gas | Gas Boiler - Burner Control Optimization | A | TRC | 348.4937 | 0 | 0 | 341.583 | 342.4381 | 343.2808 | 344.1087 | 344.9196 | 345.7116 | 346.4828 | 347.2313 | 347.9555 | 348.6539 | 349.325 | 349.9675 | 350.5801 | 351.1615 | 351.7109 | 352.227 | 352.709 | 353.156 | 353.5672 | 353.9418 | 354.2831 | 354.5939 | 354.8769 | 355.1346 | 355.3692
F2_Industrial_Industrial - ID_Existing_Space Heating_Natural Gas_Gas Boiler - Burner Control Optimization_A | F2 | Industrial | Industrial - ID | Existing | Space Heating | Natural Gas | Gas Boiler - Burner Control Optimization | A | UCT | 147.2128 | 0 | 0 | 144.2935 | 144.6547 | 145.0107 | 145.3604 | 145.703 | 146.0375 | 146.3633 | 146.6795 | 146.9854 | 147.2804 | 147.5639 | 147.8353 | 148.0941 | 148.3397 | 148.5718 | 148.7898 | 148.9934 | 149.1822 | 149.3559 | 149.5142 | 149.6583 | 149.7896 | 149.9092 | 150.0181 | 150.1172
F3_Industrial_Industrial - ID_Existing_Space Heating_Natural Gas_Gas Boiler - Burner Control Optimization_A | F3 | Industrial | Industrial - ID | Existing | Space Heating | Natural Gas | Gas Boiler - Burner Control Optimization | A | RVT | 348.4937 | 0 | 0 | 341.583 | 342.4381 | 343.2808 | 344.1087 | 344.9196 | 345.7116 | 346.4828 | 347.2313 | 347.9555 | 348.6539 | 349.325 | 349.9675 | 350.5801 | 351.1615 | 351.7109 | 352.227 | 352.709 | 353.156 | 353.5672 | 353.9418 | 354.2831 | 354.5939 | 354.8769 | 355.1346 | 355.3692
F4_Industrial_Industrial - ID_Existing_Space Heating_Natural Gas_Gas Boiler - Burner Control Optimization_A | F4 | Industrial | Industrial - ID | Existing | Space Heating | Natural Gas | Gas Boiler - Burner Control Optimization | A | RIM | 24.1097 | 0 | 0 | 23.6316 | 23.6908 | 23.7491 | 23.8064 | 23.8625 | 23.9173 | 23.9706 | 24.0224 | 24.0725 | 24.1208 | 24.1673 | 24.2117 | 24.2541 | 24.2943 | 24.3323 | 24.368 | 24.4014 | 24.4323 | 24.4607 | 24.4867 | 24.5103 | 24.5318 | 24.5514 | 24.5692 | 24.5854
F1_Industrial_Industrial - ID_Existing_Space Heating_Natural Gas_Gas Boiler - High Turndown Burner_A | F1 | Industrial | Industrial - ID | Existing | Space Heating | Natural Gas | Gas Boiler - High Turndown Burner | A | TRC | 332.7486 | 0 | 0 | 326.1501 | 326.9666 | 327.7712 | 328.5617 | 329.336 | 330.0922 | 330.8285 | 331.5432 | 332.2347 | 332.9016 | 333.5424 | 334.1558 | 334.7407 | 335.2959 | 335.8204 | 336.3132 | 336.7734 | 337.2002 | 337.5928 | 337.9506 | 338.2764 | 338.5732 | 338.8434 | 339.0895 | 339.3135
F2_Industrial_Industrial - ID_Existing_Space Heating_Natural Gas_Gas Boiler - High Turndown Burner_A | F2 | Industrial | Industrial - ID | Existing | Space Heating | Natural Gas | Gas Boiler - High Turndown Burner | A | UCT | 140.5616 | 0 | 0 | 137.7742 | 138.1191 | 138.459 | 138.7929 | 139.12 | 139.4395 | 139.7505 | 140.0524 | 140.3445 | 140.6262 | 140.8969 | 141.156 | 141.4031 | 141.6377 | 141.8592 | 142.0674 | 142.2618 | 142.4421 | 142.6079 | 142.7591 | 142.8967 | 143.0221 | 143.1362 | 143.2402 | 143.3348
F3_Industrial_Industrial - ID_Existing_Space Heating_Natural Gas_Gas Boiler - High Turndown Burner_A | F3 | Industrial | Industrial - ID | Existing | Space Heating | Natural Gas | Gas Boiler - High Turndown Burner | A | RVT | 332.7486 | 0 | 0 | 326.1501 | 326.9666 | 327.7712 | 328.5617 | 329.336 | 330.0922 | 330.8285 | 331.5432 | 332.2347 | 332.9016 | 333.5424 | 334.1558 | 334.7407 | 335.2959 | 335.8204 | 336.3132 | 336.7734 | 337.2002 | 337.5928 | 337.9506 | 338.2764 | 338.5732 | 338.8434 | 339.0895 | 339.3135
F4_Industrial_Industrial - ID_Existing_Space Heating_Natural Gas_Gas Boiler - High Turndown Burner_A | F4 | Industrial | Industrial - ID | Existing | Space Heating | Natural Gas | Gas Boiler - High Turndown Burner | A | RIM | 25.4453 | 0 | 0 | 24.9407 | 25.0031 | 25.0646 | 25.1251 | 25.1843 | 25.2421 | 25.2984 | 25.3531 | 25.406 | 25.457 | 25.506 | 25.5529 | 25.5976 | 25.6401 | 25.6802 | 25.7179 | 25.753 | 25.7857 | 25.8157 | 25.8431 | 25.868 | 25.8907 | 25.9113 | 25.9302 | 25.9473
F1_Industrial_Industrial - ID_Existing_Space Heating_Natural Gas_Gas Boiler - Hot Water Reset_A | F1 | Industrial | Industrial - ID | Existing | Space Heating | Natural Gas | Gas Boiler - Hot Water Reset | A | TRC | 76.4663 | 0 | 0 | 74.9499 | 75.1375 | 75.3224 | 75.5041 | 75.682 | 75.8558 | 76.025 | 76.1893 | 76.3482 | 76.5014 | 76.6487 | 76.7896 | 76.924 | 77.0516 | 77.1722 | 77.2854 | 77.3912 | 77.4892 | 77.5795 | 77.6617 | 77.7366 | 77.8048 | 77.8669 | 77.9234 | 77.9749
F2_Industrial_Industrial - ID_Existing_Space Heating_Natural Gas_Gas Boiler - Hot Water Reset_A | F2 | Industrial | Industrial - ID | Existing | Space Heating | Natural Gas | Gas Boiler - Hot Water Reset | A | UCT | 32.3013 | 0 | 0 | 31.6608 | 31.74 | 31.8181 | 31.8949 | 31.97 | 32.0435 | 32.1149 | 32.1843 | 32.2514 | 32.3162 | 32.3784 | 32.4379 | 32.4947 | 32.5486 | 32.5995 | 32.6474 | 32.692 | 32.7335 | 32.7716 | 32.8063 | 32.8379 | 32.8667 | 32.893 | 32.9169 | 32.9386
F3_Industrial_Industrial - ID_Existing_Space Heating_Natural Gas_Gas Boiler - Hot Water Reset_A | F3 | Industrial | Industrial - ID | Existing | Space Heating | Natural Gas | Gas Boiler - Hot Water Reset | A | RVT | 76.4663 | 0 | 0 | 74.9499 | 75.1375 | 75.3224 | 75.5041 | 75.682 | 75.8558 | 76.025 | 76.1893 | 76.3482 | 76.5014 | 76.6487 | 76.7896 | 76.924 | 77.0516 | 77.1722 | 77.2854 | 77.3912 | 77.4892 | 77.5795 | 77.6617 | 77.7366 | 77.8048 | 77.8669 | 77.9234 | 77.9749
F4_Industrial_Industrial - ID_Existing_Space Heating_Natural Gas_Gas Boiler - Hot Water Reset_A | F4 | Industrial | Industrial - ID | Existing | Space Heating | Natural Gas | Gas Boiler - Hot Water Reset | A | RIM | 5.0205 | 0 | 0 | 4.9209 | 4.9333 | 4.9454 | 4.9573 | 4.969 | 4.9804 | 4.9915 | 5.0023 | 5.0128 | 5.0228 | 5.0325 | 5.0417 | 5.0506 | 5.0589 | 5.0669 | 5.0743 | 5.0812 | 5.0877 | 5.0936 | 5.099 | 5.1039 | 5.1084 | 5.1125 | 5.1162 | 5.1196
F1_Industrial_Industrial - ID_Existing_Space Heating_Natural Gas_Gas Boiler - Insulate Hot Water Lines_A | F1 | Industrial | Industrial - ID | Existing | Space Heating | Natural Gas | Gas Boiler - Insulate Hot Water Lines | A | TRC | 843.6058 | 0 | 0 | 826.8769 | 828.9468 | 830.9867 | 832.9908 | 834.9539 | 836.8712 | 838.7379 | 840.5499 | 842.303 | 843.9936 | 845.6182 | 847.1734 | 848.6563 | 850.0639 | 851.3936 | 852.643 | 853.8098 | 854.8919 | 855.8872 | 856.7941 | 857.6203 | 858.3727 | 859.0578 | 859.6816 | 860.2495
F2_Industrial_Industrial - ID_Existing_Space Heating_Natural Gas_Gas Boiler - Insulate Hot Water Lines_A | F2 | Industrial | Industrial - ID | Existing | Space Heating | Natural Gas | Gas Boiler - Insulate Hot Water Lines | A | UCT | 356.3609 | 0 | 0 | 349.2942 | 350.1686 | 351.0303 | 351.8769 | 352.7061 | 353.516 | 354.3046 | 355.07 | 355.8106 | 356.5247 | 357.211 | 357.868 | 358.4943 | 359.089 | 359.6507 | 360.1785 | 360.6713 | 361.1284 | 361.5489 | 361.932 | 362.281 | 362.5988 | 362.8882 | 363.1517 | 363.3916
F3_Industrial_Industrial - ID_Existing_Space Heating_Natural Gas_Gas Boiler - Insulate Hot Water Lines_A | F3 | Industrial | Industrial - ID | Existing | Space Heating | Natural Gas | Gas Boiler - Insulate Hot Water Lines | A | RVT | 843.6058 | 0 | 0 | 826.8769 | 828.9468 | 830.9867 | 832.9908 | 834.9539 | 836.8712 | 838.7379 | 840.5499 | 842.303 | 843.9936 | 845.6182 | 847.1734 | 848.6563 | 850.0639 | 851.3936 | 852.643 | 853.8098 | 854.8919 | 855.8872 | 856.7941 | 857.6203 | 858.3727 | 859.0578 | 859.6816 | 860.2495
F4_Industrial_Industrial - ID_Existing_Space Heating_Natural Gas_Gas Boiler - Insulate Hot Water Lines_A | F4 | Industrial | Industrial - ID | Existing | Space Heating | Natural Gas | Gas Boiler - Insulate Hot Water Lines | A | RIM | 78.4491 | 0 | 0 | 76.8935 | 77.0859 | 77.2756 | 77.462 | 77.6446 | 77.8228 | 77.9964 | 78.1649 | 78.328 | 78.4852 | 78.6363 | 78.7809 | 78.9188 | 79.0497 | 79.1733 | 79.2895 | 79.398 | 79.4986 | 79.5912 | 79.6755 | 79.7524 | 79.8223 | 79.886 | 79.9441 | 79.9969
F1_Industrial_Industrial - ID_Existing_Space Heating_Natural Gas_Gas Boiler - Insulate Steam Lines/Condensate Tank_A | F1 | Industrial | Industrial - ID | Existing | Space Heating | Natural Gas | Gas Boiler - Insulate Steam Lines/Condensate Tank | A | TRC | 248.5863 | 0 | 0 | 243.6568 | 244.2667 | 244.8678 | 245.4584 | 246.0368 | 246.6018 | 247.1519 | 247.6858 | 248.2024 | 248.7006 | 249.1793 | 249.6376 | 250.0745 | 250.4893 | 250.8811 | 251.2493 | 251.5931 | 251.912 | 252.2053 | 252.4725 | 252.7159 | 252.9377 | 253.1396 | 253.3234 | 253.4907
F2_Industrial_Industrial - ID_Existing_Space Heating_Natural Gas_Gas Boiler - Insulate Steam Lines/Condensate Tank_A | F2 | Industrial | Industrial - ID | Existing | Space Heating | Natural Gas | Gas Boiler - Insulate Steam Lines/Condensate Tank | A | UCT | 105.0093 | 0 | 0 | 102.9269 | 103.1846 | 103.4385 | 103.688 | 103.9323 | 104.171 | 104.4033 | 104.6289 | 104.8471 | 105.0576 | 105.2598 | 105.4534 | 105.6379 | 105.8132 | 105.9787 | 106.1342 | 106.2794 | 106.4141 | 106.538 | 106.6509 | 106.7537 | 106.8474 | 106.9327 | 107.0103 | 107.081
F3_Industrial_Industrial - ID_Existing_Space Heating_Natural Gas_Gas Boiler - Insulate Steam Lines/Condensate Tank_A | F3 | Industrial | Industrial - ID | Existing | Space Heating | Natural Gas | Gas Boiler - Insulate Steam Lines/Condensate Tank | A | RVT | 248.5863 | 0 | 0 | 243.6568 | 244.2667 | 244.8678 | 245.4584 | 246.0368 | 246.6018 | 247.1519 | 247.6858 | 248.2024 | 248.7006 | 249.1793 | 249.6376 | 250.0745 | 250.4893 | 250.8811 | 251.2493 | 251.5931 | 251.912 | 252.2053 | 252.4725 | 252.7159 | 252.9377 | 253.1396 | 253.3234 | 253.4907
F4_Industrial_Industrial - ID_Existing_Space Heating_Natural Gas_Gas Boiler - Insulate Steam Lines/Condensate Tank_A | F4 | Industrial | Industrial - ID | Existing | Space Heating | Natural Gas | Gas Boiler - Insulate Steam Lines/Condensate Tank | A | RIM | 19.0094 | 0 | 0 | 18.6324 | 18.6791 | 18.725 | 18.7702 | 18.8144 | 18.8576 | 18.8997 | 18.9405 | 18.98 | 19.0181 | 19.0547 | 19.0898 | 19.1232 | 19.1549 | 19.1849 | 19.213 | 19.2393 | 19.2637 | 19.2861 | 19.3066 | 19.3252 | 19.3421 | 19.3576 | 19.3716 | 19.3844
F1_Industrial_Industrial - ID_Existing_Space Heating_Natural Gas_Gas Boiler - Stack Economizer_A | F1 | Industrial | Industrial - ID | Existing | Space Heating | Natural Gas | Gas Boiler - Stack Economizer | A | TRC | 1281.2307 | 0 | 0 | 1255.8236 | 1258.9673 | 1262.0653 | 1265.1091 | 1268.0906 | 1271.0024 | 1273.8376 | 1276.5895 | 1279.2521 | 1281.8197 | 1284.287 | 1286.649 | 1288.9011 | 1291.0389 | 1293.0584 | 1294.956 | 1296.7281 | 1298.3714 | 1299.8832 | 1301.2605 | 1302.5152 | 1303.6579 | 1304.6985 | 1305.6459 | 1306.5084
F2_Industrial_Industrial - ID_Existing_Space Heating_Natural Gas_Gas Boiler - Stack Economizer_A | F2 | Industrial | Industrial - ID | Existing | Space Heating | Natural Gas | Gas Boiler - Stack Economizer | A | UCT | 541.225 | 0 | 0 | 530.4924 | 531.8203 | 533.129 | 534.4148 | 535.6743 | 536.9043 | 538.1019 | 539.2644 | 540.3892 | 541.4738 | 542.516 | 543.5138 | 544.4651 | 545.3682 | 546.2213 | 547.0229 | 547.7715 | 548.4657 | 549.1043 | 549.6861 | 550.2161 | 550.6988 | 551.1384 | 551.5386 | 551.9029
F3_Industrial_Industrial - ID_Existing_Space Heating_Natural Gas_Gas Boiler - Stack Economizer_A | F3 | Industrial | Industrial - ID | Existing | Space Heating | Natural Gas | Gas Boiler - Stack Economizer | A | RVT | 1281.2307 | 0 | 0 | 1255.8236 | 1258.9673 | 1262.0653 | 1265.1091 | 1268.0906 | 1271.0024 | 1273.8376 | 1276.5895 | 1279.2521 | 1281.8197 | 1284.287 | 1286.649 | 1288.9011 | 1291.0389 | 1293.0584 | 1294.956 | 1296.7281 | 1298.3714 | 1299.8832 | 1301.2605 | 1302.5152 | 1303.6579 | 1304.6985 | 1305.6459 | 1306.5084
F4_Industrial_Industrial - ID_Existing_Space Heating_Natural Gas_Gas Boiler - Stack Economizer_A | F4 | Industrial | Industrial - ID | Existing | Space Heating | Natural Gas | Gas Boiler - Stack Economizer | A | RIM | 97.9756 | 0 | 0 | 96.0328 | 96.2732 | 96.5101 | 96.7428 | 96.9708 | 97.1935 | 97.4103 | 97.6207 | 97.8243 | 98.0207 | 98.2094 | 98.39 | 98.5622 | 98.7257 | 98.8801 | 99.0252 | 99.1607 | 99.2864 | 99.402 | 99.5073 | 99.6033 | 99.6906 | 99.7702 | 99.8427 | 99.9086
F1_Industrial_Industrial - ID_Existing_Space Heating_Natural Gas_Gas Boiler - Steam Trap Replacement_A | F1 | Industrial | Industrial - ID | Existing | Space Heating | Natural Gas | Gas Boiler - Steam Trap Replacement | A | TRC | 0.50634 | 0 | 0 | 0.4963 | 0.49754 | 0.49877 | 0.49997 | 0.50115 | 0.5023 | 0.50342 | 0.50451 | 0.50556 | 0.50658 | 0.50755 | 0.50848 | 0.50937 | 0.51022 | 0.51102 | 0.51177 | 0.51247 | 0.51312 | 0.51371 | 0.51426 | 0.51475 | 0.51521 | 0.51562 | 0.51599 | 0.51633
F2_Industrial_Industrial - ID_Existing_Space Heating_Natural Gas_Gas Boiler - Steam Trap Replacement_A | F2 | Industrial | Industrial - ID | Existing | Space Heating | Natural Gas | Gas Boiler - Steam Trap Replacement | A | UCT | 0.21389 | 0 | 0 | 0.20965 | 0.21018 | 0.21069 | 0.2112 | 0.2117 | 0.21218 | 0.21266 | 0.21312 | 0.21356 | 0.21399 | 0.2144 | 0.2148 | 0.21517 | 0.21553 | 0.21587 | 0.21618 | 0.21648 | 0.21675 | 0.21701 | 0.21724 | 0.21745 | 0.21764 | 0.21781 | 0.21797 | 0.21811
F3_Industrial_Industrial - ID_Existing_Space Heating_Natural Gas_Gas Boiler - Steam Trap Replacement_A | F3 | Industrial | Industrial - ID | Existing | Space Heating | Natural Gas | Gas Boiler - Steam Trap Replacement | A | RVT | 0.50634 | 0 | 0 | 0.4963 | 0.49754 | 0.49877 | 0.49997 | 0.50115 | 0.5023 | 0.50342 | 0.50451 | 0.50556 | 0.50658 | 0.50755 | 0.50848 | 0.50937 | 0.51022 | 0.51102 | 0.51177 | 0.51247 | 0.51312 | 0.51371 | 0.51426 | 0.51475 | 0.51521 | 0.51562 | 0.51599 | 0.51633
F4_Industrial_Industrial - ID_Existing_Space Heating_Natural Gas_Gas Boiler - Steam Trap Replacement_A | F4 | Industrial | Industrial - ID | Existing | Space Heating | Natural Gas | Gas Boiler - Steam Trap Replacement | A | RIM | 0.074202 | 0 | 0 | 0.072731 | 0.072913 | 0.073092 | 0.073268 | 0.073441 | 0.07361 | 0.073774 | 0.073933 | 0.074087 | 0.074236 | 0.074379 | 0.074516 | 0.074646 | 0.07477 | 0.074887 | 0.074997 | 0.0751 | 0.075195 | 0.075282 | 0.075362 | 0.075435 | 0.075501 | 0.075561 | 0.075616 | 0.075666
F1_Industrial_Industrial - ID_Existing_Process_Natural Gas_Process Boiler - Hot Water Reset_A | F1 | Industrial | Industrial - ID | Existing | Process | Natural Gas | Process Boiler - Hot Water Reset | A | TRC | 12.7384 | 0 | 0 | 12.7384 | 12.7384 | 12.7384 | 12.7384 | 12.7384 | 12.7384 | 12.7384 | 12.7384 | 12.7384 | 12.7384 | 12.7384 | 12.7384 | 12.7384 | 12.7384 | 12.7384 | 12.7384 | 12.7384 | 12.7384 | 12.7384 | 12.7384 | 12.7384 | 12.7384 | 12.7384 | 12.7384 | 12.7384
F2_Industrial_Industrial - ID_Existing_Process_Natural Gas_Process Boiler - Hot Water Reset_A | F2 | Industrial | Industrial - ID | Existing | Process | Natural Gas | Process Boiler - Hot Water Reset | A | UCT | 6.3959 | 0 | 0 | 6.3959 | 6.3959 | 6.3959 | 6.3959 | 6.3959 | 6.3959 | 6.3959 | 6.3959 | 6.3959 | 6.3959 | 6.3959 | 6.3959 | 6.3959 | 6.3959 | 6.3959 | 6.3959 | 6.3959 | 6.3959 | 6.3959 | 6.3959 | 6.3959 | 6.3959 | 6.3959 | 6.3959 | 6.3959
F3_Industrial_Industrial - ID_Existing_Process_Natural Gas_Process Boiler - Hot Water Reset_A | F3 | Industrial | Industrial - ID | Existing | Process | Natural Gas | Process Boiler - Hot Water Reset | A | RVT | 12.7384 | 0 | 0 | 12.7384 | 12.7384 | 12.7384 | 12.7384 | 12.7384 | 12.7384 | 12.7384 | 12.7384 | 12.7384 | 12.7384 | 12.7384 | 12.7384 | 12.7384 | 12.7384 | 12.7384 | 12.7384 | 12.7384 | 12.7384 | 12.7384 | 12.7384 | 12.7384 | 12.7384 | 12.7384 | 12.7384 | 12.7384
F4_Industrial_Industrial - ID_Existing_Process_Natural Gas_Process Boiler - Hot Water Reset_A | F4 | Industrial | Industrial - ID | Existing | Process | Natural Gas | Process Boiler - Hot Water Reset | A | RIM | 0.93148 | 0 | 0 | 0.93148 | 0.93148 | 0.93148 | 0.93148 | 0.93148 | 0.93148 | 0.93148 | 0.93148 | 0.93148 | 0.93148 | 0.93148 | 0.93148 | 0.93148 | 0.93148 | 0.93148 | 0.93148 | 0.93148 | 0.93148 | 0.93148 | 0.93148 | 0.93148 | 0.93148 | 0.93148 | 0.93148 | 0.93148
F1_Industrial_Industrial - ID_Existing_Process_Natural Gas_Process Boiler - Burner Control Optimization_A | F1 | Industrial | Industrial - ID | Existing | Process | Natural Gas | Process Boiler - Burner Control Optimization | A | TRC | 58.0552 | 0 | 0 | 58.0552 | 58.0552 | 58.0552 | 58.0552 | 58.0552 | 58.0552 | 58.0552 | 58.0552 | 58.0552 | 58.0552 | 58.0552 | 58.0552 | 58.0552 | 58.0552 | 58.0552 | 58.0552 | 58.0552 | 58.0552 | 58.0552 | 58.0552 | 58.0552 | 58.0552 | 58.0552 | 58.0552 | 58.0552
F2_Industrial_Industrial - ID_Existing_Process_Natural Gas_Process Boiler - Burner Control Optimization_A | F2 | Industrial | Industrial - ID | Existing | Process | Natural Gas | Process Boiler - Burner Control Optimization | A | UCT | 29.149 | 0 | 0 | 29.149 | 29.149 | 29.149 | 29.149 | 29.149 | 29.149 | 29.149 | 29.149 | 29.149 | 29.149 | 29.149 | 29.149 | 29.149 | 29.149 | 29.149 | 29.149 | 29.149 | 29.149 | 29.149 | 29.149 | 29.149 | 29.149 | 29.149 | 29.149 | 29.149
F3_Industrial_Industrial - ID_Existing_Process_Natural Gas_Process Boiler - Burner Control Optimization_A | F3 | Industrial | Industrial - ID | Existing | Process | Natural Gas | Process Boiler - Burner Control Optimization | A | RVT | 58.0552 | 0 | 0 | 58.0552 | 58.0552 | 58.0552 | 58.0552 | 58.0552 | 58.0552 | 58.0552 | 58.0552 | 58.0552 | 58.0552 | 58.0552 | 58.0552 | 58.0552 | 58.0552 | 58.0552 | 58.0552 | 58.0552 | 58.0552 | 58.0552 | 58.0552 | 58.0552 | 58.0552 | 58.0552 | 58.0552 | 58.0552
F4_Industrial_Industrial - ID_Existing_Process_Natural Gas_Process Boiler - Burner Control Optimization_A | F4 | Industrial | Industrial - ID | Existing | Process | Natural Gas | Process Boiler - Burner Control Optimization | A | RIM | 4.4732 | 0 | 0 | 4.4732 | 4.4732 | 4.4732 | 4.4732 | 4.4732 | 4.4732 | 4.4732 | 4.4732 | 4.4732 | 4.4732 | 4.4732 | 4.4732 | 4.4732 | 4.4732 | 4.4732 | 4.4732 | 4.4732 | 4.4732 | 4.4732 | 4.4732 | 4.4732 | 4.4732 | 4.4732 | 4.4732 | 4.4732
F1_Industrial_Industrial - ID_Existing_Process_Natural Gas_Process Boiler - Insulate Hot Water Lines_A | F1 | Industrial | Industrial - ID | Existing | Process | Natural Gas | Process Boiler - Insulate Hot Water Lines | A | TRC | 140.5354 | 0 | 0 | 140.5354 | 140.5354 | 140.5354 | 140.5354 | 140.5354 | 140.5354 | 140.5354 | 140.5354 | 140.5354 | 140.5354 | 140.5354 | 140.5354 | 140.5354 | 140.5354 | 140.5354 | 140.5354 | 140.5354 | 140.5354 | 140.5354 | 140.5354 | 140.5354 | 140.5354 | 140.5354 | 140.5354 | 140.5354
F2_Industrial_Industrial - ID_Existing_Process_Natural Gas_Process Boiler - Insulate Hot Water Lines_A | F2 | Industrial | Industrial - ID | Existing | Process | Natural Gas | Process Boiler - Insulate Hot Water Lines | A | UCT | 70.5616 | 0 | 0 | 70.5616 | 70.5616 | 70.5616 | 70.5616 | 70.5616 | 70.5616 | 70.5616 | 70.5616 | 70.5616 | 70.5616 | 70.5616 | 70.5616 | 70.5616 | 70.5616 | 70.5616 | 70.5616 | 70.5616 | 70.5616 | 70.5616 | 70.5616 | 70.5616 | 70.5616 | 70.5616 | 70.5616 | 70.5616
F3_Industrial_Industrial - ID_Existing_Process_Natural Gas_Process Boiler - Insulate Hot Water Lines_A | F3 | Industrial | Industrial - ID | Existing | Process | Natural Gas | Process Boiler - Insulate Hot Water Lines | A | RVT | 140.5354 | 0 | 0 | 140.5354 | 140.5354 | 140.5354 | 140.5354 | 140.5354 | 140.5354 | 140.5354 | 140.5354 | 140.5354 | 140.5354 | 140.5354 | 140.5354 | 140.5354 | 140.5354 | 140.5354 | 140.5354 | 140.5354 | 140.5354 | 140.5354 | 140.5354 | 140.5354 | 140.5354 | 140.5354 | 140.5354 | 140.5354
F4_Industrial_Industrial - ID_Existing_Process_Natural Gas_Process Boiler - Insulate Hot Water Lines_A | F4 | Industrial | Industrial - ID | Existing | Process | Natural Gas | Process Boiler - Insulate Hot Water Lines | A | RIM | 14.5551 | 0 | 0 | 14.5551 | 14.5551 | 14.5551 | 14.5551 | 14.5551 | 14.5551 | 14.5551 | 14.5551 | 14.5551 | 14.5551 | 14.5551 | 14.5551 | 14.5551 | 14.5551 | 14.5551 | 14.5551 | 14.5551 | 14.5551 | 14.5551 | 14.5551 | 14.5551 | 14.5551 | 14.5551 | 14.5551 | 14.5551
F1_Industrial_Industrial - ID_Existing_Process_Natural Gas_Process Boiler - Insulate Steam Lines/Condensate Tank_A | F1 | Industrial | Industrial - ID | Existing | Process | Natural Gas | Process Boiler - Insulate Steam Lines/Condensate Tank | A | TRC | 41.4117 | 0 | 0 | 41.4117 | 41.4117 | 41.4117 | 41.4117 | 41.4117 | 41.4117 | 41.4117 | 41.4117 | 41.4117 | 41.4117 | 41.4117 | 41.4117 | 41.4117 | 41.4117 | 41.4117 | 41.4117 | 41.4117 | 41.4117 | 41.4117 | 41.4117 | 41.4117 | 41.4117 | 41.4117 | 41.4117 | 41.4117
F2_Industrial_Industrial - ID_Existing_Process_Natural Gas_Process Boiler - Insulate Steam Lines/Condensate Tank_A | F2 | Industrial | Industrial - ID | Existing | Process | Natural Gas | Process Boiler - Insulate Steam Lines/Condensate Tank | A | UCT | 20.7925 | 0 | 0 | 20.7925 | 20.7925 | 20.7925 | 20.7925 | 20.7925 | 20.7925 | 20.7925 | 20.7925 | 20.7925 | 20.7925 | 20.7925 | 20.7925 | 20.7925 | 20.7925 | 20.7925 | 20.7925 | 20.7925 | 20.7925 | 20.7925 | 20.7925 | 20.7925 | 20.7925 | 20.7925 | 20.7925 | 20.7925
F3_Industrial_Industrial - ID_Existing_Process_Natural Gas_Process Boiler - Insulate Steam Lines/Condensate Tank_A | F3 | Industrial | Industrial - ID | Existing | Process | Natural Gas | Process Boiler - Insulate Steam Lines/Condensate Tank | A | RVT | 41.4117 | 0 | 0 | 41.4117 | 41.4117 | 41.4117 | 41.4117 | 41.4117 | 41.4117 | 41.4117 | 41.4117 | 41.4117 | 41.4117 | 41.4117 | 41.4117 | 41.4117 | 41.4117 | 41.4117 | 41.4117 | 41.4117 | 41.4117 | 41.4117 | 41.4117 | 41.4117 | 41.4117 | 41.4117 | 41.4117 | 41.4117
F4_Industrial_Industrial - ID_Existing_Process_Natural Gas_Process Boiler - Insulate Steam Lines/Condensate Tank_A | F4 | Industrial | Industrial - ID | Existing | Process | Natural Gas | Process Boiler - Insulate Steam Lines/Condensate Tank | A | RIM | 3.5269 | 0 | 0 | 3.5269 | 3.5269 | 3.5269 | 3.5269 | 3.5269 | 3.5269 | 3.5269 | 3.5269 | 3.5269 | 3.5269 | 3.5269 | 3.5269 | 3.5269 | 3.5269 | 3.5269 | 3.5269 | 3.5269 | 3.5269 | 3.5269 | 3.5269 | 3.5269 | 3.5269 | 3.5269 | 3.5269 | 3.5269
F1_Industrial_Industrial - ID_Existing_Process_Natural Gas_Process Boiler - Stack Economizer_A | F1 | Industrial | Industrial - ID | Existing | Process | Natural Gas | Process Boiler - Stack Economizer | A | TRC | 213.4388 | 0 | 0 | 213.4388 | 213.4388 | 213.4388 | 213.4388 | 213.4388 | 213.4388 | 213.4388 | 213.4388 | 213.4388 | 213.4388 | 213.4388 | 213.4388 | 213.4388 | 213.4388 | 213.4388 | 213.4388 | 213.4388 | 213.4388 | 213.4388 | 213.4388 | 213.4388 | 213.4388 | 213.4388 | 213.4388 | 213.4388
F2_Industrial_Industrial - ID_Existing_Process_Natural Gas_Process Boiler - Stack Economizer_A | F2 | Industrial | Industrial - ID | Existing | Process | Natural Gas | Process Boiler - Stack Economizer | A | UCT | 107.1658 | 0 | 0 | 107.1658 | 107.1658 | 107.1658 | 107.1658 | 107.1658 | 107.1658 | 107.1658 | 107.1658 | 107.1658 | 107.1658 | 107.1658 | 107.1658 | 107.1658 | 107.1658 | 107.1658 | 107.1658 | 107.1658 | 107.1658 | 107.1658 | 107.1658 | 107.1658 | 107.1658 | 107.1658 | 107.1658 | 107.1658
F3_Industrial_Industrial - ID_Existing_Process_Natural Gas_Process Boiler - Stack Economizer_A | F3 | Industrial | Industrial - ID | Existing | Process | Natural Gas | Process Boiler - Stack Economizer | A | RVT | 213.4388 | 0 | 0 | 213.4388 | 213.4388 | 213.4388 | 213.4388 | 213.4388 | 213.4388 | 213.4388 | 213.4388 | 213.4388 | 213.4388 | 213.4388 | 213.4388 | 213.4388 | 213.4388 | 213.4388 | 213.4388 | 213.4388 | 213.4388 | 213.4388 | 213.4388 | 213.4388 | 213.4388 | 213.4388 | 213.4388 | 213.4388
F4_Industrial_Industrial - ID_Existing_Process_Natural Gas_Process Boiler - Stack Economizer_A | F4 | Industrial | Industrial - ID | Existing | Process | Natural Gas | Process Boiler - Stack Economizer | A | RIM | 18.178 | 0 | 0 | 18.178 | 18.178 | 18.178 | 18.178 | 18.178 | 18.178 | 18.178 | 18.178 | 18.178 | 18.178 | 18.178 | 18.178 | 18.178 | 18.178 | 18.178 | 18.178 | 18.178 | 18.178 | 18.178 | 18.178 | 18.178 | 18.178 | 18.178 | 18.178 | 18.178
F1_Industrial_Industrial - ID_Existing_Process_Natural Gas_Process Boiler - Steam Trap Replacement_A | F1 | Industrial | Industrial - ID | Existing | Process | Natural Gas | Process Boiler - Steam Trap Replacement | A | TRC | 0.084351 | 0 | 0 | 0.084351 | 0.084351 | 0.084351 | 0.084351 | 0.084351 | 0.084351 | 0.084351 | 0.084351 | 0.084351 | 0.084351 | 0.084351 | 0.084351 | 0.084351 | 0.084351 | 0.084351 | 0.084351 | 0.084351 | 0.084351 | 0.084351 | 0.084351 | 0.084351 | 0.084351 | 0.084351 | 0.084351 | 0.084351
F2_Industrial_Industrial - ID_Existing_Process_Natural Gas_Process Boiler - Steam Trap Replacement_A | F2 | Industrial | Industrial - ID | Existing | Process | Natural Gas | Process Boiler - Steam Trap Replacement | A | UCT | 0.042352 | 0 | 0 | 0.042352 | 0.042352 | 0.042352 | 0.042352 | 0.042352 | 0.042352 | 0.042352 | 0.042352 | 0.042352 | 0.042352 | 0.042352 | 0.042352 | 0.042352 | 0.042352 | 0.042352 | 0.042352 | 0.042352 | 0.042352 | 0.042352 | 0.042352 | 0.042352 | 0.042352 | 0.042352 | 0.042352 | 0.042352
F3_Industrial_Industrial - ID_Existing_Process_Natural Gas_Process Boiler - Steam Trap Replacement_A | F3 | Industrial | Industrial - ID | Existing | Process | Natural Gas | Process Boiler - Steam Trap Replacement | A | RVT | 0.084351 | 0 | 0 | 0.084351 | 0.084351 | 0.084351 | 0.084351 | 0.084351 | 0.084351 | 0.084351 | 0.084351 | 0.084351 | 0.084351 | 0.084351 | 0.084351 | 0.084351 | 0.084351 | 0.084351 | 0.084351 | 0.084351 | 0.084351 | 0.084351 | 0.084351 | 0.084351 | 0.084351 | 0.084351 | 0.084351 | 0.084351
F4_Industrial_Industrial - ID_Existing_Process_Natural Gas_Process Boiler - Steam Trap Replacement_A | F4 | Industrial | Industrial - ID | Existing | Process | Natural Gas | Process Boiler - Steam Trap Replacement | A | RIM | 0.013767 | 0 | 0 | 0.013767 | 0.013767 | 0.013767 | 0.013767 | 0.013767 | 0.013767 | 0.013767 | 0.013767 | 0.013767 | 0.013767 | 0.013767 | 0.013767 | 0.013767 | 0.013767 | 0.013767 | 0.013767 | 0.013767 | 0.013767 | 0.013767 | 0.013767 | 0.013767 | 0.013767 | 0.013767 | 0.013767 | 0.013767
F1_Industrial_Industrial - ID_Existing_Process_Natural Gas_Process Boiler - Maintenance_A | F1 | Industrial | Industrial - ID | Existing | Process | Natural Gas | Process Boiler - Maintenance | A | TRC | 109.2289 | 0 | 0 | 109.2289 | 109.2289 | 109.2289 | 109.2289 | 109.2289 | 109.2289 | 109.2289 | 109.2289 | 109.2289 | 109.2289 | 109.2289 | 109.2289 | 109.2289 | 109.2289 | 109.2289 | 109.2289 | 109.2289 | 109.2289 | 109.2289 | 109.2289 | 109.2289 | 109.2289 | 109.2289 | 109.2289 | 109.2289
F2_Industrial_Industrial - ID_Existing_Process_Natural Gas_Process Boiler - Maintenance_A | F2 | Industrial | Industrial - ID | Existing | Process | Natural Gas | Process Boiler - Maintenance | A | UCT | 54.8429 | 0 | 0 | 54.8429 | 54.8429 | 54.8429 | 54.8429 | 54.8429 | 54.8429 | 54.8429 | 54.8429 | 54.8429 | 54.8429 | 54.8429 | 54.8429 | 54.8429 | 54.8429 | 54.8429 | 54.8429 | 54.8429 | 54.8429 | 54.8429 | 54.8429 | 54.8429 | 54.8429 | 54.8429 | 54.8429 | 54.8429
F3_Industrial_Industrial - ID_Existing_Process_Natural Gas_Process Boiler - Maintenance_A | F3 | Industrial | Industrial - ID | Existing | Process | Natural Gas | Process Boiler - Maintenance | A | RVT | 109.2289 | 0 | 0 | 109.2289 | 109.2289 | 109.2289 | 109.2289 | 109.2289 | 109.2289 | 109.2289 | 109.2289 | 109.2289 | 109.2289 | 109.2289 | 109.2289 | 109.2289 | 109.2289 | 109.2289 | 109.2289 | 109.2289 | 109.2289 | 109.2289 | 109.2289 | 109.2289 | 109.2289 | 109.2289 | 109.2289 | 109.2289
F4_Industrial_Industrial - ID_Existing_Process_Natural Gas_Process Boiler - Maintenance_A | F4 | Industrial | Industrial - ID | Existing | Process | Natural Gas | Process Boiler - Maintenance | A | RIM | 32.4168 | 0 | 0 | 32.4168 | 32.4168 | 32.4168 | 32.4168 | 32.4168 | 32.4168 | 32.4168 | 32.4168 | 32.4168 | 32.4168 | 32.4168 | 32.4168 | 32.4168 | 32.4168 | 32.4168 | 32.4168 | 32.4168 | 32.4168 | 32.4168 | 32.4168 | 32.4168 | 32.4168 | 32.4168 | 32.4168 | 32.4168
F1_Industrial_Industrial - ID_Existing_Process_Natural Gas_Process - Heat Recovery_A | F1 | Industrial | Industrial - ID | Existing | Process | Natural Gas | Process - Heat Recovery | A | TRC | 206.7167 | 0 | 0 | 206.7167 | 206.7167 | 206.7167 | 206.7167 | 206.7167 | 206.7167 | 206.7167 | 206.7167 | 206.7167 | 206.7167 | 206.7167 | 206.7167 | 206.7167 | 206.7167 | 206.7167 | 206.7167 | 206.7167 | 206.7167 | 206.7167 | 206.7167 | 206.7167 | 206.7167 | 206.7167 | 206.7167 | 206.7167
F2_Industrial_Industrial - ID_Existing_Process_Natural Gas_Process - Heat Recovery_A | F2 | Industrial | Industrial - ID | Existing | Process | Natural Gas | Process - Heat Recovery | A | UCT | 103.7906 | 0 | 0 | 103.7906 | 103.7906 | 103.7906 | 103.7906 | 103.7906 | 103.7906 | 103.7906 | 103.7906 | 103.7906 | 103.7906 | 103.7906 | 103.7906 | 103.7906 | 103.7906 | 103.7906 | 103.7906 | 103.7906 | 103.7906 | 103.7906 | 103.7906 | 103.7906 | 103.7906 | 103.7906 | 103.7906 | 103.7906
F3_Industrial_Industrial - ID_Existing_Process_Natural Gas_Process - Heat Recovery_A | F3 | Industrial | Industrial - ID | Existing | Process | Natural Gas | Process - Heat Recovery | A | RVT | 206.7167 | 0 | 0 | 206.7167 | 206.7167 | 206.7167 | 206.7167 | 206.7167 | 206.7167 | 206.7167 | 206.7167 | 206.7167 | 206.7167 | 206.7167 | 206.7167 | 206.7167 | 206.7167 | 206.7167 | 206.7167 | 206.7167 | 206.7167 | 206.7167 | 206.7167 | 206.7167 | 206.7167 | 206.7167 | 206.7167 | 206.7167
F4_Industrial_Industrial - ID_Existing_Process_Natural Gas_Process - Heat Recovery_A | F4 | Industrial | Industrial - ID | Existing | Process | Natural Gas | Process - Heat Recovery | A | RIM | 15.1159 | 0 | 0 | 15.1159 | 15.1159 | 15.1159 | 15.1159 | 15.1159 | 15.1159 | 15.1159 | 15.1159 | 15.1159 | 15.1159 | 15.1159 | 15.1159 | 15.1159 | 15.1159 | 15.1159 | 15.1159 | 15.1159 | 15.1159 | 15.1159 | 15.1159 | 15.1159 | 15.1159 | 15.1159 | 15.1159 | 15.1159
F1_Industrial_Industrial - ID_Existing_Space Heating_Natural Gas_Strategic Energy Management_A | F1 | Industrial | Industrial - ID | Existing | Space Heating | Natural Gas | Strategic Energy Management | A | TRC | 258.0645 | 0 | 0 | 256.9779 | 257.0712 | 257.1714 | 257.2774 | 257.3885 | 257.5037 | 257.6223 | 257.7437 | 257.8672 | 257.9921 | 258.1179 | 258.2442 | 258.3705 | 258.4963 | 258.6212 | 258.7448 | 258.8669 | 258.9803 | 259.0861 | 259.1833 | 259.2728 | 259.3551 | 259.4308 | 259.5005 | 259.5646
F2_Industrial_Industrial - ID_Existing_Space Heating_Natural Gas_Strategic Energy Management_A | F2 | Industrial | Industrial - ID | Existing | Space Heating | Natural Gas | Strategic Energy Management | A | UCT | 189.4014 | 0 | 0 | 188.6038 | 188.6723 | 188.7459 | 188.8237 | 188.9052 | 188.9898 | 189.0768 | 189.1659 | 189.2565 | 189.3482 | 189.4406 | 189.5333 | 189.6259 | 189.7182 | 189.8099 | 189.9007 | 189.9903 | 190.0735 | 190.1511 | 190.2225 | 190.2882 | 190.3486 | 190.4042 | 190.4553 | 190.5023
F3_Industrial_Industrial - ID_Existing_Space Heating_Natural Gas_Strategic Energy Management_A | F3 | Industrial | Industrial - ID | Existing | Space Heating | Natural Gas | Strategic Energy Management | A | RVT | 258.0645 | 0 | 0 | 256.9779 | 257.0712 | 257.1714 | 257.2774 | 257.3885 | 257.5037 | 257.6223 | 257.7437 | 257.8672 | 257.9921 | 258.1179 | 258.2442 | 258.3705 | 258.4963 | 258.6212 | 258.7448 | 258.8669 | 258.9803 | 259.0861 | 259.1833 | 259.2728 | 259.3551 | 259.4308 | 259.5005 | 259.5646
F4_Industrial_Industrial - ID_Existing_Space Heating_Natural Gas_Strategic Energy Management_A | F4 | Industrial | Industrial - ID | Existing | Space Heating | Natural Gas | Strategic Energy Management | A | RIM | 99.3487 | 0 | 0 | 98.9303 | 98.9663 | 99.0048 | 99.0457 | 99.0884 | 99.1328 | 99.1785 | 99.2252 | 99.2727 | 99.3208 | 99.3692 | 99.4179 | 99.4665 | 99.5149 | 99.563 | 99.6106 | 99.6576 | 99.7012 | 99.7419 | 99.7794 | 99.8138 | 99.8455 | 99.8747 | 99.9015 | 99.9262
F1_Industrial_Industrial - ID_Existing_Process_Natural Gas_Strategic Energy Management_A | F1 | Industrial | Industrial - ID | Existing | Process | Natural Gas | Strategic Energy Management | A | TRC | 258.0645 | 0 | 0 | 256.9779 | 257.0712 | 257.1714 | 257.2774 | 257.3885 | 257.5037 | 257.6223 | 257.7437 | 257.8672 | 257.9921 | 258.1179 | 258.2442 | 258.3705 | 258.4963 | 258.6212 | 258.7448 | 258.8669 | 258.9803 | 259.0861 | 259.1833 | 259.2728 | 259.3551 | 259.4308 | 259.5005 | 259.5646
F2_Industrial_Industrial - ID_Existing_Process_Natural Gas_Strategic Energy Management_A | F2 | Industrial | Industrial - ID | Existing | Process | Natural Gas | Strategic Energy Management | A | UCT | 189.4014 | 0 | 0 | 188.6038 | 188.6723 | 188.7459 | 188.8237 | 188.9052 | 188.9898 | 189.0768 | 189.1659 | 189.2565 | 189.3482 | 189.4406 | 189.5333 | 189.6259 | 189.7182 | 189.8099 | 189.9007 | 189.9903 | 190.0735 | 190.1511 | 190.2225 | 190.2882 | 190.3486 | 190.4042 | 190.4553 | 190.5023
F3_Industrial_Industrial - ID_Existing_Process_Natural Gas_Strategic Energy Management_A | F3 | Industrial | Industrial - ID | Existing | Process | Natural Gas | Strategic Energy Management | A | RVT | 258.0645 | 0 | 0 | 256.9779 | 257.0712 | 257.1714 | 257.2774 | 257.3885 | 257.5037 | 257.6223 | 257.7437 | 257.8672 | 257.9921 | 258.1179 | 258.2442 | 258.3705 | 258.4963 | 258.6212 | 258.7448 | 258.8669 | 258.9803 | 259.0861 | 259.1833 | 259.2728 | 259.3551 | 259.4308 | 259.5005 | 259.5646
F4_Industrial_Industrial - ID_Existing_Process_Natural Gas_Strategic Energy Management_A | F4 | Industrial | Industrial - ID | Existing | Process | Natural Gas | Strategic Energy Management | A | RIM | 99.3487 | 0 | 0 | 98.9303 | 98.9663 | 99.0048 | 99.0457 | 99.0884 | 99.1328 | 99.1785 | 99.2252 | 99.2727 | 99.3208 | 99.3692 | 99.4179 | 99.4665 | 99.5149 | 99.563 | 99.6106 | 99.6576 | 99.7012 | 99.7419 | 99.7794 | 99.8138 | 99.8455 | 99.8747 | 99.9015 | 99.9262
F1_Industrial_Industrial - ID_Existing_Miscellaneous_Natural Gas_Strategic Energy Management_A | F1 | Industrial | Industrial - ID | Existing | Miscellaneous | Natural Gas | Strategic Energy Management | A | TRC | 258.0645 | 0 | 0 | 256.9779 | 257.0712 | 257.1714 | 257.2774 | 257.3885 | 257.5037 | 257.6223 | 257.7437 | 257.8672 | 257.9921 | 258.1179 | 258.2442 | 258.3705 | 258.4963 | 258.6212 | 258.7448 | 258.8669 | 258.9803 | 259.0861 | 259.1833 | 259.2728 | 259.3551 | 259.4308 | 259.5005 | 259.5646
F2_Industrial_Industrial - ID_Existing_Miscellaneous_Natural Gas_Strategic Energy Management_A | F2 | Industrial | Industrial - ID | Existing | Miscellaneous | Natural Gas | Strategic Energy Management | A | UCT | 189.4014 | 0 | 0 | 188.6038 | 188.6723 | 188.7459 | 188.8237 | 188.9052 | 188.9898 | 189.0768 | 189.1659 | 189.2565 | 189.3482 | 189.4406 | 189.5333 | 189.6259 | 189.7182 | 189.8099 | 189.9007 | 189.9903 | 190.0735 | 190.1511 | 190.2225 | 190.2882 | 190.3486 | 190.4042 | 190.4553 | 190.5023
F3_Industrial_Industrial - ID_Existing_Miscellaneous_Natural Gas_Strategic Energy Management_A | F3 | Industrial | Industrial - ID | Existing | Miscellaneous | Natural Gas | Strategic Energy Management | A | RVT | 258.0645 | 0 | 0 | 256.9779 | 257.0712 | 257.1714 | 257.2774 | 257.3885 | 257.5037 | 257.6223 | 257.7437 | 257.8672 | 257.9921 | 258.1179 | 258.2442 | 258.3705 | 258.4963 | 258.6212 | 258.7448 | 258.8669 | 258.9803 | 259.0861 | 259.1833 | 259.2728 | 259.3551 | 259.4308 | 259.5005 | 259.5646
F4_Industrial_Industrial - ID_Existing_Miscellaneous_Natural Gas_Strategic Energy Management_A | F4 | Industrial | Industrial - ID | Existing | Miscellaneous | Natural Gas | Strategic Energy Management | A | RIM | 99.3487 | 0 | 0 | 98.9303 | 98.9663 | 99.0048 | 99.0457 | 99.0884 | 99.1328 | 99.1785 | 99.2252 | 99.2727 | 99.3208 | 99.3692 | 99.4179 | 99.4665 | 99.5149 | 99.563 | 99.6106 | 99.6576 | 99.7012 | 99.7419 | 99.7794 | 99.8138 | 99.8455 | 99.8747 | 99.9015 | 99.9262
F1_Industrial_Industrial - ID_Existing_Space Heating_Natural Gas_Retrocommissioning_A | F1 | Industrial | Industrial - ID | Existing | Space Heating | Natural Gas | Retrocommissioning | A | TRC | 991.5208 | 0 | 0 | 969.8829 | 971.7114 | 973.6802 | 975.7714 | 977.9689 | 980.2575 | 982.623 | 985.0524 | 987.5334 | 990.0546 | 992.6052 | 995.1753 | 997.7553 | 1000.3365 | 1002.9105 | 1005.4695 | 1008.006 | 1010.3722 | 1012.5861 | 1014.6296 | 1016.5155 | 1018.2554 | 1019.8603 | 1021.3402 | 1022.7047
F2_Industrial_Industrial - ID_Existing_Space Heating_Natural Gas_Retrocommissioning_A | F2 | Industrial | Industrial - ID | Existing | Space Heating | Natural Gas | Retrocommissioning | A | UCT | 881.6422 | 0 | 0 | 862.4022 | 864.0281 | 865.7787 | 867.6382 | 869.5922 | 871.6271 | 873.7305 | 875.8907 | 878.0967 | 880.3385 | 882.6065 | 884.8917 | 887.1859 | 889.481 | 891.7698 | 894.0452 | 896.3006 | 898.4046 | 900.3731 | 902.1902 | 903.8671 | 905.4142 | 906.8412 | 908.1571 | 909.3704
F3_Industrial_Industrial - ID_Existing_Space Heating_Natural Gas_Retrocommissioning_A | F3 | Industrial | Industrial - ID | Existing | Space Heating | Natural Gas | Retrocommissioning | A | RVT | 991.5208 | 0 | 0 | 969.8829 | 971.7114 | 973.6802 | 975.7714 | 977.9689 | 980.2575 | 982.623 | 985.0524 | 987.5334 | 990.0546 | 992.6052 | 995.1753 | 997.7553 | 1000.3365 | 1002.9105 | 1005.4695 | 1008.006 | 1010.3722 | 1012.5861 | 1014.6296 | 1016.5155 | 1018.2554 | 1019.8603 | 1021.3402 | 1022.7047
F4_Industrial_Industrial - ID_Existing_Space Heating_Natural Gas_Retrocommissioning_A | F4 | Industrial | Industrial - ID | Existing | Space Heating | Natural Gas | Retrocommissioning | A | RIM | 440.2726 | 0 | 0 | 430.6646 | 431.4765 | 432.3507 | 433.2793 | 434.2551 | 435.2713 | 436.3217 | 437.4004 | 438.5021 | 439.6216 | 440.7542 | 441.8954 | 443.041 | 444.1872 | 445.3301 | 446.4664 | 447.5927 | 448.6434 | 449.6264 | 450.5338 | 451.3712 | 452.1438 | 452.8564 | 453.5136 | 454.1195
F1_Industrial_Industrial - ID_Existing_Process_Natural Gas_Retrocommissioning_A | F1 | Industrial | Industrial - ID | Existing | Process | Natural Gas | Retrocommissioning | A | TRC | 991.5208 | 0 | 0 | 969.8829 | 971.7114 | 973.6802 | 975.7714 | 977.9689 | 980.2575 | 982.623 | 985.0524 | 987.5334 | 990.0546 | 992.6052 | 995.1753 | 997.7553 | 1000.3365 | 1002.9105 | 1005.4695 | 1008.006 | 1010.3722 | 1012.5861 | 1014.6296 | 1016.5155 | 1018.2554 | 1019.8603 | 1021.3402 | 1022.7047
F2_Industrial_Industrial - ID_Existing_Process_Natural Gas_Retrocommissioning_A | F2 | Industrial | Industrial - ID | Existing | Process | Natural Gas | Retrocommissioning | A | UCT | 881.6422 | 0 | 0 | 862.4022 | 864.0281 | 865.7787 | 867.6382 | 869.5922 | 871.6271 | 873.7305 | 875.8907 | 878.0967 | 880.3385 | 882.6065 | 884.8917 | 887.1859 | 889.481 | 891.7698 | 894.0452 | 896.3006 | 898.4046 | 900.3731 | 902.1902 | 903.8671 | 905.4142 | 906.8412 | 908.1571 | 909.3704
F3_Industrial_Industrial - ID_Existing_Process_Natural Gas_Retrocommissioning_A | F3 | Industrial | Industrial - ID | Existing | Process | Natural Gas | Retrocommissioning | A | RVT | 991.5208 | 0 | 0 | 969.8829 | 971.7114 | 973.6802 | 975.7714 | 977.9689 | 980.2575 | 982.623 | 985.0524 | 987.5334 | 990.0546 | 992.6052 | 995.1753 | 997.7553 | 1000.3365 | 1002.9105 | 1005.4695 | 1008.006 | 1010.3722 | 1012.5861 | 1014.6296 | 1016.5155 | 1018.2554 | 1019.8603 | 1021.3402 | 1022.7047
F4_Industrial_Industrial - ID_Existing_Process_Natural Gas_Retrocommissioning_A | F4 | Industrial | Industrial - ID | Existing | Process | Natural Gas | Retrocommissioning | A | RIM | 440.2726 | 0 | 0 | 430.6646 | 431.4765 | 432.3507 | 433.2793 | 434.2551 | 435.2713 | 436.3217 | 437.4004 | 438.5021 | 439.6216 | 440.7542 | 441.8954 | 443.041 | 444.1872 | 445.3301 | 446.4664 | 447.5927 | 448.6434 | 449.6264 | 450.5338 | 451.3712 | 452.1438 | 452.8564 | 453.5136 | 454.1195
F1_Industrial_Industrial - ID_New_Space Heating_Natural Gas_Insulation - Ceiling_A | F1 | Industrial | Industrial - ID | New | Space Heating | Natural Gas | Insulation - Ceiling | A | TRC | 839.1075 | 0 | 0 | 814.5275 | 837.1349 | 839.0113 | 839.7304 | 840.1038 | 840.3343 | 840.4907 | 840.6039 | 840.6894 | 840.7565 | 840.8103 | 840.8546 | 840.8916 | 840.923 | 840.9499 | 840.9733 | 840.9938 | 841.019 | 841.0594 | 841.0941 | 841.1242 | 841.1503 | 841.173 | 841.1929 | 841.2103
F2_Industrial_Industrial - ID_New_Space Heating_Natural Gas_Insulation - Ceiling_A | F2 | Industrial | Industrial - ID | New | Space Heating | Natural Gas | Insulation - Ceiling | A | UCT | 473.6306 | 0 | 0 | 459.7565 | 472.5171 | 473.5763 | 473.9822 | 474.1929 | 474.323 | 474.4113 | 474.4752 | 474.5235 | 474.5613 | 474.5917 | 474.6167 | 474.6376 | 474.6553 | 474.6705 | 474.6837 | 474.6953 | 474.7095 | 474.7323 | 474.7519 | 474.7689 | 474.7836 | 474.7964 | 474.8077 | 474.8175
F3_Industrial_Industrial - ID_New_Space Heating_Natural Gas_Insulation - Ceiling_A | F3 | Industrial | Industrial - ID | New | Space Heating | Natural Gas | Insulation - Ceiling | A | RVT | 839.1075 | 0 | 0 | 814.5275 | 837.1349 | 839.0113 | 839.7304 | 840.1038 | 840.3343 | 840.4907 | 840.6039 | 840.6894 | 840.7565 | 840.8103 | 840.8546 | 840.8916 | 840.923 | 840.9499 | 840.9733 | 840.9938 | 841.019 | 841.0594 | 841.0941 | 841.1242 | 841.1503 | 841.173 | 841.1929 | 841.2103
F4_Industrial_Industrial - ID_New_Space Heating_Natural Gas_Insulation - Ceiling_A | F4 | Industrial | Industrial - ID | New | Space Heating | Natural Gas | Insulation - Ceiling | A | RIM | 60.6678 | 0 | 0 | 58.8906 | 60.5252 | 60.6608 | 60.7128 | 60.7398 | 60.7565 | 60.7678 | 60.776 | 60.7822 | 60.787 | 60.7909 | 60.7941 | 60.7968 | 60.799 | 60.801 | 60.8027 | 60.8042 | 60.806 | 60.8089 | 60.8114 | 60.8136 | 60.8155 | 60.8171 | 60.8186 | 60.8198
F1_Industrial_Industrial - ID_New_Space Heating_Natural Gas_Insulation - Wall Cavity_A | F1 | Industrial | Industrial - ID | New | Space Heating | Natural Gas | Insulation - Wall Cavity | A | TRC | -4.9134 | 0 | 0 | -4.7694 | -4.9018 | -4.9128 | -4.917 | -4.9192 | -4.9205 | -4.9215 | -4.9221 | -4.9226 | -4.923 | -4.9233 | -4.9236 | -4.9238 | -4.924 | -4.9242 | -4.9243 | -4.9244 | -4.9246 | -4.9248 | -4.925 | -4.9252 | -4.9253 | -4.9255 | -4.9256 | -4.9257
F2_Industrial_Industrial - ID_New_Space Heating_Natural Gas_Insulation - Wall Cavity_A | F2 | Industrial | Industrial - ID | New | Space Heating | Natural Gas | Insulation - Wall Cavity | A | UCT | 150.9253 | 0 | 0 | 146.5043 | 150.5705 | 150.908 | 151.0374 | 151.1045 | 151.146 | 151.1741 | 151.1945 | 151.2098 | 151.2219 | 151.2316 | 151.2396 | 151.2462 | 151.2519 | 151.2567 | 151.2609 | 151.2646 | 151.2691 | 151.2764 | 151.2826 | 151.288 | 151.2927 | 151.2968 | 151.3004 | 151.3035
F3_Industrial_Industrial - ID_New_Space Heating_Natural Gas_Insulation - Wall Cavity_A | F3 | Industrial | Industrial - ID | New | Space Heating | Natural Gas | Insulation - Wall Cavity | A | RVT | -4.9134 | 0 | 0 | -4.7694 | -4.9018 | -4.9128 | -4.917 | -4.9192 | -4.9205 | -4.9215 | -4.9221 | -4.9226 | -4.923 | -4.9233 | -4.9236 | -4.9238 | -4.924 | -4.9242 | -4.9243 | -4.9244 | -4.9246 | -4.9248 | -4.925 | -4.9252 | -4.9253 | -4.9255 | -4.9256 | -4.9257
F4_Industrial_Industrial - ID_New_Space Heating_Natural Gas_Insulation - Wall Cavity_A | F4 | Industrial | Industrial - ID | New | Space Heating | Natural Gas | Insulation - Wall Cavity | A | RIM | 13.4365 | 0 | 0 | 13.0429 | 13.4049 | 13.4349 | 13.4464 | 13.4524 | 13.4561 | 13.4586 | 13.4604 | 13.4618 | 13.4629 | 13.4637 | 13.4645 | 13.465 | 13.4655 | 13.466 | 13.4664 | 13.4667 | 13.4671 | 13.4677 | 13.4683 | 13.4688 | 13.4692 | 13.4695 | 13.4699 | 13.4701
F1_Industrial_Industrial - ID_New_Space Heating_Natural Gas_Insulation - Ducting_A | F1 | Industrial | Industrial - ID | New | Space Heating | Natural Gas | Insulation - Ducting | A | TRC | 2361.2004 | 0 | 0 | 2120.085 | 2340.4161 | 2360.1806 | 2367.82 | 2371.8009 | 2374.2634 | 2375.9368 | 2377.1479 | 2378.0649 | 2378.7832 | 2379.361 | 2379.8357 | 2380.2327 | 2380.5696 | 2380.8589 | 2381.1101 | 2381.3302 | 2381.6004 | 2382.0342 | 2382.4076 | 2382.7305 | 2383.0109 | 2383.2553 | 2383.4692 | 2383.6568
F2_Industrial_Industrial - ID_New_Space Heating_Natural Gas_Insulation - Ducting_A | F2 | Industrial | Industrial - ID | New | Space Heating | Natural Gas | Insulation - Ducting | A | UCT | 1418.5319 | 0 | 0 | 1273.6777 | 1406.0454 | 1417.9193 | 1422.5087 | 1424.9004 | 1426.3797 | 1427.3851 | 1428.1127 | 1428.6635 | 1429.0951 | 1429.4422 | 1429.7274 | 1429.9659 | 1430.1683 | 1430.3421 | 1430.493 | 1430.6253 | 1430.7876 | 1431.0482 | 1431.2725 | 1431.4665 | 1431.6349 | 1431.7818 | 1431.9103 | 1432.023
F3_Industrial_Industrial - ID_New_Space Heating_Natural Gas_Insulation - Ducting_A | F3 | Industrial | Industrial - ID | New | Space Heating | Natural Gas | Insulation - Ducting | A | RVT | 2361.2004 | 0 | 0 | 2120.085 | 2340.4161 | 2360.1806 | 2367.82 | 2371.8009 | 2374.2634 | 2375.9368 | 2377.1479 | 2378.0649 | 2378.7832 | 2379.361 | 2379.8357 | 2380.2327 | 2380.5696 | 2380.8589 | 2381.1101 | 2381.3302 | 2381.6004 | 2382.0342 | 2382.4076 | 2382.7305 | 2383.0109 | 2383.2553 | 2383.4692 | 2383.6568
F4_Industrial_Industrial - ID_New_Space Heating_Natural Gas_Insulation - Ducting_A | F4 | Industrial | Industrial - ID | New | Space Heating | Natural Gas | Insulation - Ducting | A | RIM | 186.3673 | 0 | 0 | 167.3363 | 184.7269 | 186.2869 | 186.8898 | 187.204 | 187.3984 | 187.5305 | 187.6261 | 187.6984 | 187.7551 | 187.8007 | 187.8382 | 187.8695 | 187.8961 | 187.919 | 187.9388 | 187.9562 | 187.9775 | 188.0117 | 188.0412 | 188.0667 | 188.0888 | 188.1081 | 188.125 | 188.1398
F1_Industrial_Industrial - ID_New_Space Heating_Natural Gas_Ducting - Repair and Sealing_A | F1 | Industrial | Industrial - ID | New | Space Heating | Natural Gas | Ducting - Repair and Sealing | A | TRC | -111.2904 | 0 | 0 | -99.9259 | -110.3108 | -111.2423 | -111.6024 | -111.79 | -111.9061 | -111.985 | -112.0421 | -112.0853 | -112.1191 | -112.1464 | -112.1687 | -112.1874 | -112.2033 | -112.217 | -112.2288 | -112.2392 | -112.2519 | -112.2724 | -112.29 | -112.3052 | -112.3184 | -112.3299 | -112.34 | -112.3488
F2_Industrial_Industrial - ID_New_Space Heating_Natural Gas_Ducting - Repair and Sealing_A | F2 | Industrial | Industrial - ID | New | Space Heating | Natural Gas | Ducting - Repair and Sealing | A | UCT | 247.6711 | 0 | 0 | 222.38 | 245.491 | 247.5641 | 248.3654 | 248.783 | 249.0413 | 249.2168 | 249.3439 | 249.44 | 249.5154 | 249.576 | 249.6258 | 249.6674 | 249.7028 | 249.7331 | 249.7595 | 249.7826 | 249.8109 | 249.8564 | 249.8956 | 249.9294 | 249.9588 | 249.9845 | 250.0069 | 250.0266
F3_Industrial_Industrial - ID_New_Space Heating_Natural Gas_Ducting - Repair and Sealing_A | F3 | Industrial | Industrial - ID | New | Space Heating | Natural Gas | Ducting - Repair and Sealing | A | RVT | -111.2904 | 0 | 0 | -99.9259 | -110.3108 | -111.2423 | -111.6024 | -111.79 | -111.9061 | -111.985 | -112.0421 | -112.0853 | -112.1191 | -112.1464 | -112.1687 | -112.1874 | -112.2033 | -112.217 | -112.2288 | -112.2392 | -112.2519 | -112.2724 | -112.29 | -112.3052 | -112.3184 | -112.3299 | -112.34 | -112.3488
F4_Industrial_Industrial - ID_New_Space Heating_Natural Gas_Ducting - Repair and Sealing_A | F4 | Industrial | Industrial - ID | New | Space Heating | Natural Gas | Ducting - Repair and Sealing | A | RIM | 22.0237 | 0 | 0 | 19.7747 | 21.8298 | 22.0141 | 22.0854 | 22.1225 | 22.1455 | 22.1611 | 22.1724 | 22.181 | 22.1877 | 22.193 | 22.1975 | 22.2012 | 22.2043 | 22.207 | 22.2094 | 22.2114 | 22.2139 | 22.218 | 22.2215 | 22.2245 | 22.2271 | 22.2294 | 22.2314 | 22.2331
F1_Industrial_Industrial - ID_New_Space Heating_Natural Gas_Building Shell - Air Sealing (Infiltration Control)_A | F1 | Industrial | Industrial - ID | New | Space Heating | Natural Gas | Building Shell - Air Sealing (Infiltration Control) | A | TRC | -39.4878 | 0 | 0 | -38.331 | -39.3949 | -39.4832 | -39.5171 | -39.5346 | -39.5455 | -39.5528 | -39.5582 | -39.5622 | -39.5653 | -39.5679 | -39.57 | -39.5717 | -39.5732 | -39.5745 | -39.5756 | -39.5765 | -39.5777 | -39.5796 | -39.5812 | -39.5827 | -39.5839 | -39.585 | -39.5859 | -39.5867
F2_Industrial_Industrial - ID_New_Space Heating_Natural Gas_Building Shell - Air Sealing (Infiltration Control)_A | F2 | Industrial | Industrial - ID | New | Space Heating | Natural Gas | Building Shell - Air Sealing (Infiltration Control) | A | UCT | 15.686 | 0 | 0 | 15.2265 | 15.6491 | 15.6842 | 15.6976 | 15.7046 | 15.7089 | 15.7119 | 15.714 | 15.7156 | 15.7168 | 15.7178 | 15.7187 | 15.7194 | 15.7199 | 15.7204 | 15.7209 | 15.7213 | 15.7217 | 15.7225 | 15.7231 | 15.7237 | 15.7242 | 15.7246 | 15.725 | 15.7253
F3_Industrial_Industrial - ID_New_Space Heating_Natural Gas_Building Shell - Air Sealing (Infiltration Control)_A | F3 | Industrial | Industrial - ID | New | Space Heating | Natural Gas | Building Shell - Air Sealing (Infiltration Control) | A | RVT | -39.4878 | 0 | 0 | -38.331 | -39.3949 | -39.4832 | -39.5171 | -39.5346 | -39.5455 | -39.5528 | -39.5582 | -39.5622 | -39.5653 | -39.5679 | -39.57 | -39.5717 | -39.5732 | -39.5745 | -39.5756 | -39.5765 | -39.5777 | -39.5796 | -39.5812 | -39.5827 | -39.5839 | -39.585 | -39.5859 | -39.5867
F4_Industrial_Industrial - ID_New_Space Heating_Natural Gas_Building Shell - Air Sealing (Infiltration Control)_A | F4 | Industrial | Industrial - ID | New | Space Heating | Natural Gas | Building Shell - Air Sealing (Infiltration Control) | A | RIM | 0.6674 | 0 | 0 | 0.64785 | 0.66584 | 0.66733 | 0.6679 | 0.6682 | 0.66838 | 0.6685 | 0.66859 | 0.66866 | 0.66872 | 0.66876 | 0.66879 | 0.66882 | 0.66885 | 0.66887 | 0.66889 | 0.6689 | 0.66892 | 0.66896 | 0.66898 | 0.66901 | 0.66903 | 0.66905 | 0.66906 | 0.66908
F1_Industrial_Industrial - ID_New_Space Heating_Natural Gas_Ventilation - Demand Controlled_A | F1 | Industrial | Industrial - ID | New | Space Heating | Natural Gas | Ventilation - Demand Controlled | A | TRC | 392.976 | 0 | 0 | 352.847 | 389.5168 | 392.8063 | 394.0777 | 394.7402 | 395.1501 | 395.4286 | 395.6301 | 395.7827 | 395.9023 | 395.9985 | 396.0775 | 396.1435 | 396.1996 | 396.2478 | 396.2896 | 396.3262 | 396.3712 | 396.4434 | 396.5055 | 396.5592 | 396.6059 | 396.6466 | 396.6822 | 396.7134
F2_Industrial_Industrial - ID_New_Space Heating_Natural Gas_Ventilation - Demand Controlled_A | F2 | Industrial | Industrial - ID | New | Space Heating | Natural Gas | Ventilation - Demand Controlled | A | UCT | 481.9021 | 0 | 0 | 432.6923 | 477.6601 | 481.6939 | 483.2531 | 484.0655 | 484.5681 | 484.9096 | 485.1568 | 485.344 | 485.4906 | 485.6085 | 485.7054 | 485.7864 | 485.8552 | 485.9142 | 485.9655 | 486.0104 | 486.0655 | 486.1541 | 486.2303 | 486.2962 | 486.3534 | 486.4033 | 486.4469 | 486.4852
F3_Industrial_Industrial - ID_New_Space Heating_Natural Gas_Ventilation - Demand Controlled_A | F3 | Industrial | Industrial - ID | New | Space Heating | Natural Gas | Ventilation - Demand Controlled | A | RVT | 392.976 | 0 | 0 | 352.847 | 389.5168 | 392.8063 | 394.0777 | 394.7402 | 395.1501 | 395.4286 | 395.6301 | 395.7827 | 395.9023 | 395.9985 | 396.0775 | 396.1435 | 396.1996 | 396.2478 | 396.2896 | 396.3262 | 396.3712 | 396.4434 | 396.5055 | 396.5592 | 396.6059 | 396.6466 | 396.6822 | 396.7134
F4_Industrial_Industrial - ID_New_Space Heating_Natural Gas_Ventilation - Demand Controlled_A | F4 | Industrial | Industrial - ID | New | Space Heating | Natural Gas | Ventilation - Demand Controlled | A | RIM | 83.8184 | 0 | 0 | 75.2592 | 83.0806 | 83.7822 | 84.0533 | 84.1947 | 84.2821 | 84.3415 | 84.3845 | 84.417 | 84.4425 | 84.463 | 84.4799 | 84.494 | 84.5059 | 84.5162 | 84.5251 | 84.5329 | 84.5425 | 84.5579 | 84.5712 | 84.5826 | 84.5926 | 84.6013 | 84.6089 | 84.6155
F1_Industrial_Industrial - ID_New_Space Heating_Natural Gas_Destratification Fans (HVLS)_A | F1 | Industrial | Industrial - ID | New | Space Heating | Natural Gas | Destratification Fans (HVLS) | A | TRC | 11.9406 | 0 | 0 | 11.5908 | 11.9125 | 11.9392 | 11.9495 | 11.9548 | 11.9581 | 11.9603 | 11.9619 | 11.9631 | 11.9641 | 11.9648 | 11.9655 | 11.966 | 11.9664 | 11.9668 | 11.9672 | 11.9674 | 11.9678 | 11.9684 | 11.9689 | 11.9693 | 11.9697 | 11.97 | 11.9703 | 11.9705
F2_Industrial_Industrial - ID_New_Space Heating_Natural Gas_Destratification Fans (HVLS)_A | F2 | Industrial | Industrial - ID | New | Space Heating | Natural Gas | Destratification Fans (HVLS) | A | UCT | 5.9953 | 0 | 0 | 5.8197 | 5.9812 | 5.9946 | 5.9997 | 6.0024 | 6.004 | 6.0052 | 6.006 | 6.0066 | 6.0071 | 6.0074 | 6.0078 | 6.008 | 6.0082 | 6.0084 | 6.0086 | 6.0088 | 6.0089 | 6.0092 | 6.0095 | 6.0097 | 6.0099 | 6.01 | 6.0102 | 6.0103
F3_Industrial_Industrial - ID_New_Space Heating_Natural Gas_Destratification Fans (HVLS)_A | F3 | Industrial | Industrial - ID | New | Space Heating | Natural Gas | Destratification Fans (HVLS) | A | RVT | 11.9406 | 0 | 0 | 11.5908 | 11.9125 | 11.9392 | 11.9495 | 11.9548 | 11.9581 | 11.9603 | 11.9619 | 11.9631 | 11.9641 | 11.9648 | 11.9655 | 11.966 | 11.9664 | 11.9668 | 11.9672 | 11.9674 | 11.9678 | 11.9684 | 11.9689 | 11.9693 | 11.9697 | 11.97 | 11.9703 | 11.9705
F4_Industrial_Industrial - ID_New_Space Heating_Natural Gas_Destratification Fans (HVLS)_A | F4 | Industrial | Industrial - ID | New | Space Heating | Natural Gas | Destratification Fans (HVLS) | A | RIM | 1.0169 | 0 | 0 | 0.98716 | 1.0146 | 1.0168 | 1.0177 | 1.0182 | 1.0184 | 1.0186 | 1.0188 | 1.0189 | 1.0189 | 1.019 | 1.0191 | 1.0191 | 1.0191 | 1.0192 | 1.0192 | 1.0192 | 1.0193 | 1.0193 | 1.0194 | 1.0194 | 1.0194 | 1.0195 | 1.0195 | 1.0195
F1_Industrial_Industrial - ID_New_Space Heating_Natural Gas_Condensing RTU_A | F1 | Industrial | Industrial - ID | New | Space Heating | Natural Gas | Condensing RTU | A | TRC | 1909.3773 | 0 | 0 | 1714.4001 | 1892.5702 | 1908.5527 | 1914.7302 | 1917.9494 | 1919.9407 | 1921.2939 | 1922.2732 | 1923.0147 | 1923.5956 | 1924.0628 | 1924.4467 | 1924.7678 | 1925.0402 | 1925.2741 | 1925.4773 | 1925.6553 | 1925.8737 | 1926.2245 | 1926.5264 | 1926.7875 | 1927.0143 | 1927.212 | 1927.3849 | 1927.5367
F2_Industrial_Industrial - ID_New_Space Heating_Natural Gas_Condensing RTU_A | F2 | Industrial | Industrial - ID | New | Space Heating | Natural Gas | Condensing RTU | A | UCT | 958.6817 | 0 | 0 | 860.7853 | 950.2429 | 958.2676 | 961.3693 | 962.9856 | 963.9854 | 964.6649 | 965.1566 | 965.5289 | 965.8205 | 966.0551 | 966.2479 | 966.4091 | 966.5458 | 966.6633 | 966.7653 | 966.8547 | 966.9644 | 967.1405 | 967.2921 | 967.4232 | 967.537 | 967.6363 | 967.7231 | 967.7993
F3_Industrial_Industrial - ID_New_Space Heating_Natural Gas_Condensing RTU_A | F3 | Industrial | Industrial - ID | New | Space Heating | Natural Gas | Condensing RTU | A | RVT | 1909.3773 | 0 | 0 | 1714.4001 | 1892.5702 | 1908.5527 | 1914.7302 | 1917.9494 | 1919.9407 | 1921.2939 | 1922.2732 | 1923.0147 | 1923.5956 | 1924.0628 | 1924.4467 | 1924.7678 | 1925.0402 | 1925.2741 | 1925.4773 | 1925.6553 | 1925.8737 | 1926.2245 | 1926.5264 | 1926.7875 | 1927.0143 | 1927.212 | 1927.3849 | 1927.5367
F4_Industrial_Industrial - ID_New_Space Heating_Natural Gas_Condensing RTU_A | F4 | Industrial | Industrial - ID | New | Space Heating | Natural Gas | Condensing RTU | A | RIM | 362.4124 | 0 | 0 | 325.4045 | 359.2223 | 362.2559 | 363.4285 | 364.0395 | 364.4174 | 364.6743 | 364.8602 | 365.0009 | 365.1112 | 365.1998 | 365.2727 | 365.3336 | 365.3853 | 365.4298 | 365.4683 | 365.5021 | 365.5436 | 365.6101 | 365.6675 | 365.717 | 365.7601 | 365.7976 | 365.8304 | 365.8592
F1_Industrial_Industrial - ID_New_Space Heating_Natural Gas_Industrial Air Curtains_A | F1 | Industrial | Industrial - ID | New | Space Heating | Natural Gas | Industrial Air Curtains | A | TRC | 9999 | 0 | 0 | 9999 | 9999 | 9999 | 9999 | 9999 | 9999 | 9999 | 9999 | 9999 | 9999 | 9999 | 9999 | 9999 | 9999 | 9999 | 9999 | 9999 | 9999 | 9999 | 9999 | 9999 | 9999 | 9999 | 9999 | 9999
F2_Industrial_Industrial - ID_New_Space Heating_Natural Gas_Industrial Air Curtains_A | F2 | Industrial | Industrial - ID | New | Space Heating | Natural Gas | Industrial Air Curtains | A | UCT | 9999 | 0 | 0 | 9999 | 9999 | 9999 | 9999 | 9999 | 9999 | 9999 | 9999 | 9999 | 9999 | 9999 | 9999 | 9999 | 9999 | 9999 | 9999 | 9999 | 9999 | 9999 | 9999 | 9999 | 9999 | 9999 | 9999 | 9999
F3_Industrial_Industrial - ID_New_Space Heating_Natural Gas_Industrial Air Curtains_A | F3 | Industrial | Industrial - ID | New | Space Heating | Natural Gas | Industrial Air Curtains | A | RVT | 9999 | 0 | 0 | 9999 | 9999 | 9999 | 9999 | 9999 | 9999 | 9999 | 9999 | 9999 | 9999 | 9999 | 9999 | 9999 | 9999 | 9999 | 9999 | 9999 | 9999 | 9999 | 9999 | 9999 | 9999 | 9999 | 9999 | 9999
F4_Industrial_Industrial - ID_New_Space Heating_Natural Gas_Industrial Air Curtains_A | F4 | Industrial | Industrial - ID | New | Space Heating | Natural Gas | Industrial Air Curtains | A | RIM | 9999 | 0 | 0 | 9999 | 9999 | 9999 | 9999 | 9999 | 9999 | 9999 | 9999 | 9999 | 9999 | 9999 | 9999 | 9999 | 9999 | 9999 | 9999 | 9999 | 9999 | 9999 | 9999 | 9999 | 9999 | 9999 | 9999 | 9999
F1_Industrial_Industrial - ID_New_Space Heating_Natural Gas_HVAC - Energy Recovery Ventilator_A | F1 | Industrial | Industrial - ID | New | Space Heating | Natural Gas | HVAC - Energy Recovery Ventilator | A | TRC | 866.114 | 0 | 0 | 840.7429 | 864.0779 | 866.0147 | 866.757 | 867.1424 | 867.3803 | 867.5418 | 867.6585 | 867.7469 | 867.816 | 867.8717 | 867.9174 | 867.9555 | 867.9879 | 868.0158 | 868.0399 | 868.0611 | 868.087 | 868.1287 | 868.1646 | 868.1956 | 868.2225 | 868.246 | 868.2665 | 868.2845
F2_Industrial_Industrial - ID_New_Space Heating_Natural Gas_HVAC - Energy Recovery Ventilator_A | F2 | Industrial | Industrial - ID | New | Space Heating | Natural Gas | HVAC - Energy Recovery Ventilator | A | UCT | 434.8683 | 0 | 0 | 422.1297 | 433.846 | 434.8184 | 435.1911 | 435.3846 | 435.5041 | 435.5851 | 435.6438 | 435.6881 | 435.7228 | 435.7508 | 435.7737 | 435.7929 | 435.8092 | 435.8231 | 435.8352 | 435.8459 | 435.8589 | 435.8798 | 435.8978 | 435.9134 | 435.9269 | 435.9387 | 435.949 | 435.9581
F3_Industrial_Industrial - ID_New_Space Heating_Natural Gas_HVAC - Energy Recovery Ventilator_A | F3 | Industrial | Industrial - ID | New | Space Heating | Natural Gas | HVAC - Energy Recovery Ventilator | A | RVT | 866.114 | 0 | 0 | 840.7429 | 864.0779 | 866.0147 | 866.757 | 867.1424 | 867.3803 | 867.5418 | 867.6585 | 867.7469 | 867.816 | 867.8717 | 867.9174 | 867.9555 | 867.9879 | 868.0158 | 868.0399 | 868.0611 | 868.087 | 868.1287 | 868.1646 | 868.1956 | 868.2225 | 868.246 | 868.2665 | 868.2845
F4_Industrial_Industrial - ID_New_Space Heating_Natural Gas_HVAC - Energy Recovery Ventilator_A | F4 | Industrial | Industrial - ID | New | Space Heating | Natural Gas | HVAC - Energy Recovery Ventilator | A | RIM | 63.3336 | 0 | 0 | 61.4783 | 63.1847 | 63.3263 | 63.3806 | 63.4088 | 63.4262 | 63.438 | 63.4465 | 63.453 | 63.458 | 63.4621 | 63.4654 | 63.4682 | 63.4706 | 63.4726 | 63.4744 | 63.476 | 63.4779 | 63.4809 | 63.4835 | 63.4858 | 63.4878 | 63.4895 | 63.491 | 63.4923
F1_Industrial_Industrial - ID_New_Space Heating_Natural Gas_Thermostat - Connected_A | F1 | Industrial | Industrial - ID | New | Space Heating | Natural Gas | Thermostat - Connected | A | TRC | 7.7041 | 0 | 0 | 7.4784 | 7.686 | 7.7032 | 7.7098 | 7.7133 | 7.7154 | 7.7168 | 7.7179 | 7.7186 | 7.7193 | 7.7197 | 7.7202 | 7.7205 | 7.7208 | 7.721 | 7.7212 | 7.7214 | 7.7217 | 7.722 | 7.7224 | 7.7226 | 7.7229 | 7.7231 | 7.7233 | 7.7234
F2_Industrial_Industrial - ID_New_Space Heating_Natural Gas_Thermostat - Connected_A | F2 | Industrial | Industrial - ID | New | Space Heating | Natural Gas | Thermostat - Connected | A | UCT | 4.7888 | 0 | 0 | 4.6485 | 4.7776 | 4.7883 | 4.7924 | 4.7945 | 4.7958 | 4.7967 | 4.7974 | 4.7979 | 4.7982 | 4.7985 | 4.7988 | 4.799 | 4.7992 | 4.7993 | 4.7995 | 4.7996 | 4.7997 | 4.8 | 4.8002 | 4.8003 | 4.8005 | 4.8006 | 4.8007 | 4.8008
F3_Industrial_Industrial - ID_New_Space Heating_Natural Gas_Thermostat - Connected_A | F3 | Industrial | Industrial - ID | New | Space Heating | Natural Gas | Thermostat - Connected | A | RVT | 7.7041 | 0 | 0 | 7.4784 | 7.686 | 7.7032 | 7.7098 | 7.7133 | 7.7154 | 7.7168 | 7.7179 | 7.7186 | 7.7193 | 7.7197 | 7.7202 | 7.7205 | 7.7208 | 7.721 | 7.7212 | 7.7214 | 7.7217 | 7.722 | 7.7224 | 7.7226 | 7.7229 | 7.7231 | 7.7233 | 7.7234
F4_Industrial_Industrial - ID_New_Space Heating_Natural Gas_Thermostat - Connected_A | F4 | Industrial | Industrial - ID | New | Space Heating | Natural Gas | Thermostat - Connected | A | RIM | 1.6863 | 0 | 0 | 1.6369 | 1.6823 | 1.6861 | 1.6875 | 1.6883 | 1.6888 | 1.6891 | 1.6893 | 1.6895 | 1.6896 | 1.6897 | 1.6898 | 1.6899 | 1.6899 | 1.69 | 1.69 | 1.6901 | 1.6901 | 1.6902 | 1.6903 | 1.6903 | 1.6904 | 1.6904 | 1.6905 | 1.6905
F1_Industrial_Industrial - ID_New_Space Heating_Natural Gas_Gas Boiler - Maintenance_A | F1 | Industrial | Industrial - ID | New | Space Heating | Natural Gas | Gas Boiler - Maintenance | A | TRC | 808.1508 | 0 | 0 | 808.1508 | 808.1508 | 808.1508 | 808.1508 | 808.1508 | 808.1508 | 808.1508 | 808.1508 | 808.1508 | 808.1508 | 808.1508 | 808.1508 | 808.1508 | 808.1508 | 808.1508 | 808.1508 | 808.1508 | 808.1508 | 808.1508 | 808.1508 | 808.1508 | 808.1508 | 808.1508 | 808.1508 | 808.1508
F2_Industrial_Industrial - ID_New_Space Heating_Natural Gas_Gas Boiler - Maintenance_A | F2 | Industrial | Industrial - ID | New | Space Heating | Natural Gas | Gas Boiler - Maintenance | A | UCT | 341.3838 | 0 | 0 | 341.3838 | 341.3838 | 341.3838 | 341.3838 | 341.3838 | 341.3838 | 341.3838 | 341.3838 | 341.3838 | 341.3838 | 341.3838 | 341.3838 | 341.3838 | 341.3838 | 341.3838 | 341.3838 | 341.3838 | 341.3838 | 341.3838 | 341.3838 | 341.3838 | 341.3838 | 341.3838 | 341.3838 | 341.3838
F3_Industrial_Industrial - ID_New_Space Heating_Natural Gas_Gas Boiler - Maintenance_A | F3 | Industrial | Industrial - ID | New | Space Heating | Natural Gas | Gas Boiler - Maintenance | A | RVT | 808.1508 | 0 | 0 | 808.1508 | 808.1508 | 808.1508 | 808.1508 | 808.1508 | 808.1508 | 808.1508 | 808.1508 | 808.1508 | 808.1508 | 808.1508 | 808.1508 | 808.1508 | 808.1508 | 808.1508 | 808.1508 | 808.1508 | 808.1508 | 808.1508 | 808.1508 | 808.1508 | 808.1508 | 808.1508 | 808.1508 | 808.1508
F4_Industrial_Industrial - ID_New_Space Heating_Natural Gas_Gas Boiler - Maintenance_A | F4 | Industrial | Industrial - ID | New | Space Heating | Natural Gas | Gas Boiler - Maintenance | A | RIM | 215.3495 | 0 | 0 | 215.3495 | 215.3495 | 215.3495 | 215.3495 | 215.3495 | 215.3495 | 215.3495 | 215.3495 | 215.3495 | 215.3495 | 215.3495 | 215.3495 | 215.3495 | 215.3495 | 215.3495 | 215.3495 | 215.3495 | 215.3495 | 215.3495 | 215.3495 | 215.3495 | 215.3495 | 215.3495 | 215.3495 | 215.3495
F1_Industrial_Industrial - ID_New_Space Heating_Natural Gas_Gas Furnace - Maintenance_A | F1 | Industrial | Industrial - ID | New | Space Heating | Natural Gas | Gas Furnace - Maintenance | A | TRC | 1024.8457 | 0 | 0 | 920.193 | 1015.8246 | 1024.4031 | 1027.7188 | 1029.4467 | 1030.5155 | 1031.2418 | 1031.7675 | 1032.1655 | 1032.4772 | 1032.728 | 1032.9341 | 1033.1064 | 1033.2526 | 1033.3782 | 1033.4872 | 1033.5828 | 1033.7 | 1033.8883 | 1034.0504 | 1034.1905 | 1034.3122 | 1034.4183 | 1034.5111 | 1034.5926
F2_Industrial_Industrial - ID_New_Space Heating_Natural Gas_Gas Furnace - Maintenance_A | F2 | Industrial | Industrial - ID | New | Space Heating | Natural Gas | Gas Furnace - Maintenance | A | UCT | 432.9213 | 0 | 0 | 388.7133 | 429.1106 | 432.7343 | 434.135 | 434.8649 | 435.3164 | 435.6232 | 435.8453 | 436.0134 | 436.1451 | 436.251 | 436.3381 | 436.4109 | 436.4726 | 436.5257 | 436.5717 | 436.6121 | 436.6616 | 436.7411 | 436.8096 | 436.8688 | 436.9202 | 436.965 | 437.0043 | 437.0387
F3_Industrial_Industrial - ID_New_Space Heating_Natural Gas_Gas Furnace - Maintenance_A | F3 | Industrial | Industrial - ID | New | Space Heating | Natural Gas | Gas Furnace - Maintenance | A | RVT | 1024.8457 | 0 | 0 | 920.193 | 1015.8246 | 1024.4031 | 1027.7188 | 1029.4467 | 1030.5155 | 1031.2418 | 1031.7675 | 1032.1655 | 1032.4772 | 1032.728 | 1032.9341 | 1033.1064 | 1033.2526 | 1033.3782 | 1033.4872 | 1033.5828 | 1033.7 | 1033.8883 | 1034.0504 | 1034.1905 | 1034.3122 | 1034.4183 | 1034.5111 | 1034.5926
F4_Industrial_Industrial - ID_New_Space Heating_Natural Gas_Gas Furnace - Maintenance_A | F4 | Industrial | Industrial - ID | New | Space Heating | Natural Gas | Gas Furnace - Maintenance | A | RIM | 273.0927 | 0 | 0 | 245.2056 | 270.6888 | 272.9747 | 273.8583 | 274.3187 | 274.6035 | 274.797 | 274.9371 | 275.0432 | 275.1263 | 275.1931 | 275.248 | 275.2939 | 275.3329 | 275.3663 | 275.3954 | 275.4208 | 275.4521 | 275.5023 | 275.5454 | 275.5828 | 275.6152 | 275.6435 | 275.6682 | 275.6899
F1_Industrial_Industrial - ID_New_Space Heating_Natural Gas_Gas Furnace - Tube Inserts_A | F1 | Industrial | Industrial - ID | New | Space Heating | Natural Gas | Gas Furnace - Tube Inserts | A | TRC | 0 | 0 | 0 | 0 | 0 | 0 | 0 | 0 | 0 | 0 | 0 | 0 | 0 | 0 | 0 | 0 | 0 | 0 | 0 | 0 | 0 | 0 | 0 | 0 | 0 | 0 | 0 | 0
F2_Industrial_Industrial - ID_New_Space Heating_Natural Gas_Gas Furnace - Tube Inserts_A | F2 | Industrial | Industrial - ID | New | Space Heating | Natural Gas | Gas Furnace - Tube Inserts | A | UCT | 0 | 0 | 0 | 0 | 0 | 0 | 0 | 0 | 0 | 0 | 0 | 0 | 0 | 0 | 0 | 0 | 0 | 0 | 0 | 0 | 0 | 0 | 0 | 0 | 0 | 0 | 0 | 0
F3_Industrial_Industrial - ID_New_Space Heating_Natural Gas_Gas Furnace - Tube Inserts_A | F3 | Industrial | Industrial - ID | New | Space Heating | Natural Gas | Gas Furnace - Tube Inserts | A | RVT | 0 | 0 | 0 | 0 | 0 | 0 | 0 | 0 | 0 | 0 | 0 | 0 | 0 | 0 | 0 | 0 | 0 | 0 | 0 | 0 | 0 | 0 | 0 | 0 | 0 | 0 | 0 | 0
F4_Industrial_Industrial - ID_New_Space Heating_Natural Gas_Gas Furnace - Tube Inserts_A | F4 | Industrial | Industrial - ID | New | Space Heating | Natural Gas | Gas Furnace - Tube Inserts | A | RIM | 0 | 0 | 0 | 0 | 0 | 0 | 0 | 0 | 0 | 0 | 0 | 0 | 0 | 0 | 0 | 0 | 0 | 0 | 0 | 0 | 0 | 0 | 0 | 0 | 0 | 0 | 0 | 0
F1_Industrial_Industrial - ID_New_Space Heating_Natural Gas_Gas Boiler - Burner Control Optimization_A | F1 | Industrial | Industrial - ID | New | Space Heating | Natural Gas | Gas Boiler - Burner Control Optimization | A | TRC | 429.5325 | 0 | 0 | 429.5325 | 429.5325 | 429.5325 | 429.5325 | 429.5325 | 429.5325 | 429.5325 | 429.5325 | 429.5325 | 429.5325 | 429.5325 | 429.5325 | 429.5325 | 429.5325 | 429.5325 | 429.5325 | 429.5325 | 429.5325 | 429.5325 | 429.5325 | 429.5325 | 429.5325 | 429.5325 | 429.5325 | 429.5325
F2_Industrial_Industrial - ID_New_Space Heating_Natural Gas_Gas Boiler - Burner Control Optimization_A | F2 | Industrial | Industrial - ID | New | Space Heating | Natural Gas | Gas Boiler - Burner Control Optimization | A | UCT | 181.4456 | 0 | 0 | 181.4456 | 181.4456 | 181.4456 | 181.4456 | 181.4456 | 181.4456 | 181.4456 | 181.4456 | 181.4456 | 181.4456 | 181.4456 | 181.4456 | 181.4456 | 181.4456 | 181.4456 | 181.4456 | 181.4456 | 181.4456 | 181.4456 | 181.4456 | 181.4456 | 181.4456 | 181.4456 | 181.4456 | 181.4456
F3_Industrial_Industrial - ID_New_Space Heating_Natural Gas_Gas Boiler - Burner Control Optimization_A | F3 | Industrial | Industrial - ID | New | Space Heating | Natural Gas | Gas Boiler - Burner Control Optimization | A | RVT | 429.5325 | 0 | 0 | 429.5325 | 429.5325 | 429.5325 | 429.5325 | 429.5325 | 429.5325 | 429.5325 | 429.5325 | 429.5325 | 429.5325 | 429.5325 | 429.5325 | 429.5325 | 429.5325 | 429.5325 | 429.5325 | 429.5325 | 429.5325 | 429.5325 | 429.5325 | 429.5325 | 429.5325 | 429.5325 | 429.5325 | 429.5325
F4_Industrial_Industrial - ID_New_Space Heating_Natural Gas_Gas Boiler - Burner Control Optimization_A | F4 | Industrial | Industrial - ID | New | Space Heating | Natural Gas | Gas Boiler - Burner Control Optimization | A | RIM | 29.7162 | 0 | 0 | 29.7162 | 29.7162 | 29.7162 | 29.7162 | 29.7162 | 29.7162 | 29.7162 | 29.7162 | 29.7162 | 29.7162 | 29.7162 | 29.7162 | 29.7162 | 29.7162 | 29.7162 | 29.7162 | 29.7162 | 29.7162 | 29.7162 | 29.7162 | 29.7162 | 29.7162 | 29.7162 | 29.7162 | 29.7162
F1_Industrial_Industrial - ID_New_Space Heating_Natural Gas_Gas Boiler - High Turndown Burner_A | F1 | Industrial | Industrial - ID | New | Space Heating | Natural Gas | Gas Boiler - High Turndown Burner | A | TRC | 410.126 | 0 | 0 | 410.126 | 410.126 | 410.126 | 410.126 | 410.126 | 410.126 | 410.126 | 410.126 | 410.126 | 410.126 | 410.126 | 410.126 | 410.126 | 410.126 | 410.126 | 410.126 | 410.126 | 410.126 | 410.126 | 410.126 | 410.126 | 410.126 | 410.126 | 410.126 | 410.126
F2_Industrial_Industrial - ID_New_Space Heating_Natural Gas_Gas Boiler - High Turndown Burner_A | F2 | Industrial | Industrial - ID | New | Space Heating | Natural Gas | Gas Boiler - High Turndown Burner | A | UCT | 173.2478 | 0 | 0 | 173.2478 | 173.2478 | 173.2478 | 173.2478 | 173.2478 | 173.2478 | 173.2478 | 173.2478 | 173.2478 | 173.2478 | 173.2478 | 173.2478 | 173.2478 | 173.2478 | 173.2478 | 173.2478 | 173.2478 | 173.2478 | 173.2478 | 173.2478 | 173.2478 | 173.2478 | 173.2478 | 173.2478 | 173.2478
F3_Industrial_Industrial - ID_New_Space Heating_Natural Gas_Gas Boiler - High Turndown Burner_A | F3 | Industrial | Industrial - ID | New | Space Heating | Natural Gas | Gas Boiler - High Turndown Burner | A | RVT | 410.126 | 0 | 0 | 410.126 | 410.126 | 410.126 | 410.126 | 410.126 | 410.126 | 410.126 | 410.126 | 410.126 | 410.126 | 410.126 | 410.126 | 410.126 | 410.126 | 410.126 | 410.126 | 410.126 | 410.126 | 410.126 | 410.126 | 410.126 | 410.126 | 410.126 | 410.126 | 410.126
F4_Industrial_Industrial - ID_New_Space Heating_Natural Gas_Gas Boiler - High Turndown Burner_A | F4 | Industrial | Industrial - ID | New | Space Heating | Natural Gas | Gas Boiler - High Turndown Burner | A | RIM | 31.3623 | 0 | 0 | 31.3623 | 31.3623 | 31.3623 | 31.3623 | 31.3623 | 31.3623 | 31.3623 | 31.3623 | 31.3623 | 31.3623 | 31.3623 | 31.3623 | 31.3623 | 31.3623 | 31.3623 | 31.3623 | 31.3623 | 31.3623 | 31.3623 | 31.3623 | 31.3623 | 31.3623 | 31.3623 | 31.3623 | 31.3623
F1_Industrial_Industrial - ID_New_Space Heating_Natural Gas_Gas Boiler - Hot Water Reset_A | F1 | Industrial | Industrial - ID | New | Space Heating | Natural Gas | Gas Boiler - Hot Water Reset | A | TRC | 94.2477 | 0 | 0 | 94.2477 | 94.2477 | 94.2477 | 94.2477 | 94.2477 | 94.2477 | 94.2477 | 94.2477 | 94.2477 | 94.2477 | 94.2477 | 94.2477 | 94.2477 | 94.2477 | 94.2477 | 94.2477 | 94.2477 | 94.2477 | 94.2477 | 94.2477 | 94.2477 | 94.2477 | 94.2477 | 94.2477 | 94.2477
F2_Industrial_Industrial - ID_New_Space Heating_Natural Gas_Gas Boiler - Hot Water Reset_A | F2 | Industrial | Industrial - ID | New | Space Heating | Natural Gas | Gas Boiler - Hot Water Reset | A | UCT | 39.8127 | 0 | 0 | 39.8127 | 39.8127 | 39.8127 | 39.8127 | 39.8127 | 39.8127 | 39.8127 | 39.8127 | 39.8127 | 39.8127 | 39.8127 | 39.8127 | 39.8127 | 39.8127 | 39.8127 | 39.8127 | 39.8127 | 39.8127 | 39.8127 | 39.8127 | 39.8127 | 39.8127 | 39.8127 | 39.8127 | 39.8127
F3_Industrial_Industrial - ID_New_Space Heating_Natural Gas_Gas Boiler - Hot Water Reset_A | F3 | Industrial | Industrial - ID | New | Space Heating | Natural Gas | Gas Boiler - Hot Water Reset | A | RVT | 94.2477 | 0 | 0 | 94.2477 | 94.2477 | 94.2477 | 94.2477 | 94.2477 | 94.2477 | 94.2477 | 94.2477 | 94.2477 | 94.2477 | 94.2477 | 94.2477 | 94.2477 | 94.2477 | 94.2477 | 94.2477 | 94.2477 | 94.2477 | 94.2477 | 94.2477 | 94.2477 | 94.2477 | 94.2477 | 94.2477 | 94.2477
F4_Industrial_Industrial - ID_New_Space Heating_Natural Gas_Gas Boiler - Hot Water Reset_A | F4 | Industrial | Industrial - ID | New | Space Heating | Natural Gas | Gas Boiler - Hot Water Reset | A | RIM | 6.188 | 0 | 0 | 6.188 | 6.188 | 6.188 | 6.188 | 6.188 | 6.188 | 6.188 | 6.188 | 6.188 | 6.188 | 6.188 | 6.188 | 6.188 | 6.188 | 6.188 | 6.188 | 6.188 | 6.188 | 6.188 | 6.188 | 6.188 | 6.188 | 6.188 | 6.188 | 6.188
F1_Industrial_Industrial - ID_New_Space Heating_Natural Gas_Gas Boiler - Insulate Hot Water Lines_A | F1 | Industrial | Industrial - ID | New | Space Heating | Natural Gas | Gas Boiler - Insulate Hot Water Lines | A | TRC | 977.3301 | 0 | 0 | 977.3301 | 977.3301 | 977.3301 | 977.3301 | 977.3301 | 977.3301 | 977.3301 | 977.3301 | 977.3301 | 977.3301 | 977.3301 | 977.3301 | 977.3301 | 977.3301 | 977.3301 | 977.3301 | 977.3301 | 977.3301 | 977.3301 | 977.3301 | 977.3301 | 977.3301 | 977.3301 | 977.3301 | 977.3301
F2_Industrial_Industrial - ID_New_Space Heating_Natural Gas_Gas Boiler - Insulate Hot Water Lines_A | F2 | Industrial | Industrial - ID | New | Space Heating | Natural Gas | Gas Boiler - Insulate Hot Water Lines | A | UCT | 412.8495 | 0 | 0 | 412.8495 | 412.8495 | 412.8495 | 412.8495 | 412.8495 | 412.8495 | 412.8495 | 412.8495 | 412.8495 | 412.8495 | 412.8495 | 412.8495 | 412.8495 | 412.8495 | 412.8495 | 412.8495 | 412.8495 | 412.8495 | 412.8495 | 412.8495 | 412.8495 | 412.8495 | 412.8495 | 412.8495 | 412.8495
F3_Industrial_Industrial - ID_New_Space Heating_Natural Gas_Gas Boiler - Insulate Hot Water Lines_A | F3 | Industrial | Industrial - ID | New | Space Heating | Natural Gas | Gas Boiler - Insulate Hot Water Lines | A | RVT | 977.3301 | 0 | 0 | 977.3301 | 977.3301 | 977.3301 | 977.3301 | 977.3301 | 977.3301 | 977.3301 | 977.3301 | 977.3301 | 977.3301 | 977.3301 | 977.3301 | 977.3301 | 977.3301 | 977.3301 | 977.3301 | 977.3301 | 977.3301 | 977.3301 | 977.3301 | 977.3301 | 977.3301 | 977.3301 | 977.3301 | 977.3301
F4_Industrial_Industrial - ID_New_Space Heating_Natural Gas_Gas Boiler - Insulate Hot Water Lines_A | F4 | Industrial | Industrial - ID | New | Space Heating | Natural Gas | Gas Boiler - Insulate Hot Water Lines | A | RIM | 90.8845 | 0 | 0 | 90.8845 | 90.8845 | 90.8845 | 90.8845 | 90.8845 | 90.8845 | 90.8845 | 90.8845 | 90.8845 | 90.8845 | 90.8845 | 90.8845 | 90.8845 | 90.8845 | 90.8845 | 90.8845 | 90.8845 | 90.8845 | 90.8845 | 90.8845 | 90.8845 | 90.8845 | 90.8845 | 90.8845 | 90.8845
F1_Industrial_Industrial - ID_New_Space Heating_Natural Gas_Gas Boiler - Insulate Steam Lines/Condensate Tank_A | F1 | Industrial | Industrial - ID | New | Space Heating | Natural Gas | Gas Boiler - Insulate Steam Lines/Condensate Tank | A | TRC | 287.991 | 0 | 0 | 287.991 | 287.991 | 287.991 | 287.991 | 287.991 | 287.991 | 287.991 | 287.991 | 287.991 | 287.991 | 287.991 | 287.991 | 287.991 | 287.991 | 287.991 | 287.991 | 287.991 | 287.991 | 287.991 | 287.991 | 287.991 | 287.991 | 287.991 | 287.991 | 287.991
F2_Industrial_Industrial - ID_New_Space Heating_Natural Gas_Gas Boiler - Insulate Steam Lines/Condensate Tank_A | F2 | Industrial | Industrial - ID | New | Space Heating | Natural Gas | Gas Boiler - Insulate Steam Lines/Condensate Tank | A | UCT | 121.6548 | 0 | 0 | 121.6548 | 121.6548 | 121.6548 | 121.6548 | 121.6548 | 121.6548 | 121.6548 | 121.6548 | 121.6548 | 121.6548 | 121.6548 | 121.6548 | 121.6548 | 121.6548 | 121.6548 | 121.6548 | 121.6548 | 121.6548 | 121.6548 | 121.6548 | 121.6548 | 121.6548 | 121.6548 | 121.6548 | 121.6548
F3_Industrial_Industrial - ID_New_Space Heating_Natural Gas_Gas Boiler - Insulate Steam Lines/Condensate Tank_A | F3 | Industrial | Industrial - ID | New | Space Heating | Natural Gas | Gas Boiler - Insulate Steam Lines/Condensate Tank | A | RVT | 287.991 | 0 | 0 | 287.991 | 287.991 | 287.991 | 287.991 | 287.991 | 287.991 | 287.991 | 287.991 | 287.991 | 287.991 | 287.991 | 287.991 | 287.991 | 287.991 | 287.991 | 287.991 | 287.991 | 287.991 | 287.991 | 287.991 | 287.991 | 287.991 | 287.991 | 287.991 | 287.991
F4_Industrial_Industrial - ID_New_Space Heating_Natural Gas_Gas Boiler - Insulate Steam Lines/Condensate Tank_A | F4 | Industrial | Industrial - ID | New | Space Heating | Natural Gas | Gas Boiler - Insulate Steam Lines/Condensate Tank | A | RIM | 22.0227 | 0 | 0 | 22.0227 | 22.0227 | 22.0227 | 22.0227 | 22.0227 | 22.0227 | 22.0227 | 22.0227 | 22.0227 | 22.0227 | 22.0227 | 22.0227 | 22.0227 | 22.0227 | 22.0227 | 22.0227 | 22.0227 | 22.0227 | 22.0227 | 22.0227 | 22.0227 | 22.0227 | 22.0227 | 22.0227 | 22.0227
F1_Industrial_Industrial - ID_New_Space Heating_Natural Gas_Gas Boiler - Stack Economizer_A | F1 | Industrial | Industrial - ID | New | Space Heating | Natural Gas | Gas Boiler - Stack Economizer | A | TRC | 1579.1681 | 0 | 0 | 1579.1681 | 1579.1681 | 1579.1681 | 1579.1681 | 1579.1681 | 1579.1681 | 1579.1681 | 1579.1681 | 1579.1681 | 1579.1681 | 1579.1681 | 1579.1681 | 1579.1681 | 1579.1681 | 1579.1681 | 1579.1681 | 1579.1681 | 1579.1681 | 1579.1681 | 1579.1681 | 1579.1681 | 1579.1681 | 1579.1681 | 1579.1681 | 1579.1681
F2_Industrial_Industrial - ID_New_Space Heating_Natural Gas_Gas Boiler - Stack Economizer_A | F2 | Industrial | Industrial - ID | New | Space Heating | Natural Gas | Gas Boiler - Stack Economizer | A | UCT | 667.0815 | 0 | 0 | 667.0815 | 667.0815 | 667.0815 | 667.0815 | 667.0815 | 667.0815 | 667.0815 | 667.0815 | 667.0815 | 667.0815 | 667.0815 | 667.0815 | 667.0815 | 667.0815 | 667.0815 | 667.0815 | 667.0815 | 667.0815 | 667.0815 | 667.0815 | 667.0815 | 667.0815 | 667.0815 | 667.0815 | 667.0815
F3_Industrial_Industrial - ID_New_Space Heating_Natural Gas_Gas Boiler - Stack Economizer_A | F3 | Industrial | Industrial - ID | New | Space Heating | Natural Gas | Gas Boiler - Stack Economizer | A | RVT | 1579.1681 | 0 | 0 | 1579.1681 | 1579.1681 | 1579.1681 | 1579.1681 | 1579.1681 | 1579.1681 | 1579.1681 | 1579.1681 | 1579.1681 | 1579.1681 | 1579.1681 | 1579.1681 | 1579.1681 | 1579.1681 | 1579.1681 | 1579.1681 | 1579.1681 | 1579.1681 | 1579.1681 | 1579.1681 | 1579.1681 | 1579.1681 | 1579.1681 | 1579.1681 | 1579.1681
F4_Industrial_Industrial - ID_New_Space Heating_Natural Gas_Gas Boiler - Stack Economizer_A | F4 | Industrial | Industrial - ID | New | Space Heating | Natural Gas | Gas Boiler - Stack Economizer | A | RIM | 120.7589 | 0 | 0 | 120.7589 | 120.7589 | 120.7589 | 120.7589 | 120.7589 | 120.7589 | 120.7589 | 120.7589 | 120.7589 | 120.7589 | 120.7589 | 120.7589 | 120.7589 | 120.7589 | 120.7589 | 120.7589 | 120.7589 | 120.7589 | 120.7589 | 120.7589 | 120.7589 | 120.7589 | 120.7589 | 120.7589 | 120.7589
F1_Industrial_Industrial - ID_New_Space Heating_Natural Gas_Gas Boiler - Steam Trap Replacement_A | F1 | Industrial | Industrial - ID | New | Space Heating | Natural Gas | Gas Boiler - Steam Trap Replacement | A | TRC | 0.58661 | 0 | 0 | 0.58661 | 0.58661 | 0.58661 | 0.58661 | 0.58661 | 0.58661 | 0.58661 | 0.58661 | 0.58661 | 0.58661 | 0.58661 | 0.58661 | 0.58661 | 0.58661 | 0.58661 | 0.58661 | 0.58661 | 0.58661 | 0.58661 | 0.58661 | 0.58661 | 0.58661 | 0.58661 | 0.58661 | 0.58661
F2_Industrial_Industrial - ID_New_Space Heating_Natural Gas_Gas Boiler - Steam Trap Replacement_A | F2 | Industrial | Industrial - ID | New | Space Heating | Natural Gas | Gas Boiler - Steam Trap Replacement | A | UCT | 0.2478 | 0 | 0 | 0.2478 | 0.2478 | 0.2478 | 0.2478 | 0.2478 | 0.2478 | 0.2478 | 0.2478 | 0.2478 | 0.2478 | 0.2478 | 0.2478 | 0.2478 | 0.2478 | 0.2478 | 0.2478 | 0.2478 | 0.2478 | 0.2478 | 0.2478 | 0.2478 | 0.2478 | 0.2478 | 0.2478 | 0.2478
F3_Industrial_Industrial - ID_New_Space Heating_Natural Gas_Gas Boiler - Steam Trap Replacement_A | F3 | Industrial | Industrial - ID | New | Space Heating | Natural Gas | Gas Boiler - Steam Trap Replacement | A | RVT | 0.58661 | 0 | 0 | 0.58661 | 0.58661 | 0.58661 | 0.58661 | 0.58661 | 0.58661 | 0.58661 | 0.58661 | 0.58661 | 0.58661 | 0.58661 | 0.58661 | 0.58661 | 0.58661 | 0.58661 | 0.58661 | 0.58661 | 0.58661 | 0.58661 | 0.58661 | 0.58661 | 0.58661 | 0.58661 | 0.58661 | 0.58661
F4_Industrial_Industrial - ID_New_Space Heating_Natural Gas_Gas Boiler - Steam Trap Replacement_A | F4 | Industrial | Industrial - ID | New | Space Heating | Natural Gas | Gas Boiler - Steam Trap Replacement | A | RIM | 0.085964 | 0 | 0 | 0.085964 | 0.085964 | 0.085964 | 0.085964 | 0.085964 | 0.085964 | 0.085964 | 0.085964 | 0.085964 | 0.085964 | 0.085964 | 0.085964 | 0.085964 | 0.085964 | 0.085964 | 0.085964 | 0.085964 | 0.085964 | 0.085964 | 0.085964 | 0.085964 | 0.085964 | 0.085964 | 0.085964 | 0.085964
F1_Industrial_Industrial - ID_New_Process_Natural Gas_Process Boiler - Hot Water Reset_A | F1 | Industrial | Industrial - ID | New | Process | Natural Gas | Process Boiler - Hot Water Reset | A | TRC | 12.7384 | 0 | 0 | 12.7384 | 12.7384 | 12.7384 | 12.7384 | 12.7384 | 12.7384 | 12.7384 | 12.7384 | 12.7384 | 12.7384 | 12.7384 | 12.7384 | 12.7384 | 12.7384 | 12.7384 | 12.7384 | 12.7384 | 12.7384 | 12.7384 | 12.7384 | 12.7384 | 12.7384 | 12.7384 | 12.7384 | 12.7384
F2_Industrial_Industrial - ID_New_Process_Natural Gas_Process Boiler - Hot Water Reset_A | F2 | Industrial | Industrial - ID | New | Process | Natural Gas | Process Boiler - Hot Water Reset | A | UCT | 6.3959 | 0 | 0 | 6.3959 | 6.3959 | 6.3959 | 6.3959 | 6.3959 | 6.3959 | 6.3959 | 6.3959 | 6.3959 | 6.3959 | 6.3959 | 6.3959 | 6.3959 | 6.3959 | 6.3959 | 6.3959 | 6.3959 | 6.3959 | 6.3959 | 6.3959 | 6.3959 | 6.3959 | 6.3959 | 6.3959 | 6.3959
F3_Industrial_Industrial - ID_New_Process_Natural Gas_Process Boiler - Hot Water Reset_A | F3 | Industrial | Industrial - ID | New | Process | Natural Gas | Process Boiler - Hot Water Reset | A | RVT | 12.7384 | 0 | 0 | 12.7384 | 12.7384 | 12.7384 | 12.7384 | 12.7384 | 12.7384 | 12.7384 | 12.7384 | 12.7384 | 12.7384 | 12.7384 | 12.7384 | 12.7384 | 12.7384 | 12.7384 | 12.7384 | 12.7384 | 12.7384 | 12.7384 | 12.7384 | 12.7384 | 12.7384 | 12.7384 | 12.7384 | 12.7384
F4_Industrial_Industrial - ID_New_Process_Natural Gas_Process Boiler - Hot Water Reset_A | F4 | Industrial | Industrial - ID | New | Process | Natural Gas | Process Boiler - Hot Water Reset | A | RIM | 0.93148 | 0 | 0 | 0.93148 | 0.93148 | 0.93148 | 0.93148 | 0.93148 | 0.93148 | 0.93148 | 0.93148 | 0.93148 | 0.93148 | 0.93148 | 0.93148 | 0.93148 | 0.93148 | 0.93148 | 0.93148 | 0.93148 | 0.93148 | 0.93148 | 0.93148 | 0.93148 | 0.93148 | 0.93148 | 0.93148 | 0.93148
F1_Industrial_Industrial - ID_New_Process_Natural Gas_Process Boiler - Burner Control Optimization_A | F1 | Industrial | Industrial - ID | New | Process | Natural Gas | Process Boiler - Burner Control Optimization | A | TRC | 58.0552 | 0 | 0 | 58.0552 | 58.0552 | 58.0552 | 58.0552 | 58.0552 | 58.0552 | 58.0552 | 58.0552 | 58.0552 | 58.0552 | 58.0552 | 58.0552 | 58.0552 | 58.0552 | 58.0552 | 58.0552 | 58.0552 | 58.0552 | 58.0552 | 58.0552 | 58.0552 | 58.0552 | 58.0552 | 58.0552 | 58.0552
F2_Industrial_Industrial - ID_New_Process_Natural Gas_Process Boiler - Burner Control Optimization_A | F2 | Industrial | Industrial - ID | New | Process | Natural Gas | Process Boiler - Burner Control Optimization | A | UCT | 29.149 | 0 | 0 | 29.149 | 29.149 | 29.149 | 29.149 | 29.149 | 29.149 | 29.149 | 29.149 | 29.149 | 29.149 | 29.149 | 29.149 | 29.149 | 29.149 | 29.149 | 29.149 | 29.149 | 29.149 | 29.149 | 29.149 | 29.149 | 29.149 | 29.149 | 29.149 | 29.149
F3_Industrial_Industrial - ID_New_Process_Natural Gas_Process Boiler - Burner Control Optimization_A | F3 | Industrial | Industrial - ID | New | Process | Natural Gas | Process Boiler - Burner Control Optimization | A | RVT | 58.0552 | 0 | 0 | 58.0552 | 58.0552 | 58.0552 | 58.0552 | 58.0552 | 58.0552 | 58.0552 | 58.0552 | 58.0552 | 58.0552 | 58.0552 | 58.0552 | 58.0552 | 58.0552 | 58.0552 | 58.0552 | 58.0552 | 58.0552 | 58.0552 | 58.0552 | 58.0552 | 58.0552 | 58.0552 | 58.0552 | 58.0552
F4_Industrial_Industrial - ID_New_Process_Natural Gas_Process Boiler - Burner Control Optimization_A | F4 | Industrial | Industrial - ID | New | Process | Natural Gas | Process Boiler - Burner Control Optimization | A | RIM | 4.4732 | 0 | 0 | 4.4732 | 4.4732 | 4.4732 | 4.4732 | 4.4732 | 4.4732 | 4.4732 | 4.4732 | 4.4732 | 4.4732 | 4.4732 | 4.4732 | 4.4732 | 4.4732 | 4.4732 | 4.4732 | 4.4732 | 4.4732 | 4.4732 | 4.4732 | 4.4732 | 4.4732 | 4.4732 | 4.4732 | 4.4732
F1_Industrial_Industrial - ID_New_Process_Natural Gas_Process Boiler - Insulate Hot Water Lines_A | F1 | Industrial | Industrial - ID | New | Process | Natural Gas | Process Boiler - Insulate Hot Water Lines | A | TRC | 132.095 | 0 | 0 | 132.095 | 132.095 | 132.095 | 132.095 | 132.095 | 132.095 | 132.095 | 132.095 | 132.095 | 132.095 | 132.095 | 132.095 | 132.095 | 132.095 | 132.095 | 132.095 | 132.095 | 132.095 | 132.095 | 132.095 | 132.095 | 132.095 | 132.095 | 132.095 | 132.095
F2_Industrial_Industrial - ID_New_Process_Natural Gas_Process Boiler - Insulate Hot Water Lines_A | F2 | Industrial | Industrial - ID | New | Process | Natural Gas | Process Boiler - Insulate Hot Water Lines | A | UCT | 66.3237 | 0 | 0 | 66.3237 | 66.3237 | 66.3237 | 66.3237 | 66.3237 | 66.3237 | 66.3237 | 66.3237 | 66.3237 | 66.3237 | 66.3237 | 66.3237 | 66.3237 | 66.3237 | 66.3237 | 66.3237 | 66.3237 | 66.3237 | 66.3237 | 66.3237 | 66.3237 | 66.3237 | 66.3237 | 66.3237 | 66.3237
F3_Industrial_Industrial - ID_New_Process_Natural Gas_Process Boiler - Insulate Hot Water Lines_A | F3 | Industrial | Industrial - ID | New | Process | Natural Gas | Process Boiler - Insulate Hot Water Lines | A | RVT | 132.095 | 0 | 0 | 132.095 | 132.095 | 132.095 | 132.095 | 132.095 | 132.095 | 132.095 | 132.095 | 132.095 | 132.095 | 132.095 | 132.095 | 132.095 | 132.095 | 132.095 | 132.095 | 132.095 | 132.095 | 132.095 | 132.095 | 132.095 | 132.095 | 132.095 | 132.095 | 132.095
F4_Industrial_Industrial - ID_New_Process_Natural Gas_Process Boiler - Insulate Hot Water Lines_A | F4 | Industrial | Industrial - ID | New | Process | Natural Gas | Process Boiler - Insulate Hot Water Lines | A | RIM | 13.6809 | 0 | 0 | 13.6809 | 13.6809 | 13.6809 | 13.6809 | 13.6809 | 13.6809 | 13.6809 | 13.6809 | 13.6809 | 13.6809 | 13.6809 | 13.6809 | 13.6809 | 13.6809 | 13.6809 | 13.6809 | 13.6809 | 13.6809 | 13.6809 | 13.6809 | 13.6809 | 13.6809 | 13.6809 | 13.6809 | 13.6809
F1_Industrial_Industrial - ID_New_Process_Natural Gas_Process Boiler - Insulate Steam Lines/Condensate Tank_A | F1 | Industrial | Industrial - ID | New | Process | Natural Gas | Process Boiler - Insulate Steam Lines/Condensate Tank | A | TRC | 38.9246 | 0 | 0 | 38.9246 | 38.9246 | 38.9246 | 38.9246 | 38.9246 | 38.9246 | 38.9246 | 38.9246 | 38.9246 | 38.9246 | 38.9246 | 38.9246 | 38.9246 | 38.9246 | 38.9246 | 38.9246 | 38.9246 | 38.9246 | 38.9246 | 38.9246 | 38.9246 | 38.9246 | 38.9246 | 38.9246 | 38.9246
F2_Industrial_Industrial - ID_New_Process_Natural Gas_Process Boiler - Insulate Steam Lines/Condensate Tank_A | F2 | Industrial | Industrial - ID | New | Process | Natural Gas | Process Boiler - Insulate Steam Lines/Condensate Tank | A | UCT | 19.5437 | 0 | 0 | 19.5437 | 19.5437 | 19.5437 | 19.5437 | 19.5437 | 19.5437 | 19.5437 | 19.5437 | 19.5437 | 19.5437 | 19.5437 | 19.5437 | 19.5437 | 19.5437 | 19.5437 | 19.5437 | 19.5437 | 19.5437 | 19.5437 | 19.5437 | 19.5437 | 19.5437 | 19.5437 | 19.5437 | 19.5437
F3_Industrial_Industrial - ID_New_Process_Natural Gas_Process Boiler - Insulate Steam Lines/Condensate Tank_A | F3 | Industrial | Industrial - ID | New | Process | Natural Gas | Process Boiler - Insulate Steam Lines/Condensate Tank | A | RVT | 38.9246 | 0 | 0 | 38.9246 | 38.9246 | 38.9246 | 38.9246 | 38.9246 | 38.9246 | 38.9246 | 38.9246 | 38.9246 | 38.9246 | 38.9246 | 38.9246 | 38.9246 | 38.9246 | 38.9246 | 38.9246 | 38.9246 | 38.9246 | 38.9246 | 38.9246 | 38.9246 | 38.9246 | 38.9246 | 38.9246 | 38.9246
F4_Industrial_Industrial - ID_New_Process_Natural Gas_Process Boiler - Insulate Steam Lines/Condensate Tank_A | F4 | Industrial | Industrial - ID | New | Process | Natural Gas | Process Boiler - Insulate Steam Lines/Condensate Tank | A | RIM | 3.3151 | 0 | 0 | 3.3151 | 3.3151 | 3.3151 | 3.3151 | 3.3151 | 3.3151 | 3.3151 | 3.3151 | 3.3151 | 3.3151 | 3.3151 | 3.3151 | 3.3151 | 3.3151 | 3.3151 | 3.3151 | 3.3151 | 3.3151 | 3.3151 | 3.3151 | 3.3151 | 3.3151 | 3.3151 | 3.3151 | 3.3151
F1_Industrial_Industrial - ID_New_Process_Natural Gas_Process Boiler - Stack Economizer_A | F1 | Industrial | Industrial - ID | New | Process | Natural Gas | Process Boiler - Stack Economizer | A | TRC | 213.4388 | 0 | 0 | 213.4388 | 213.4388 | 213.4388 | 213.4388 | 213.4388 | 213.4388 | 213.4388 | 213.4388 | 213.4388 | 213.4388 | 213.4388 | 213.4388 | 213.4388 | 213.4388 | 213.4388 | 213.4388 | 213.4388 | 213.4388 | 213.4388 | 213.4388 | 213.4388 | 213.4388 | 213.4388 | 213.4388 | 213.4388
F2_Industrial_Industrial - ID_New_Process_Natural Gas_Process Boiler - Stack Economizer_A | F2 | Industrial | Industrial - ID | New | Process | Natural Gas | Process Boiler - Stack Economizer | A | UCT | 107.1658 | 0 | 0 | 107.1658 | 107.1658 | 107.1658 | 107.1658 | 107.1658 | 107.1658 | 107.1658 | 107.1658 | 107.1658 | 107.1658 | 107.1658 | 107.1658 | 107.1658 | 107.1658 | 107.1658 | 107.1658 | 107.1658 | 107.1658 | 107.1658 | 107.1658 | 107.1658 | 107.1658 | 107.1658 | 107.1658 | 107.1658
F3_Industrial_Industrial - ID_New_Process_Natural Gas_Process Boiler - Stack Economizer_A | F3 | Industrial | Industrial - ID | New | Process | Natural Gas | Process Boiler - Stack Economizer | A | RVT | 213.4388 | 0 | 0 | 213.4388 | 213.4388 | 213.4388 | 213.4388 | 213.4388 | 213.4388 | 213.4388 | 213.4388 | 213.4388 | 213.4388 | 213.4388 | 213.4388 | 213.4388 | 213.4388 | 213.4388 | 213.4388 | 213.4388 | 213.4388 | 213.4388 | 213.4388 | 213.4388 | 213.4388 | 213.4388 | 213.4388 | 213.4388
F4_Industrial_Industrial - ID_New_Process_Natural Gas_Process Boiler - Stack Economizer_A | F4 | Industrial | Industrial - ID | New | Process | Natural Gas | Process Boiler - Stack Economizer | A | RIM | 18.178 | 0 | 0 | 18.178 | 18.178 | 18.178 | 18.178 | 18.178 | 18.178 | 18.178 | 18.178 | 18.178 | 18.178 | 18.178 | 18.178 | 18.178 | 18.178 | 18.178 | 18.178 | 18.178 | 18.178 | 18.178 | 18.178 | 18.178 | 18.178 | 18.178 | 18.178 | 18.178
F1_Industrial_Industrial - ID_New_Process_Natural Gas_Process Boiler - Steam Trap Replacement_A | F1 | Industrial | Industrial - ID | New | Process | Natural Gas | Process Boiler - Steam Trap Replacement | A | TRC | 0.079285 | 0 | 0 | 0.079285 | 0.079285 | 0.079285 | 0.079285 | 0.079285 | 0.079285 | 0.079285 | 0.079285 | 0.079285 | 0.079285 | 0.079285 | 0.079285 | 0.079285 | 0.079285 | 0.079285 | 0.079285 | 0.079285 | 0.079285 | 0.079285 | 0.079285 | 0.079285 | 0.079285 | 0.079285 | 0.079285 | 0.079285
F2_Industrial_Industrial - ID_New_Process_Natural Gas_Process Boiler - Steam Trap Replacement_A | F2 | Industrial | Industrial - ID | New | Process | Natural Gas | Process Boiler - Steam Trap Replacement | A | UCT | 0.039808 | 0 | 0 | 0.039808 | 0.039808 | 0.039808 | 0.039808 | 0.039808 | 0.039808 | 0.039808 | 0.039808 | 0.039808 | 0.039808 | 0.039808 | 0.039808 | 0.039808 | 0.039808 | 0.039808 | 0.039808 | 0.039808 | 0.039808 | 0.039808 | 0.039808 | 0.039808 | 0.039808 | 0.039808 | 0.039808 | 0.039808
F3_Industrial_Industrial - ID_New_Process_Natural Gas_Process Boiler - Steam Trap Replacement_A | F3 | Industrial | Industrial - ID | New | Process | Natural Gas | Process Boiler - Steam Trap Replacement | A | RVT | 0.079285 | 0 | 0 | 0.079285 | 0.079285 | 0.079285 | 0.079285 | 0.079285 | 0.079285 | 0.079285 | 0.079285 | 0.079285 | 0.079285 | 0.079285 | 0.079285 | 0.079285 | 0.079285 | 0.079285 | 0.079285 | 0.079285 | 0.079285 | 0.079285 | 0.079285 | 0.079285 | 0.079285 | 0.079285 | 0.079285 | 0.079285
F4_Industrial_Industrial - ID_New_Process_Natural Gas_Process Boiler - Steam Trap Replacement_A | F4 | Industrial | Industrial - ID | New | Process | Natural Gas | Process Boiler - Steam Trap Replacement | A | RIM | 0.01294 | 0 | 0 | 0.01294 | 0.01294 | 0.01294 | 0.01294 | 0.01294 | 0.01294 | 0.01294 | 0.01294 | 0.01294 | 0.01294 | 0.01294 | 0.01294 | 0.01294 | 0.01294 | 0.01294 | 0.01294 | 0.01294 | 0.01294 | 0.01294 | 0.01294 | 0.01294 | 0.01294 | 0.01294 | 0.01294 | 0.01294
F1_Industrial_Industrial - ID_New_Process_Natural Gas_Process Boiler - Maintenance_A | F1 | Industrial | Industrial - ID | New | Process | Natural Gas | Process Boiler - Maintenance | A | TRC | 109.2289 | 0 | 0 | 109.2289 | 109.2289 | 109.2289 | 109.2289 | 109.2289 | 109.2289 | 109.2289 | 109.2289 | 109.2289 | 109.2289 | 109.2289 | 109.2289 | 109.2289 | 109.2289 | 109.2289 | 109.2289 | 109.2289 | 109.2289 | 109.2289 | 109.2289 | 109.2289 | 109.2289 | 109.2289 | 109.2289 | 109.2289
F2_Industrial_Industrial - ID_New_Process_Natural Gas_Process Boiler - Maintenance_A | F2 | Industrial | Industrial - ID | New | Process | Natural Gas | Process Boiler - Maintenance | A | UCT | 54.8429 | 0 | 0 | 54.8429 | 54.8429 | 54.8429 | 54.8429 | 54.8429 | 54.8429 | 54.8429 | 54.8429 | 54.8429 | 54.8429 | 54.8429 | 54.8429 | 54.8429 | 54.8429 | 54.8429 | 54.8429 | 54.8429 | 54.8429 | 54.8429 | 54.8429 | 54.8429 | 54.8429 | 54.8429 | 54.8429 | 54.8429
F3_Industrial_Industrial - ID_New_Process_Natural Gas_Process Boiler - Maintenance_A | F3 | Industrial | Industrial - ID | New | Process | Natural Gas | Process Boiler - Maintenance | A | RVT | 109.2289 | 0 | 0 | 109.2289 | 109.2289 | 109.2289 | 109.2289 | 109.2289 | 109.2289 | 109.2289 | 109.2289 | 109.2289 | 109.2289 | 109.2289 | 109.2289 | 109.2289 | 109.2289 | 109.2289 | 109.2289 | 109.2289 | 109.2289 | 109.2289 | 109.2289 | 109.2289 | 109.2289 | 109.2289 | 109.2289 | 109.2289
F4_Industrial_Industrial - ID_New_Process_Natural Gas_Process Boiler - Maintenance_A | F4 | Industrial | Industrial - ID | New | Process | Natural Gas | Process Boiler - Maintenance | A | RIM | 32.4168 | 0 | 0 | 32.4168 | 32.4168 | 32.4168 | 32.4168 | 32.4168 | 32.4168 | 32.4168 | 32.4168 | 32.4168 | 32.4168 | 32.4168 | 32.4168 | 32.4168 | 32.4168 | 32.4168 | 32.4168 | 32.4168 | 32.4168 | 32.4168 | 32.4168 | 32.4168 | 32.4168 | 32.4168 | 32.4168 | 32.4168
F1_Industrial_Industrial - ID_New_Process_Natural Gas_Process - Heat Recovery_A | F1 | Industrial | Industrial - ID | New | Process | Natural Gas | Process - Heat Recovery | A | TRC | 206.7167 | 0 | 0 | 206.7167 | 206.7167 | 206.7167 | 206.7167 | 206.7167 | 206.7167 | 206.7167 | 206.7167 | 206.7167 | 206.7167 | 206.7167 | 206.7167 | 206.7167 | 206.7167 | 206.7167 | 206.7167 | 206.7167 | 206.7167 | 206.7167 | 206.7167 | 206.7167 | 206.7167 | 206.7167 | 206.7167 | 206.7167
F2_Industrial_Industrial - ID_New_Process_Natural Gas_Process - Heat Recovery_A | F2 | Industrial | Industrial - ID | New | Process | Natural Gas | Process - Heat Recovery | A | UCT | 103.7906 | 0 | 0 | 103.7906 | 103.7906 | 103.7906 | 103.7906 | 103.7906 | 103.7906 | 103.7906 | 103.7906 | 103.7906 | 103.7906 | 103.7906 | 103.7906 | 103.7906 | 103.7906 | 103.7906 | 103.7906 | 103.7906 | 103.7906 | 103.7906 | 103.7906 | 103.7906 | 103.7906 | 103.7906 | 103.7906 | 103.7906
F3_Industrial_Industrial - ID_New_Process_Natural Gas_Process - Heat Recovery_A | F3 | Industrial | Industrial - ID | New | Process | Natural Gas | Process - Heat Recovery | A | RVT | 206.7167 | 0 | 0 | 206.7167 | 206.7167 | 206.7167 | 206.7167 | 206.7167 | 206.7167 | 206.7167 | 206.7167 | 206.7167 | 206.7167 | 206.7167 | 206.7167 | 206.7167 | 206.7167 | 206.7167 | 206.7167 | 206.7167 | 206.7167 | 206.7167 | 206.7167 | 206.7167 | 206.7167 | 206.7167 | 206.7167 | 206.7167
F4_Industrial_Industrial - ID_New_Process_Natural Gas_Process - Heat Recovery_A | F4 | Industrial | Industrial - ID | New | Process | Natural Gas | Process - Heat Recovery | A | RIM | 15.1159 | 0 | 0 | 15.1159 | 15.1159 | 15.1159 | 15.1159 | 15.1159 | 15.1159 | 15.1159 | 15.1159 | 15.1159 | 15.1159 | 15.1159 | 15.1159 | 15.1159 | 15.1159 | 15.1159 | 15.1159 | 15.1159 | 15.1159 | 15.1159 | 15.1159 | 15.1159 | 15.1159 | 15.1159 | 15.1159 | 15.1159
F1_Industrial_Industrial - ID_New_Space Heating_Natural Gas_Strategic Energy Management_A | F1 | Industrial | Industrial - ID | New | Space Heating | Natural Gas | Strategic Energy Management | A | TRC | 265.0691 | 0 | 0 | 263.7653 | 264.9668 | 265.0641 | 265.1013 | 265.1206 | 265.1325 | 265.1406 | 265.1464 | 265.1508 | 265.1543 | 265.1571 | 265.1594 | 265.1613 | 265.1629 | 265.1643 | 265.1655 | 265.1665 | 265.1678 | 265.1699 | 265.1717 | 265.1733 | 265.1746 | 265.1758 | 265.1768 | 265.1777
F2_Industrial_Industrial - ID_New_Space Heating_Natural Gas_Strategic Energy Management_A | F2 | Industrial | Industrial - ID | New | Space Heating | Natural Gas | Strategic Energy Management | A | UCT | 195.4136 | 0 | 0 | 194.4524 | 195.3382 | 195.4099 | 195.4373 | 195.4515 | 195.4603 | 195.4663 | 195.4706 | 195.4738 | 195.4764 | 195.4784 | 195.4801 | 195.4815 | 195.4827 | 195.4837 | 195.4846 | 195.4854 | 195.4864 | 195.4879 | 195.4892 | 195.4904 | 195.4913 | 195.4922 | 195.493 | 195.4936
F3_Industrial_Industrial - ID_New_Space Heating_Natural Gas_Strategic Energy Management_A | F3 | Industrial | Industrial - ID | New | Space Heating | Natural Gas | Strategic Energy Management | A | RVT | 265.0691 | 0 | 0 | 263.7653 | 264.9668 | 265.0641 | 265.1013 | 265.1206 | 265.1325 | 265.1406 | 265.1464 | 265.1508 | 265.1543 | 265.1571 | 265.1594 | 265.1613 | 265.1629 | 265.1643 | 265.1655 | 265.1665 | 265.1678 | 265.1699 | 265.1717 | 265.1733 | 265.1746 | 265.1758 | 265.1768 | 265.1777
F4_Industrial_Industrial - ID_New_Space Heating_Natural Gas_Strategic Energy Management_A | F4 | Industrial | Industrial - ID | New | Space Heating | Natural Gas | Strategic Energy Management | A | RIM | 102.3768 | 0 | 0 | 101.8732 | 102.3373 | 102.3748 | 102.3892 | 102.3966 | 102.4012 | 102.4044 | 102.4066 | 102.4083 | 102.4097 | 102.4107 | 102.4116 | 102.4123 | 102.413 | 102.4135 | 102.414 | 102.4144 | 102.4149 | 102.4157 | 102.4164 | 102.417 | 102.4175 | 102.418 | 102.4183 | 102.4187
F1_Industrial_Industrial - ID_New_Process_Natural Gas_Strategic Energy Management_A | F1 | Industrial | Industrial - ID | New | Process | Natural Gas | Strategic Energy Management | A | TRC | 265.0691 | 0 | 0 | 263.7653 | 264.9668 | 265.0641 | 265.1013 | 265.1206 | 265.1325 | 265.1406 | 265.1464 | 265.1508 | 265.1543 | 265.1571 | 265.1594 | 265.1613 | 265.1629 | 265.1643 | 265.1655 | 265.1665 | 265.1678 | 265.1699 | 265.1717 | 265.1733 | 265.1746 | 265.1758 | 265.1768 | 265.1777
F2_Industrial_Industrial - ID_New_Process_Natural Gas_Strategic Energy Management_A | F2 | Industrial | Industrial - ID | New | Process | Natural Gas | Strategic Energy Management | A | UCT | 195.4136 | 0 | 0 | 194.4524 | 195.3382 | 195.4099 | 195.4373 | 195.4515 | 195.4603 | 195.4663 | 195.4706 | 195.4738 | 195.4764 | 195.4784 | 195.4801 | 195.4815 | 195.4827 | 195.4837 | 195.4846 | 195.4854 | 195.4864 | 195.4879 | 195.4892 | 195.4904 | 195.4913 | 195.4922 | 195.493 | 195.4936
F3_Industrial_Industrial - ID_New_Process_Natural Gas_Strategic Energy Management_A | F3 | Industrial | Industrial - ID | New | Process | Natural Gas | Strategic Energy Management | A | RVT | 265.0691 | 0 | 0 | 263.7653 | 264.9668 | 265.0641 | 265.1013 | 265.1206 | 265.1325 | 265.1406 | 265.1464 | 265.1508 | 265.1543 | 265.1571 | 265.1594 | 265.1613 | 265.1629 | 265.1643 | 265.1655 | 265.1665 | 265.1678 | 265.1699 | 265.1717 | 265.1733 | 265.1746 | 265.1758 | 265.1768 | 265.1777
F4_Industrial_Industrial - ID_New_Process_Natural Gas_Strategic Energy Management_A | F4 | Industrial | Industrial - ID | New | Process | Natural Gas | Strategic Energy Management | A | RIM | 102.3768 | 0 | 0 | 101.8732 | 102.3373 | 102.3748 | 102.3892 | 102.3966 | 102.4012 | 102.4044 | 102.4066 | 102.4083 | 102.4097 | 102.4107 | 102.4116 | 102.4123 | 102.413 | 102.4135 | 102.414 | 102.4144 | 102.4149 | 102.4157 | 102.4164 | 102.417 | 102.4175 | 102.418 | 102.4183 | 102.4187
F1_Industrial_Industrial - ID_New_Miscellaneous_Natural Gas_Strategic Energy Management_A | F1 | Industrial | Industrial - ID | New | Miscellaneous | Natural Gas | Strategic Energy Management | A | TRC | 265.0691 | 0 | 0 | 263.7653 | 264.9668 | 265.0641 | 265.1013 | 265.1206 | 265.1325 | 265.1406 | 265.1464 | 265.1508 | 265.1543 | 265.1571 | 265.1594 | 265.1613 | 265.1629 | 265.1643 | 265.1655 | 265.1665 | 265.1678 | 265.1699 | 265.1717 | 265.1733 | 265.1746 | 265.1758 | 265.1768 | 265.1777
F2_Industrial_Industrial - ID_New_Miscellaneous_Natural Gas_Strategic Energy Management_A | F2 | Industrial | Industrial - ID | New | Miscellaneous | Natural Gas | Strategic Energy Management | A | UCT | 195.4136 | 0 | 0 | 194.4524 | 195.3382 | 195.4099 | 195.4373 | 195.4515 | 195.4603 | 195.4663 | 195.4706 | 195.4738 | 195.4764 | 195.4784 | 195.4801 | 195.4815 | 195.4827 | 195.4837 | 195.4846 | 195.4854 | 195.4864 | 195.4879 | 195.4892 | 195.4904 | 195.4913 | 195.4922 | 195.493 | 195.4936
F3_Industrial_Industrial - ID_New_Miscellaneous_Natural Gas_Strategic Energy Management_A | F3 | Industrial | Industrial - ID | New | Miscellaneous | Natural Gas | Strategic Energy Management | A | RVT | 265.0691 | 0 | 0 | 263.7653 | 264.9668 | 265.0641 | 265.1013 | 265.1206 | 265.1325 | 265.1406 | 265.1464 | 265.1508 | 265.1543 | 265.1571 | 265.1594 | 265.1613 | 265.1629 | 265.1643 | 265.1655 | 265.1665 | 265.1678 | 265.1699 | 265.1717 | 265.1733 | 265.1746 | 265.1758 | 265.1768 | 265.1777
F4_Industrial_Industrial - ID_New_Miscellaneous_Natural Gas_Strategic Energy Management_A | F4 | Industrial | Industrial - ID | New | Miscellaneous | Natural Gas | Strategic Energy Management | A | RIM | 102.3768 | 0 | 0 | 101.8732 | 102.3373 | 102.3748 | 102.3892 | 102.3966 | 102.4012 | 102.4044 | 102.4066 | 102.4083 | 102.4097 | 102.4107 | 102.4116 | 102.4123 | 102.413 | 102.4135 | 102.414 | 102.4144 | 102.4149 | 102.4157 | 102.4164 | 102.417 | 102.4175 | 102.418 | 102.4183 | 102.4187
F1_Industrial_Industrial - ID_New_Space Heating_Natural Gas_Retrocommissioning_A | F1 | Industrial | Industrial - ID | New | Space Heating | Natural Gas | Retrocommissioning | A | TRC | 20202.026 | 0 | 0 | 19610.2469 | 20154.5341 | 20199.7102 | 20217.023 | 20226.0124 | 20231.5618 | 20235.3282 | 20238.0515 | 20240.1122 | 20241.7255 | 20243.0228 | 20244.0884 | 20244.9792 | 20245.7349 | 20246.3838 | 20246.9472 | 20247.4407 | 20248.0463 | 20249.0186 | 20249.8553 | 20250.5787 | 20251.2068 | 20251.7543 | 20252.2331 | 20252.6533
F2_Industrial_Industrial - ID_New_Space Heating_Natural Gas_Retrocommissioning_A | F2 | Industrial | Industrial - ID | New | Space Heating | Natural Gas | Retrocommissioning | A | UCT | 10605.8695 | 0 | 0 | 10295.1911 | 10580.9367 | 10604.6537 | 10613.7427 | 10618.4621 | 10621.3755 | 10623.3528 | 10624.7825 | 10625.8643 | 10626.7113 | 10627.3924 | 10627.9518 | 10628.4195 | 10628.8162 | 10629.1569 | 10629.4526 | 10629.7117 | 10630.0297 | 10630.5401 | 10630.9794 | 10631.3591 | 10631.6889 | 10631.9763 | 10632.2277 | 10632.4483
F3_Industrial_Industrial - ID_New_Space Heating_Natural Gas_Retrocommissioning_A | F3 | Industrial | Industrial - ID | New | Space Heating | Natural Gas | Retrocommissioning | A | RVT | 20202.026 | 0 | 0 | 19610.2469 | 20154.5341 | 20199.7102 | 20217.023 | 20226.0124 | 20231.5618 | 20235.3282 | 20238.0515 | 20240.1122 | 20241.7255 | 20243.0228 | 20244.0884 | 20244.9792 | 20245.7349 | 20246.3838 | 20246.9472 | 20247.4407 | 20248.0463 | 20249.0186 | 20249.8553 | 20250.5787 | 20251.2068 | 20251.7543 | 20252.2331 | 20252.6533
F4_Industrial_Industrial - ID_New_Space Heating_Natural Gas_Retrocommissioning_A | F4 | Industrial | Industrial - ID | New | Space Heating | Natural Gas | Retrocommissioning | A | RIM | 6171.5193 | 0 | 0 | 5990.7366 | 6157.0109 | 6170.8118 | 6176.1007 | 6178.8469 | 6180.5421 | 6181.6927 | 6182.5247 | 6183.1542 | 6183.6471 | 6184.0434 | 6184.3689 | 6184.641 | 6184.8719 | 6185.0701 | 6185.2422 | 6185.393 | 6185.578 | 6185.875 | 6186.1306 | 6186.3516 | 6186.5435 | 6186.7108 | 6186.857 | 6186.9854
F1_Industrial_Industrial - ID_New_Process_Natural Gas_Retrocommissioning_A | F1 | Industrial | Industrial - ID | New | Process | Natural Gas | Retrocommissioning | A | TRC | 20202.026 | 0 | 0 | 19610.2469 | 20154.5341 | 20199.7102 | 20217.023 | 20226.0124 | 20231.5618 | 20235.3282 | 20238.0515 | 20240.1122 | 20241.7255 | 20243.0228 | 20244.0884 | 20244.9792 | 20245.7349 | 20246.3838 | 20246.9472 | 20247.4407 | 20248.0463 | 20249.0186 | 20249.8553 | 20250.5787 | 20251.2068 | 20251.7543 | 20252.2331 | 20252.6533
F2_Industrial_Industrial - ID_New_Process_Natural Gas_Retrocommissioning_A | F2 | Industrial | Industrial - ID | New | Process | Natural Gas | Retrocommissioning | A | UCT | 10605.8695 | 0 | 0 | 10295.1911 | 10580.9367 | 10604.6537 | 10613.7427 | 10618.4621 | 10621.3755 | 10623.3528 | 10624.7825 | 10625.8643 | 10626.7113 | 10627.3924 | 10627.9518 | 10628.4195 | 10628.8162 | 10629.1569 | 10629.4526 | 10629.7117 | 10630.0297 | 10630.5401 | 10630.9794 | 10631.3591 | 10631.6889 | 10631.9763 | 10632.2277 | 10632.4483
F3_Industrial_Industrial - ID_New_Process_Natural Gas_Retrocommissioning_A | F3 | Industrial | Industrial - ID | New | Process | Natural Gas | Retrocommissioning | A | RVT | 20202.026 | 0 | 0 | 19610.2469 | 20154.5341 | 20199.7102 | 20217.023 | 20226.0124 | 20231.5618 | 20235.3282 | 20238.0515 | 20240.1122 | 20241.7255 | 20243.0228 | 20244.0884 | 20244.9792 | 20245.7349 | 20246.3838 | 20246.9472 | 20247.4407 | 20248.0463 | 20249.0186 | 20249.8553 | 20250.5787 | 20251.2068 | 20251.7543 | 20252.2331 | 20252.6533
F4_Industrial_Industrial - ID_New_Process_Natural Gas_Retrocommissioning_A | F4 | Industrial | Industrial - ID | New | Process | Natural Gas | Retrocommissioning | A | RIM | 6171.5193 | 0 | 0 | 5990.7366 | 6157.0109 | 6170.8118 | 6176.1007 | 6178.8469 | 6180.5421 | 6181.6927 | 6182.5247 | 6183.1542 | 6183.6471 | 6184.0434 | 6184.3689 | 6184.641 | 6184.8719 | 6185.0701 | 6185.2422 | 6185.393 | 6185.578 | 6185.875 | 6186.1306 | 6186.3516 | 6186.5435 | 6186.7108 | 6186.857 | 6186.9854

## Variables
Name | Value | Description | Affects
Equipment File Name | TBD | The filename of the Equipment module. | Measures
Measures File Name | TBD | The filename of the Measures module. | Measures
Results File Name | TBD | The file name for the Results file. | Final Results
Base Year | 2021 | The base year of the study. | Calibration, Tech Economics, Sys Economics
Forecast Start Year | 2023 | The first year potentials differ from the baseline. | Tech Economics, SysEconomics
Forecast End Year | 2047 | The last year of the forecast. | Tech Economics, Sys Economics
Max Systems | 5 | The maximum number of systems to compare at once | Sys Economics, Sys Forecast
Equipment Levels | 10 | The maximum number of options for equipment | Calibration, Tech Economics, Sys Economics
Equipment Components | 5 | The maximum number of components for systems | Tech Economics, Sys Economics
Max Vintage Age | 35 | The maximum age of vintaged equipment | Calibration
Max Equipment Age | 30 | The maximum age of modeled equipment | Tech Economics, Sys Economics
Economic Test | TRC | The economic test to use (TRC, PAC, PC, RIM, or LCOE) | Tech Economics
Economic Criteria | Max Savings | Whether the economic screen should optimize for "Max NPV" or "Max Savings" | Tech Economics
Discount Rate | 6.91% | The utility's internal discount rate for economic analysis. | Tech Economics
Owner Discount Rate (Existing) | 6.91% | Discount rate used for Replacement scenario in economic analysis | Tech Economics, Sys Costs
Builder Discount Rate (New Construction) | 6.91% | Discount rate used for New Construction scenario in economic analysis | Tech Economics, Sys Costs
Minimum BC Ratio | 1 | The minimum BC ratio required for a measure to pass. | Tech Economics
Electric kBTUs | 3.412 | The amount of kBTUs contained in one unit of electricity. | Tech Economics
Natural Gas kBTUs | 100 | The amount of kBTUs contained in one unit of natural gas. | Tech Economics
Run Systems | FALSE | Determines whether or not the System Forecast is run. | Sys Forecast
Run Codes & Standards Forecast | FALSE | Determines whether or not the Codes and Standards Forecast is run. | Tech Economics, Sys Economics
Run Realistic Achievable Potential | FALSE | Determines whether or not the Realistic Achievable Potential is run. | Tech Economics, Sys Economics
Run Maximum Achievable Potential | FALSE | Determines whether or not the Maximum Achievable Potential is run. | Tech Economics, Sys Economics
Run Economic Potential | FALSE | Determines whether or not the Economic Potential is run. | Tech Economics, Sys Economics
Run Technical Potential | FALSE | Determines whether or not the Technical Potential is run. | Tech Economics, Sys Economics
Base Case | Baseline Forecast | The study's base case potential. Typically the Baseline, though possibly Codes & Standards. | Savings
Achievable Case | Economic Potential | Whether the study should use the Economic Potential or the Technical Potential to determine Achievable Potential | Savings
Force Creation | FALSE | Whether or not the system should create entries for keys it cannot find. | Setup
Residential Setup | Households;HH;UEC | Labels for the sector market units used by the Market Profile tab | Setup
Commercial Setup | Square Feet ;SqFt.;EUI | Labels for the sector market units used by the Market Profile tab | Setup
Industrial Setup | Industrial Units; IU; EUI | Labels for the sector market units used by the Market Profile tab | Setup
Electric Setup | kWh;MWh;GWh;KW;MW;GW | Labels for the fuel units used by the Market Profile tab | Setup
Natural Gas Setup | Thrm;mThrm;mmThrm;N/A;N/A;N/A | Labels for the fuel units used by the Market Profile tab | Setup
Sheets Should Hide | FALSE | If TRUE, hides the engine and cache worksheets when the file is opened. | Setup
Uses Measures | TRUE | Whether or not the Measures module is included in the study. | Final Results
Font Color Key
User input, common | Red Font | User inputs that are often modified
User input, uncommon | Blue Font | User inputs that have been preset by EnerNOC and should rarely, if ever, be changed
Standard | Black Font | Text labels or calculated values; no input required
Note on B15: Wroblewski, Grace: Placholder from previous Avista Gas study (2020)

## Market Size
Key | Sector | Segment | Vintage | 2021 | 2022 | 2023 | 2024 | 2025 | 2026 | 2027 | 2028 | 2029 | 2030 | 2031 | 2032 | 2033 | 2034 | 2035 | 2036 | 2037 | 2038 | 2039 | 2040 | 2041 | 2042 | 2043 | 2044 | 2045 | 2046 | 2047
Industrial_Industrial - WA_Existing | Industrial | Industrial - WA | Existing | 1570.087 | 1543.0166 | 1516.4128 | 1490.2678 | 1464.5735 | 1439.3222 | 1414.5063 | 1390.1183 | 1366.1507 | 1342.5964 | 1319.4482 | 1296.6991 | 1274.3422 | 1252.3708 | 1230.7782 | 1209.5579 | 1188.7034 | 1168.2086 | 1148.067 | 1128.2728 | 1108.8198 | 1089.7022 | 1070.9142 | 1052.4502 | 1034.3045 | 1016.4717 | 998.9463
Industrial_Industrial - WA_New | Industrial | Industrial - WA | New | 0 | 93.7852 | 173.1216 | 230.5563 | 275.6926 | 312.3176 | 337.5652 | 362.3851 | 386.7846 | 410.7709 | 434.3513 | 457.5327 | 480.3219 | 502.7258 | 524.751 | 546.404 | 567.6912 | 588.619 | 609.1935 | 629.4209 | 649.3071 | 668.858 | 688.0794 | 706.9769 | 725.5563 | 743.8229 | 761.7821
Industrial_Industrial - ID_Existing | Industrial | Industrial - ID | Existing | 989.2646 | 972.2083 | 955.4461 | 938.9729 | 922.7837 | 906.8737 | 891.2379 | 875.8717 | 860.7705 | 845.9296 | 831.3446 | 817.0111 | 802.9247 | 789.0812 | 775.4763 | 762.1061 | 748.9663 | 736.0531 | 723.3625 | 710.8907 | 698.634 | 686.5886 | 674.7509 | 663.1172 | 651.6842 | 640.4482 | 629.406
Industrial_Industrial - ID_New | Industrial | Industrial - ID | New | 0 | 0.81459 | 3.0451 | 19.8958 | 35.9063 | 51.8456 | 67.349 | 82.5829 | 97.5519 | 112.2605 | 126.7133 | 140.9146 | 154.8688 | 168.5801 | 182.0528 | 195.2909 | 208.2986 | 221.0797 | 233.6381 | 245.9778 | 258.1025 | 270.0159 | 281.7216 | 293.2232 | 304.5243 | 315.6283 | 326.5386

## Baseline Projection
Key | Field | Sector | Segment | Vintage | End Use | Fuel | Technology | Case | Label | 2021 | 2022 | 2023 | 2024 | 2025 | 2026 | 2027 | 2028 | 2029 | 2030 | 2031 | 2032 | 2033 | 2034 | 2035 | 2036 | 2037 | 2038 | 2039 | 2040 | 2041 | 2042 | 2043 | 2044 | 2045 | 2046 | 2047
F1_Industrial_Industrial - WA_Existing_Space Heating_Natural Gas_Furnace_Baseline Forecast | F1 | Industrial | Industrial - WA | Existing | Space Heating | Natural Gas | Furnace | Baseline Forecast | Units | 507.1532 | 498.4092 | 489.8159 | 481.3708 | 473.0713 | 464.9149 | 456.8991 | 449.0216 | 441.2798 | 433.6715 | 426.1944 | 418.8463 | 411.6248 | 404.5278 | 397.5532 | 390.6988 | 383.9626 | 377.3426 | 370.8367 | 364.4429 | 358.1594 | 351.9843 | 345.9156 | 339.9515 | 334.0903 | 328.3301 | 322.6692
F2_Industrial_Industrial - WA_Existing_Space Heating_Natural Gas_Furnace_Baseline Forecast | F2 | Industrial | Industrial - WA | Existing | Space Heating | Natural Gas | Furnace | Baseline Forecast | Usage (MMtherm) | 0.0523 | 0.055282 | 0.054097 | 0.053066 | 0.052029 | 0.050989 | 0.049949 | 0.048912 | 0.047881 | 0.046857 | 0.045843 | 0.04484 | 0.04385 | 0.042873 | 0.041911 | 0.040964 | 0.040035 | 0.039122 | 0.038226 | 0.037365 | 0.036535 | 0.035736 | 0.034967 | 0.034226 | 0.03351 | 0.032818 | 0.032148
F3_Industrial_Industrial - WA_Existing_Space Heating_Natural Gas_Furnace_Baseline Forecast | F3 | Industrial | Industrial - WA | Existing | Space Heating | Natural Gas | Furnace | Baseline Forecast | Summer Peak Demand (n/a) | 0 | 0 | 0 | 0 | 0 | 0 | 0 | 0 | 0 | 0 | 0 | 0 | 0 | 0 | 0 | 0 | 0 | 0 | 0 | 0 | 0 | 0 | 0 | 0 | 0 | 0 | 0
F4_Industrial_Industrial - WA_Existing_Space Heating_Natural Gas_Furnace_Baseline Forecast | F4 | Industrial | Industrial - WA | Existing | Space Heating | Natural Gas | Furnace | Baseline Forecast | Winter Peak Demand (n/a) | 0 | 0 | 0 | 0 | 0 | 0 | 0 | 0 | 0 | 0 | 0 | 0 | 0 | 0 | 0 | 0 | 0 | 0 | 0 | 0 | 0 | 0 | 0 | 0 | 0 | 0 | 0
F5_Industrial_Industrial - WA_Existing_Space Heating_Natural Gas_Furnace_Baseline Forecast | F5 | Industrial | Industrial - WA | Existing | Space Heating | Natural Gas | Furnace | Baseline Forecast | Turnover | 0 | 2.13 | 4.0254 | 5.7089 | 7.2005 | 8.5189 | 9.6806 | 10.7007 | 11.5931 | 12.3701 | 13.043 | 13.6221 | 14.1165 | 14.5347 | 14.8843 | 15.1721 | 15.4044 | 15.5869 | 15.7246 | 14.3846 | 13.2755 | 12.3642 | 11.6213 | 11.0216 | 10.5429 | 10.166 | 9.8742
F6_Industrial_Industrial - WA_Existing_Space Heating_Natural Gas_Furnace_Baseline Forecast | F6 | Industrial | Industrial - WA | Existing | Space Heating | Natural Gas | Furnace | Baseline Forecast | Avg. Replacement Usage (therms) | 100.5484 | 108.1706 | 107.7511 | 95.7788 | 95.7788 | 95.7788 | 95.7788 | 95.7788 | 95.7788 | 95.7788 | 95.7788 | 95.7788 | 95.7788 | 95.7788 | 95.7788 | 95.7788 | 95.7788 | 95.7788 | 95.7788 | 95.7788 | 95.7788 | 95.7788 | 95.7788 | 95.7788 | 95.7788 | 95.7788 | 95.7788
F7_Industrial_Industrial - WA_Existing_Space Heating_Natural Gas_Furnace_Baseline Forecast | F7 | Industrial | Industrial - WA | Existing | Space Heating | Natural Gas | Furnace | Baseline Forecast | Avg. Replacement Summer Demand (n/a) | 0 | 0 | 0 | 0 | 0 | 0 | 0 | 0 | 0 | 0 | 0 | 0 | 0 | 0 | 0 | 0 | 0 | 0 | 0 | 0 | 0 | 0 | 0 | 0 | 0 | 0 | 0
F8_Industrial_Industrial - WA_Existing_Space Heating_Natural Gas_Furnace_Baseline Forecast | F8 | Industrial | Industrial - WA | Existing | Space Heating | Natural Gas | Furnace | Baseline Forecast | Avg. Replacement Winter Demand (n/a) | 0 | 0 | 0 | 0 | 0 | 0 | 0 | 0 | 0 | 0 | 0 | 0 | 0 | 0 | 0 | 0 | 0 | 0 | 0 | 0 | 0 | 0 | 0 | 0 | 0 | 0 | 0
F1_Industrial_Industrial - WA_Existing_Space Heating_Natural Gas_Boiler_Baseline Forecast | F1 | Industrial | Industrial - WA | Existing | Space Heating | Natural Gas | Boiler | Baseline Forecast | Units | 809.3573 | 795.4028 | 781.689 | 768.2116 | 754.9666 | 741.9499 | 729.1577 | 716.586 | 704.2311 | 692.0891 | 680.1566 | 668.4297 | 656.9051 | 645.5791 | 634.4485 | 623.5097 | 612.7595 | 602.1947 | 591.812 | 581.6084 | 571.5806 | 561.7258 | 552.0409 | 542.5229 | 533.1691 | 523.9765 | 514.9424
F2_Industrial_Industrial - WA_Existing_Space Heating_Natural Gas_Boiler_Baseline Forecast | F2 | Industrial | Industrial - WA | Existing | Space Heating | Natural Gas | Boiler | Baseline Forecast | Usage (MMtherm) | 0.083464 | 0.088017 | 0.085946 | 0.084253 | 0.082597 | 0.080978 | 0.079395 | 0.077847 | 0.076335 | 0.074857 | 0.073413 | 0.072003 | 0.070625 | 0.06928 | 0.067967 | 0.066684 | 0.065432 | 0.06421 | 0.063017 | 0.061852 | 0.060715 | 0.059605 | 0.058521 | 0.057461 | 0.056425 | 0.055412 | 0.054421
F3_Industrial_Industrial - WA_Existing_Space Heating_Natural Gas_Boiler_Baseline Forecast | F3 | Industrial | Industrial - WA | Existing | Space Heating | Natural Gas | Boiler | Baseline Forecast | Summer Peak Demand (n/a) | 0 | 0 | 0 | 0 | 0 | 0 | 0 | 0 | 0 | 0 | 0 | 0 | 0 | 0 | 0 | 0 | 0 | 0 | 0 | 0 | 0 | 0 | 0 | 0 | 0 | 0 | 0
F4_Industrial_Industrial - WA_Existing_Space Heating_Natural Gas_Boiler_Baseline Forecast | F4 | Industrial | Industrial - WA | Existing | Space Heating | Natural Gas | Boiler | Baseline Forecast | Winter Peak Demand (n/a) | 0 | 0 | 0 | 0 | 0 | 0 | 0 | 0 | 0 | 0 | 0 | 0 | 0 | 0 | 0 | 0 | 0 | 0 | 0 | 0 | 0 | 0 | 0 | 0 | 0 | 0 | 0
F5_Industrial_Industrial - WA_Existing_Space Heating_Natural Gas_Boiler_Baseline Forecast | F5 | Industrial | Industrial - WA | Existing | Space Heating | Natural Gas | Boiler | Baseline Forecast | Turnover | 0 | 24.1031 | 23.9029 | 23.6832 | 23.4467 | 23.196 | 22.9333 | 22.6605 | 22.3793 | 22.0913 | 21.7978 | 21.5001 | 21.1991 | 20.896 | 20.5914 | 20.2861 | 19.9808 | 19.676 | 19.3723 | 19.07 | 18.7695 | 18.4712 | 18.0232 | 17.6104 | 17.2277 | 16.8709 | 16.5363
F6_Industrial_Industrial - WA_Existing_Space Heating_Natural Gas_Boiler_Baseline Forecast | F6 | Industrial | Industrial - WA | Existing | Space Heating | Natural Gas | Boiler | Baseline Forecast | Avg. Replacement Usage (therms) | 97.9678 | 105.3943 | 104.9856 | 104.9856 | 104.9856 | 104.9856 | 104.9856 | 104.9856 | 104.9856 | 104.9856 | 104.9856 | 104.9856 | 104.9856 | 104.9856 | 104.9856 | 104.9856 | 104.9856 | 104.9856 | 104.9856 | 104.9856 | 104.9856 | 104.9856 | 104.9856 | 104.9856 | 104.9856 | 104.9856 | 104.9856
F7_Industrial_Industrial - WA_Existing_Space Heating_Natural Gas_Boiler_Baseline Forecast | F7 | Industrial | Industrial - WA | Existing | Space Heating | Natural Gas | Boiler | Baseline Forecast | Avg. Replacement Summer Demand (n/a) | 0 | 0 | 0 | 0 | 0 | 0 | 0 | 0 | 0 | 0 | 0 | 0 | 0 | 0 | 0 | 0 | 0 | 0 | 0 | 0 | 0 | 0 | 0 | 0 | 0 | 0 | 0
F8_Industrial_Industrial - WA_Existing_Space Heating_Natural Gas_Boiler_Baseline Forecast | F8 | Industrial | Industrial - WA | Existing | Space Heating | Natural Gas | Boiler | Baseline Forecast | Avg. Replacement Winter Demand (n/a) | 0 | 0 | 0 | 0 | 0 | 0 | 0 | 0 | 0 | 0 | 0 | 0 | 0 | 0 | 0 | 0 | 0 | 0 | 0 | 0 | 0 | 0 | 0 | 0 | 0 | 0 | 0
F1_Industrial_Industrial - WA_Existing_Space Heating_Natural Gas_Unit Heater_Baseline Forecast | F1 | Industrial | Industrial - WA | Existing | Space Heating | Natural Gas | Unit Heater | Baseline Forecast | Units | 253.5766 | 249.2046 | 244.9079 | 240.6854 | 236.5356 | 232.4574 | 228.4496 | 224.5108 | 220.6399 | 216.8358 | 213.0972 | 209.4231 | 205.8124 | 202.2639 | 198.7766 | 195.3494 | 191.9813 | 188.6713 | 185.4183 | 182.2215 | 179.0797 | 175.9921 | 172.9578 | 169.9758 | 167.0451 | 164.1651 | 161.3346
F2_Industrial_Industrial - WA_Existing_Space Heating_Natural Gas_Unit Heater_Baseline Forecast | F2 | Industrial | Industrial - WA | Existing | Space Heating | Natural Gas | Unit Heater | Baseline Forecast | Usage (MMtherm) | 0.02615 | 0.027647 | 0.027065 | 0.026598 | 0.02614 | 0.025689 | 0.025246 | 0.024811 | 0.024383 | 0.023963 | 0.02355 | 0.023144 | 0.022745 | 0.022352 | 0.021967 | 0.021588 | 0.021216 | 0.02085 | 0.020491 | 0.020138 | 0.01979 | 0.019449 | 0.019114 | 0.018784 | 0.01846 | 0.018142 | 0.017829
F3_Industrial_Industrial - WA_Existing_Space Heating_Natural Gas_Unit Heater_Baseline Forecast | F3 | Industrial | Industrial - WA | Existing | Space Heating | Natural Gas | Unit Heater | Baseline Forecast | Summer Peak Demand (n/a) | 0 | 0 | 0 | 0 | 0 | 0 | 0 | 0 | 0 | 0 | 0 | 0 | 0 | 0 | 0 | 0 | 0 | 0 | 0 | 0 | 0 | 0 | 0 | 0 | 0 | 0 | 0
F4_Industrial_Industrial - WA_Existing_Space Heating_Natural Gas_Unit Heater_Baseline Forecast | F4 | Industrial | Industrial - WA | Existing | Space Heating | Natural Gas | Unit Heater | Baseline Forecast | Winter Peak Demand (n/a) | 0 | 0 | 0 | 0 | 0 | 0 | 0 | 0 | 0 | 0 | 0 | 0 | 0 | 0 | 0 | 0 | 0 | 0 | 0 | 0 | 0 | 0 | 0 | 0 | 0 | 0 | 0
F5_Industrial_Industrial - WA_Existing_Space Heating_Natural Gas_Unit Heater_Baseline Forecast | F5 | Industrial | Industrial - WA | Existing | Space Heating | Natural Gas | Unit Heater | Baseline Forecast | Turnover | 0 | 5.6637 | 6.1733 | 6.6094 | 6.9801 | 7.2927 | 7.5539 | 7.7693 | 7.9441 | 8.083 | 8.1901 | 8.2691 | 8.3233 | 8.3555 | 8.3685 | 8.3645 | 8.3456 | 7.846 | 7.4346 | 7.0971 | 6.8211 | 6.596 | 6.4129 | 6.2641 | 6.1432 | 6.0448 | 5.9642
F6_Industrial_Industrial - WA_Existing_Space Heating_Natural Gas_Unit Heater_Baseline Forecast | F6 | Industrial | Industrial - WA | Existing | Space Heating | Natural Gas | Unit Heater | Baseline Forecast | Avg. Replacement Usage (therms) | 103.124 | 110.9414 | 110.5112 | 110.5112 | 110.5112 | 110.5112 | 110.5112 | 110.5112 | 110.5112 | 110.5112 | 110.5112 | 110.5112 | 110.5112 | 110.5112 | 110.5112 | 110.5112 | 110.5112 | 110.5112 | 110.5112 | 110.5112 | 110.5112 | 110.5112 | 110.5112 | 110.5112 | 110.5112 | 110.5112 | 110.5112
F7_Industrial_Industrial - WA_Existing_Space Heating_Natural Gas_Unit Heater_Baseline Forecast | F7 | Industrial | Industrial - WA | Existing | Space Heating | Natural Gas | Unit Heater | Baseline Forecast | Avg. Replacement Summer Demand (n/a) | 0 | 0 | 0 | 0 | 0 | 0 | 0 | 0 | 0 | 0 | 0 | 0 | 0 | 0 | 0 | 0 | 0 | 0 | 0 | 0 | 0 | 0 | 0 | 0 | 0 | 0 | 0
F8_Industrial_Industrial - WA_Existing_Space Heating_Natural Gas_Unit Heater_Baseline Forecast | F8 | Industrial | Industrial - WA | Existing | Space Heating | Natural Gas | Unit Heater | Baseline Forecast | Avg. Replacement Winter Demand (n/a) | 0 | 0 | 0 | 0 | 0 | 0 | 0 | 0 | 0 | 0 | 0 | 0 | 0 | 0 | 0 | 0 | 0 | 0 | 0 | 0 | 0 | 0 | 0 | 0 | 0 | 0 | 0
F1_Industrial_Industrial - WA_Existing_Process_Natural Gas_Process Boiler_Baseline Forecast | F1 | Industrial | Industrial - WA | Existing | Process | Natural Gas | Process Boiler | Baseline Forecast | Units | 1570.087 | 1543.0166 | 1516.4128 | 1490.2678 | 1464.5735 | 1439.3222 | 1414.5063 | 1390.1183 | 1366.1507 | 1342.5964 | 1319.4482 | 1296.6991 | 1274.3422 | 1252.3708 | 1230.7782 | 1209.5579 | 1188.7034 | 1168.2086 | 1148.067 | 1128.2728 | 1108.8198 | 1089.7022 | 1070.9142 | 1052.4502 | 1034.3045 | 1016.4717 | 998.9463
F2_Industrial_Industrial - WA_Existing_Process_Natural Gas_Process Boiler_Baseline Forecast | F2 | Industrial | Industrial - WA | Existing | Process | Natural Gas | Process Boiler | Baseline Forecast | Usage (MMtherm) | 1.1782 | 1.1579 | 1.1379 | 1.1183 | 1.099 | 1.0801 | 1.0615 | 1.0432 | 1.0252 | 1.0075 | 0.99014 | 0.97307 | 0.95629 | 0.93981 | 0.9236 | 0.90768 | 0.89203 | 0.87665 | 0.86153 | 0.84668 | 0.83208 | 0.81774 | 0.80364 | 0.78978 | 0.77616 | 0.76278 | 0.74963
F3_Industrial_Industrial - WA_Existing_Process_Natural Gas_Process Boiler_Baseline Forecast | F3 | Industrial | Industrial - WA | Existing | Process | Natural Gas | Process Boiler | Baseline Forecast | Summer Peak Demand (n/a) | 0 | 0 | 0 | 0 | 0 | 0 | 0 | 0 | 0 | 0 | 0 | 0 | 0 | 0 | 0 | 0 | 0 | 0 | 0 | 0 | 0 | 0 | 0 | 0 | 0 | 0 | 0
F4_Industrial_Industrial - WA_Existing_Process_Natural Gas_Process Boiler_Baseline Forecast | F4 | Industrial | Industrial - WA | Existing | Process | Natural Gas | Process Boiler | Baseline Forecast | Winter Peak Demand (n/a) | 0 | 0 | 0 | 0 | 0 | 0 | 0 | 0 | 0 | 0 | 0 | 0 | 0 | 0 | 0 | 0 | 0 | 0 | 0 | 0 | 0 | 0 | 0 | 0 | 0 | 0 | 0
F5_Industrial_Industrial - WA_Existing_Process_Natural Gas_Process Boiler_Baseline Forecast | F5 | Industrial | Industrial - WA | Existing | Process | Natural Gas | Process Boiler | Baseline Forecast | Turnover | 0 | 132.2586 | 154.736 | 172.9232 | 163.5979 | 158.7905 | 157.2069 | 154.6085 | 151.7679 | 149.1603 | 146.6114 | 176.4623 | 174.9327 | 172.3432 | 167.5498 | 164.3715 | 162.1122 | 159.3038 | 156.4369 | 153.7607 | 151.1289 | 156.4454 | 153.0037 | 149.4816 | 146.685 | 144.2379 | 141.9105
F6_Industrial_Industrial - WA_Existing_Process_Natural Gas_Process Boiler_Baseline Forecast | F6 | Industrial | Industrial - WA | Existing | Process | Natural Gas | Process Boiler | Baseline Forecast | Avg. Replacement Usage (therms) | 750.4212 | 750.4212 | 750.4212 | 750.4212 | 750.4212 | 750.4212 | 750.4212 | 750.4212 | 750.4212 | 750.4212 | 750.4212 | 750.4212 | 750.4212 | 750.4212 | 750.4212 | 750.4212 | 750.4212 | 750.4212 | 750.4212 | 750.4212 | 750.4212 | 750.4212 | 750.4212 | 750.4212 | 750.4212 | 750.4212 | 750.4212
F7_Industrial_Industrial - WA_Existing_Process_Natural Gas_Process Boiler_Baseline Forecast | F7 | Industrial | Industrial - WA | Existing | Process | Natural Gas | Process Boiler | Baseline Forecast | Avg. Replacement Summer Demand (n/a) | 0 | 0 | 0 | 0 | 0 | 0 | 0 | 0 | 0 | 0 | 0 | 0 | 0 | 0 | 0 | 0 | 0 | 0 | 0 | 0 | 0 | 0 | 0 | 0 | 0 | 0 | 0
F8_Industrial_Industrial - WA_Existing_Process_Natural Gas_Process Boiler_Baseline Forecast | F8 | Industrial | Industrial - WA | Existing | Process | Natural Gas | Process Boiler | Baseline Forecast | Avg. Replacement Winter Demand (n/a) | 0 | 0 | 0 | 0 | 0 | 0 | 0 | 0 | 0 | 0 | 0 | 0 | 0 | 0 | 0 | 0 | 0 | 0 | 0 | 0 | 0 | 0 | 0 | 0 | 0 | 0 | 0
F1_Industrial_Industrial - WA_Existing_Process_Natural Gas_Process Heating_Baseline Forecast | F1 | Industrial | Industrial - WA | Existing | Process | Natural Gas | Process Heating | Baseline Forecast | Units | 1570.087 | 1543.0166 | 1516.4128 | 1490.2678 | 1464.5735 | 1439.3222 | 1414.5063 | 1390.1183 | 1366.1507 | 1342.5964 | 1319.4482 | 1296.6991 | 1274.3422 | 1252.3708 | 1230.7782 | 1209.5579 | 1188.7034 | 1168.2086 | 1148.067 | 1128.2728 | 1108.8198 | 1089.7022 | 1070.9142 | 1052.4502 | 1034.3045 | 1016.4717 | 998.9463
F2_Industrial_Industrial - WA_Existing_Process_Natural Gas_Process Heating_Baseline Forecast | F2 | Industrial | Industrial - WA | Existing | Process | Natural Gas | Process Heating | Baseline Forecast | Usage (MMtherm) | 1.0772 | 1.0587 | 1.0404 | 1.0225 | 1.0049 | 0.98753 | 0.9705 | 0.95377 | 0.93733 | 0.92117 | 0.90528 | 0.88967 | 0.87434 | 0.85926 | 0.84445 | 0.82989 | 0.81558 | 0.80152 | 0.7877 | 0.77412 | 0.76077 | 0.74765 | 0.73476 | 0.72209 | 0.70964 | 0.69741 | 0.68538
F3_Industrial_Industrial - WA_Existing_Process_Natural Gas_Process Heating_Baseline Forecast | F3 | Industrial | Industrial - WA | Existing | Process | Natural Gas | Process Heating | Baseline Forecast | Summer Peak Demand (n/a) | 0 | 0 | 0 | 0 | 0 | 0 | 0 | 0 | 0 | 0 | 0 | 0 | 0 | 0 | 0 | 0 | 0 | 0 | 0 | 0 | 0 | 0 | 0 | 0 | 0 | 0 | 0
F4_Industrial_Industrial - WA_Existing_Process_Natural Gas_Process Heating_Baseline Forecast | F4 | Industrial | Industrial - WA | Existing | Process | Natural Gas | Process Heating | Baseline Forecast | Winter Peak Demand (n/a) | 0 | 0 | 0 | 0 | 0 | 0 | 0 | 0 | 0 | 0 | 0 | 0 | 0 | 0 | 0 | 0 | 0 | 0 | 0 | 0 | 0 | 0 | 0 | 0 | 0 | 0 | 0
F5_Industrial_Industrial - WA_Existing_Process_Natural Gas_Process Heating_Baseline Forecast | F5 | Industrial | Industrial - WA | Existing | Process | Natural Gas | Process Heating | Baseline Forecast | Turnover | 0 | 132.2586 | 154.736 | 172.9232 | 163.5979 | 158.7905 | 157.2069 | 154.6085 | 151.7679 | 149.1603 | 146.6114 | 176.4623 | 174.9327 | 172.3432 | 167.5498 | 164.3715 | 162.1122 | 159.3038 | 156.4369 | 153.7607 | 151.1289 | 156.4454 | 153.0037 | 149.4816 | 146.685 | 144.2379 | 141.9105
F6_Industrial_Industrial - WA_Existing_Process_Natural Gas_Process Heating_Baseline Forecast | F6 | Industrial | Industrial - WA | Existing | Process | Natural Gas | Process Heating | Baseline Forecast | Avg. Replacement Usage (therms) | 686.1073 | 686.1073 | 686.1073 | 686.1073 | 686.1073 | 686.1073 | 686.1073 | 686.1073 | 686.1073 | 686.1073 | 686.1073 | 686.1073 | 686.1073 | 686.1073 | 686.1073 | 686.1073 | 686.1073 | 686.1073 | 686.1073 | 686.1073 | 686.1073 | 686.1073 | 686.1073 | 686.1073 | 686.1073 | 686.1073 | 686.1073
F7_Industrial_Industrial - WA_Existing_Process_Natural Gas_Process Heating_Baseline Forecast | F7 | Industrial | Industrial - WA | Existing | Process | Natural Gas | Process Heating | Baseline Forecast | Avg. Replacement Summer Demand (n/a) | 0 | 0 | 0 | 0 | 0 | 0 | 0 | 0 | 0 | 0 | 0 | 0 | 0 | 0 | 0 | 0 | 0 | 0 | 0 | 0 | 0 | 0 | 0 | 0 | 0 | 0 | 0
F8_Industrial_Industrial - WA_Existing_Process_Natural Gas_Process Heating_Baseline Forecast | F8 | Industrial | Industrial - WA | Existing | Process | Natural Gas | Process Heating | Baseline Forecast | Avg. Replacement Winter Demand (n/a) | 0 | 0 | 0 | 0 | 0 | 0 | 0 | 0 | 0 | 0 | 0 | 0 | 0 | 0 | 0 | 0 | 0 | 0 | 0 | 0 | 0 | 0 | 0 | 0 | 0 | 0 | 0
F1_Industrial_Industrial - WA_Existing_Process_Natural Gas_Process Cooling_Baseline Forecast | F1 | Industrial | Industrial - WA | Existing | Process | Natural Gas | Process Cooling | Baseline Forecast | Units | 1570.087 | 1543.0166 | 1516.4128 | 1490.2678 | 1464.5735 | 1439.3222 | 1414.5063 | 1390.1183 | 1366.1507 | 1342.5964 | 1319.4482 | 1296.6991 | 1274.3422 | 1252.3708 | 1230.7782 | 1209.5579 | 1188.7034 | 1168.2086 | 1148.067 | 1128.2728 | 1108.8198 | 1089.7022 | 1070.9142 | 1052.4502 | 1034.3045 | 1016.4717 | 998.9463
F2_Industrial_Industrial - WA_Existing_Process_Natural Gas_Process Cooling_Baseline Forecast | F2 | Industrial | Industrial - WA | Existing | Process | Natural Gas | Process Cooling | Baseline Forecast | Usage (MMtherm) | 0.010446 | 0.010266 | 0.010089 | 0.009915 | 0.009744 | 0.009576 | 0.0094109 | 0.0092487 | 0.0090892 | 0.0089325 | 0.0087785 | 0.0086271 | 0.0084784 | 0.0083322 | 0.0081886 | 0.0080474 | 0.0079086 | 0.0077723 | 0.0076383 | 0.0075066 | 0.0073772 | 0.00725 | 0.007125 | 0.0070021 | 0.0068814 | 0.0067628 | 0.0066462
F3_Industrial_Industrial - WA_Existing_Process_Natural Gas_Process Cooling_Baseline Forecast | F3 | Industrial | Industrial - WA | Existing | Process | Natural Gas | Process Cooling | Baseline Forecast | Summer Peak Demand (n/a) | 0 | 0 | 0 | 0 | 0 | 0 | 0 | 0 | 0 | 0 | 0 | 0 | 0 | 0 | 0 | 0 | 0 | 0 | 0 | 0 | 0 | 0 | 0 | 0 | 0 | 0 | 0
F4_Industrial_Industrial - WA_Existing_Process_Natural Gas_Process Cooling_Baseline Forecast | F4 | Industrial | Industrial - WA | Existing | Process | Natural Gas | Process Cooling | Baseline Forecast | Winter Peak Demand (n/a) | 0 | 0 | 0 | 0 | 0 | 0 | 0 | 0 | 0 | 0 | 0 | 0 | 0 | 0 | 0 | 0 | 0 | 0 | 0 | 0 | 0 | 0 | 0 | 0 | 0 | 0 | 0
F5_Industrial_Industrial - WA_Existing_Process_Natural Gas_Process Cooling_Baseline Forecast | F5 | Industrial | Industrial - WA | Existing | Process | Natural Gas | Process Cooling | Baseline Forecast | Turnover | 0 | 132.2586 | 154.736 | 172.9232 | 163.5979 | 158.7905 | 157.2069 | 154.6085 | 151.7679 | 149.1603 | 146.6114 | 176.4623 | 174.9327 | 172.3432 | 167.5498 | 164.3715 | 162.1122 | 159.3038 | 156.4369 | 153.7607 | 151.1289 | 156.4454 | 153.0037 | 149.4816 | 146.685 | 144.2379 | 141.9105
F6_Industrial_Industrial - WA_Existing_Process_Natural Gas_Process Cooling_Baseline Forecast | F6 | Industrial | Industrial - WA | Existing | Process | Natural Gas | Process Cooling | Baseline Forecast | Avg. Replacement Usage (therms) | 6.6532 | 6.6532 | 6.6532 | 6.6532 | 6.6532 | 6.6532 | 6.6532 | 6.6532 | 6.6532 | 6.6532 | 6.6532 | 6.6532 | 6.6532 | 6.6532 | 6.6532 | 6.6532 | 6.6532 | 6.6532 | 6.6532 | 6.6532 | 6.6532 | 6.6532 | 6.6532 | 6.6532 | 6.6532 | 6.6532 | 6.6532
F7_Industrial_Industrial - WA_Existing_Process_Natural Gas_Process Cooling_Baseline Forecast | F7 | Industrial | Industrial - WA | Existing | Process | Natural Gas | Process Cooling | Baseline Forecast | Avg. Replacement Summer Demand (n/a) | 0 | 0 | 0 | 0 | 0 | 0 | 0 | 0 | 0 | 0 | 0 | 0 | 0 | 0 | 0 | 0 | 0 | 0 | 0 | 0 | 0 | 0 | 0 | 0 | 0 | 0 | 0
F8_Industrial_Industrial - WA_Existing_Process_Natural Gas_Process Cooling_Baseline Forecast | F8 | Industrial | Industrial - WA | Existing | Process | Natural Gas | Process Cooling | Baseline Forecast | Avg. Replacement Winter Demand (n/a) | 0 | 0 | 0 | 0 | 0 | 0 | 0 | 0 | 0 | 0 | 0 | 0 | 0 | 0 | 0 | 0 | 0 | 0 | 0 | 0 | 0 | 0 | 0 | 0 | 0 | 0 | 0
F1_Industrial_Industrial - WA_Existing_Process_Natural Gas_Other Process_Baseline Forecast | F1 | Industrial | Industrial - WA | Existing | Process | Natural Gas | Other Process | Baseline Forecast | Units | 1570.087 | 1543.0166 | 1516.4128 | 1490.2678 | 1464.5735 | 1439.3222 | 1414.5063 | 1390.1183 | 1366.1507 | 1342.5964 | 1319.4482 | 1296.6991 | 1274.3422 | 1252.3708 | 1230.7782 | 1209.5579 | 1188.7034 | 1168.2086 | 1148.067 | 1128.2728 | 1108.8198 | 1089.7022 | 1070.9142 | 1052.4502 | 1034.3045 | 1016.4717 | 998.9463
F2_Industrial_Industrial - WA_Existing_Process_Natural Gas_Other Process_Baseline Forecast | F2 | Industrial | Industrial - WA | Existing | Process | Natural Gas | Other Process | Baseline Forecast | Usage (MMtherm) | 0.11012 | 0.10822 | 0.10635 | 0.10452 | 0.10272 | 0.10095 | 0.099207 | 0.097497 | 0.095816 | 0.094164 | 0.09254 | 0.090945 | 0.089377 | 0.087836 | 0.086321 | 0.084833 | 0.08337 | 0.081933 | 0.08052 | 0.079132 | 0.077768 | 0.076427 | 0.075109 | 0.073814 | 0.072541 | 0.071291 | 0.070062
F3_Industrial_Industrial - WA_Existing_Process_Natural Gas_Other Process_Baseline Forecast | F3 | Industrial | Industrial - WA | Existing | Process | Natural Gas | Other Process | Baseline Forecast | Summer Peak Demand (n/a) | 0 | 0 | 0 | 0 | 0 | 0 | 0 | 0 | 0 | 0 | 0 | 0 | 0 | 0 | 0 | 0 | 0 | 0 | 0 | 0 | 0 | 0 | 0 | 0 | 0 | 0 | 0
F4_Industrial_Industrial - WA_Existing_Process_Natural Gas_Other Process_Baseline Forecast | F4 | Industrial | Industrial - WA | Existing | Process | Natural Gas | Other Process | Baseline Forecast | Winter Peak Demand (n/a) | 0 | 0 | 0 | 0 | 0 | 0 | 0 | 0 | 0 | 0 | 0 | 0 | 0 | 0 | 0 | 0 | 0 | 0 | 0 | 0 | 0 | 0 | 0 | 0 | 0 | 0 | 0
F5_Industrial_Industrial - WA_Existing_Process_Natural Gas_Other Process_Baseline Forecast | F5 | Industrial | Industrial - WA | Existing | Process | Natural Gas | Other Process | Baseline Forecast | Turnover | 0 | 132.2586 | 154.736 | 172.9232 | 163.5979 | 158.7905 | 157.2069 | 154.6085 | 151.7679 | 149.1603 | 146.6114 | 176.4623 | 174.9327 | 172.3432 | 167.5498 | 164.3715 | 162.1122 | 159.3038 | 156.4369 | 153.7607 | 151.1289 | 156.4454 | 153.0037 | 149.4816 | 146.685 | 144.2379 | 141.9105
F6_Industrial_Industrial - WA_Existing_Process_Natural Gas_Other Process_Baseline Forecast | F6 | Industrial | Industrial - WA | Existing | Process | Natural Gas | Other Process | Baseline Forecast | Avg. Replacement Usage (therms) | 70.1354 | 70.1354 | 70.1354 | 70.1354 | 70.1354 | 70.1354 | 70.1354 | 70.1354 | 70.1354 | 70.1354 | 70.1354 | 70.1354 | 70.1354 | 70.1354 | 70.1354 | 70.1354 | 70.1354 | 70.1354 | 70.1354 | 70.1354 | 70.1354 | 70.1354 | 70.1354 | 70.1354 | 70.1354 | 70.1354 | 70.1354
F7_Industrial_Industrial - WA_Existing_Process_Natural Gas_Other Process_Baseline Forecast | F7 | Industrial | Industrial - WA | Existing | Process | Natural Gas | Other Process | Baseline Forecast | Avg. Replacement Summer Demand (n/a) | 0 | 0 | 0 | 0 | 0 | 0 | 0 | 0 | 0 | 0 | 0 | 0 | 0 | 0 | 0 | 0 | 0 | 0 | 0 | 0 | 0 | 0 | 0 | 0 | 0 | 0 | 0
F8_Industrial_Industrial - WA_Existing_Process_Natural Gas_Other Process_Baseline Forecast | F8 | Industrial | Industrial - WA | Existing | Process | Natural Gas | Other Process | Baseline Forecast | Avg. Replacement Winter Demand (n/a) | 0 | 0 | 0 | 0 | 0 | 0 | 0 | 0 | 0 | 0 | 0 | 0 | 0 | 0 | 0 | 0 | 0 | 0 | 0 | 0 | 0 | 0 | 0 | 0 | 0 | 0 | 0
F1_Industrial_Industrial - WA_Existing_Miscellaneous_Natural Gas_Miscellaneous_Baseline Forecast | F1 | Industrial | Industrial - WA | Existing | Miscellaneous | Natural Gas | Miscellaneous | Baseline Forecast | Units | 1570.087 | 1543.0166 | 1516.4128 | 1490.2678 | 1464.5735 | 1439.3222 | 1414.5063 | 1390.1183 | 1366.1507 | 1342.5964 | 1319.4482 | 1296.6991 | 1274.3422 | 1252.3708 | 1230.7782 | 1209.5579 | 1188.7034 | 1168.2086 | 1148.067 | 1128.2728 | 1108.8198 | 1089.7022 | 1070.9142 | 1052.4502 | 1034.3045 | 1016.4717 | 998.9463
F2_Industrial_Industrial - WA_Existing_Miscellaneous_Natural Gas_Miscellaneous_Baseline Forecast | F2 | Industrial | Industrial - WA | Existing | Miscellaneous | Natural Gas | Miscellaneous | Baseline Forecast | Usage (MMtherm) | 0.12971 | 0.12747 | 0.12527 | 0.12311 | 0.12099 | 0.1189 | 0.11685 | 0.11484 | 0.11286 | 0.11091 | 0.109 | 0.10712 | 0.10527 | 0.10346 | 0.10167 | 0.099922 | 0.098199 | 0.096506 | 0.094842 | 0.093207 | 0.0916 | 0.09002 | 0.088468 | 0.086943 | 0.085444 | 0.083971 | 0.082523
F3_Industrial_Industrial - WA_Existing_Miscellaneous_Natural Gas_Miscellaneous_Baseline Forecast | F3 | Industrial | Industrial - WA | Existing | Miscellaneous | Natural Gas | Miscellaneous | Baseline Forecast | Summer Peak Demand (n/a) | 0 | 0 | 0 | 0 | 0 | 0 | 0 | 0 | 0 | 0 | 0 | 0 | 0 | 0 | 0 | 0 | 0 | 0 | 0 | 0 | 0 | 0 | 0 | 0 | 0 | 0 | 0
F4_Industrial_Industrial - WA_Existing_Miscellaneous_Natural Gas_Miscellaneous_Baseline Forecast | F4 | Industrial | Industrial - WA | Existing | Miscellaneous | Natural Gas | Miscellaneous | Baseline Forecast | Winter Peak Demand (n/a) | 0 | 0 | 0 | 0 | 0 | 0 | 0 | 0 | 0 | 0 | 0 | 0 | 0 | 0 | 0 | 0 | 0 | 0 | 0 | 0 | 0 | 0 | 0 | 0 | 0 | 0 | 0
F5_Industrial_Industrial - WA_Existing_Miscellaneous_Natural Gas_Miscellaneous_Baseline Forecast | F5 | Industrial | Industrial - WA | Existing | Miscellaneous | Natural Gas | Miscellaneous | Baseline Forecast | Turnover | 0 | 132.2586 | 154.736 | 172.9232 | 163.5979 | 158.7905 | 157.2069 | 154.6085 | 151.7679 | 149.1603 | 146.6114 | 176.4623 | 174.9327 | 172.3432 | 167.5498 | 164.3715 | 162.1122 | 159.3038 | 156.4369 | 153.7607 | 151.1289 | 156.4454 | 153.0037 | 149.4816 | 146.685 | 144.2379 | 141.9105
F6_Industrial_Industrial - WA_Existing_Miscellaneous_Natural Gas_Miscellaneous_Baseline Forecast | F6 | Industrial | Industrial - WA | Existing | Miscellaneous | Natural Gas | Miscellaneous | Baseline Forecast | Avg. Replacement Usage (therms) | 82.6101 | 82.6101 | 82.6101 | 82.6101 | 82.6101 | 82.6101 | 82.6101 | 82.6101 | 82.6101 | 82.6101 | 82.6101 | 82.6101 | 82.6101 | 82.6101 | 82.6101 | 82.6101 | 82.6101 | 82.6101 | 82.6101 | 82.6101 | 82.6101 | 82.6101 | 82.6101 | 82.6101 | 82.6101 | 82.6101 | 82.6101
F7_Industrial_Industrial - WA_Existing_Miscellaneous_Natural Gas_Miscellaneous_Baseline Forecast | F7 | Industrial | Industrial - WA | Existing | Miscellaneous | Natural Gas | Miscellaneous | Baseline Forecast | Avg. Replacement Summer Demand (n/a) | 0 | 0 | 0 | 0 | 0 | 0 | 0 | 0 | 0 | 0 | 0 | 0 | 0 | 0 | 0 | 0 | 0 | 0 | 0 | 0 | 0 | 0 | 0 | 0 | 0 | 0 | 0
F8_Industrial_Industrial - WA_Existing_Miscellaneous_Natural Gas_Miscellaneous_Baseline Forecast | F8 | Industrial | Industrial - WA | Existing | Miscellaneous | Natural Gas | Miscellaneous | Baseline Forecast | Avg. Replacement Winter Demand (n/a) | 0 | 0 | 0 | 0 | 0 | 0 | 0 | 0 | 0 | 0 | 0 | 0 | 0 | 0 | 0 | 0 | 0 | 0 | 0 | 0 | 0 | 0 | 0 | 0 | 0 | 0 | 0
F1_Industrial_Industrial - WA_New_Space Heating_Natural Gas_Furnace_Baseline Forecast | F1 | Industrial | Industrial - WA | New | Space Heating | Natural Gas | Furnace | Baseline Forecast | Units | 0 | 30.2935 | 55.9199 | 74.4719 | 89.0513 | 100.8816 | 109.0368 | 117.0539 | 124.9351 | 132.683 | 140.2996 | 147.7874 | 155.1486 | 162.3853 | 169.4996 | 176.4937 | 183.3697 | 190.1296 | 196.7753 | 203.309 | 209.7324 | 216.0475 | 222.2562 | 228.3603 | 234.3616 | 240.2619 | 246.0629
F2_Industrial_Industrial - WA_New_Space Heating_Natural Gas_Furnace_Baseline Forecast | F2 | Industrial | Industrial - WA | New | Space Heating | Natural Gas | Furnace | Baseline Forecast | Usage (MMtherm) | 0 | 0.0025123 | 0.0046196 | 0.0059819 | 0.0070524 | 0.0079211 | 0.0085199 | 0.0091086 | 0.0096873 | 0.010256 | 0.010816 | 0.011365 | 0.011906 | 0.012437 | 0.01296 | 0.013473 | 0.013978 | 0.014474 | 0.014962 | 0.015421 | 0.015855 | 0.016283 | 0.016707 | 0.017125 | 0.017539 | 0.017947 | 0.018349
F3_Industrial_Industrial - WA_New_Space Heating_Natural Gas_Furnace_Baseline Forecast | F3 | Industrial | Industrial - WA | New | Space Heating | Natural Gas | Furnace | Baseline Forecast | Summer Peak Demand (n/a) | 0 | 0 | 0 | 0 | 0 | 0 | 0 | 0 | 0 | 0 | 0 | 0 | 0 | 0 | 0 | 0 | 0 | 0 | 0 | 0 | 0 | 0 | 0 | 0 | 0 | 0 | 0
F4_Industrial_Industrial - WA_New_Space Heating_Natural Gas_Furnace_Baseline Forecast | F4 | Industrial | Industrial - WA | New | Space Heating | Natural Gas | Furnace | Baseline Forecast | Winter Peak Demand (n/a) | 0 | 0 | 0 | 0 | 0 | 0 | 0 | 0 | 0 | 0 | 0 | 0 | 0 | 0 | 0 | 0 | 0 | 0 | 0 | 0 | 0 | 0 | 0 | 0 | 0 | 0 | 0
F5_Industrial_Industrial - WA_New_Space Heating_Natural Gas_Furnace_Baseline Forecast | F5 | Industrial | Industrial - WA | New | Space Heating | Natural Gas | Furnace | Baseline Forecast | Turnover | 0 | 30.2935 | 25.6264 | 18.5519 | 14.5795 | 11.8302 | 8.1552 | 8.0171 | 7.8813 | 7.7478 | 7.6167 | 7.4878 | 7.3611 | 7.2367 | 7.1143 | 6.9941 | 6.876 | 6.7599 | 6.6458 | 8.8639 | 10.5457 | 11.5474 | 12.16 | 12.5076 | 12.5396 | 12.5523 | 12.5476
F6_Industrial_Industrial - WA_New_Space Heating_Natural Gas_Furnace_Baseline Forecast | F6 | Industrial | Industrial - WA | New | Space Heating | Natural Gas | Furnace | Baseline Forecast | Avg. Replacement Usage (therms) | 77.0891 | 82.9329 | 82.6113 | 73.4287 | 73.4287 | 73.4287 | 73.4287 | 73.4287 | 73.4287 | 73.4287 | 73.4287 | 73.4287 | 73.4287 | 73.4287 | 73.4287 | 73.4287 | 73.4287 | 73.4287 | 73.4287 | 73.4287 | 73.4287 | 73.4287 | 73.4287 | 73.4287 | 73.4287 | 73.4287 | 73.4287
F7_Industrial_Industrial - WA_New_Space Heating_Natural Gas_Furnace_Baseline Forecast | F7 | Industrial | Industrial - WA | New | Space Heating | Natural Gas | Furnace | Baseline Forecast | Avg. Replacement Summer Demand (n/a) | 0 | 0 | 0 | 0 | 0 | 0 | 0 | 0 | 0 | 0 | 0 | 0 | 0 | 0 | 0 | 0 | 0 | 0 | 0 | 0 | 0 | 0 | 0 | 0 | 0 | 0 | 0
F8_Industrial_Industrial - WA_New_Space Heating_Natural Gas_Furnace_Baseline Forecast | F8 | Industrial | Industrial - WA | New | Space Heating | Natural Gas | Furnace | Baseline Forecast | Avg. Replacement Winter Demand (n/a) | 0 | 0 | 0 | 0 | 0 | 0 | 0 | 0 | 0 | 0 | 0 | 0 | 0 | 0 | 0 | 0 | 0 | 0 | 0 | 0 | 0 | 0 | 0 | 0 | 0 | 0 | 0
F1_Industrial_Industrial - WA_New_Space Heating_Natural Gas_Boiler_Baseline Forecast | F1 | Industrial | Industrial - WA | New | Space Heating | Natural Gas | Boiler | Baseline Forecast | Units | 0 | 48.3449 | 89.2417 | 118.8484 | 142.1156 | 160.9952 | 174.01 | 186.8043 | 199.3819 | 211.7465 | 223.9018 | 235.8515 | 247.599 | 259.1479 | 270.5016 | 281.6634 | 292.6366 | 303.4246 | 314.0305 | 324.4574 | 334.7084 | 344.7867 | 354.695 | 364.4364 | 374.0138 | 383.43 | 392.6877
F2_Industrial_Industrial - WA_New_Space Heating_Natural Gas_Boiler_Baseline Forecast | F2 | Industrial | Industrial - WA | New | Space Heating | Natural Gas | Boiler | Baseline Forecast | Usage (MMtherm) | 0 | 0.0045652 | 0.0083945 | 0.011179 | 0.013368 | 0.015144 | 0.016368 | 0.017572 | 0.018755 | 0.019918 | 0.021061 | 0.022185 | 0.02329 | 0.024377 | 0.025445 | 0.026495 | 0.027527 | 0.028542 | 0.029539 | 0.03052 | 0.031484 | 0.032432 | 0.033364 | 0.034281 | 0.035181 | 0.036067 | 0.036938
F3_Industrial_Industrial - WA_New_Space Heating_Natural Gas_Boiler_Baseline Forecast | F3 | Industrial | Industrial - WA | New | Space Heating | Natural Gas | Boiler | Baseline Forecast | Summer Peak Demand (n/a) | 0 | 0 | 0 | 0 | 0 | 0 | 0 | 0 | 0 | 0 | 0 | 0 | 0 | 0 | 0 | 0 | 0 | 0 | 0 | 0 | 0 | 0 | 0 | 0 | 0 | 0 | 0
F4_Industrial_Industrial - WA_New_Space Heating_Natural Gas_Boiler_Baseline Forecast | F4 | Industrial | Industrial - WA | New | Space Heating | Natural Gas | Boiler | Baseline Forecast | Winter Peak Demand (n/a) | 0 | 0 | 0 | 0 | 0 | 0 | 0 | 0 | 0 | 0 | 0 | 0 | 0 | 0 | 0 | 0 | 0 | 0 | 0 | 0 | 0 | 0 | 0 | 0 | 0 | 0 | 0
F5_Industrial_Industrial - WA_New_Space Heating_Natural Gas_Boiler_Baseline Forecast | F5 | Industrial | Industrial - WA | New | Space Heating | Natural Gas | Boiler | Baseline Forecast | Turnover | 0 | 48.3449 | 40.8968 | 29.6067 | 23.2671 | 18.8797 | 13.0148 | 12.7943 | 12.5776 | 12.3646 | 12.1553 | 11.9497 | 11.7475 | 11.5489 | 11.3537 | 11.1618 | 10.9733 | 10.788 | 10.6059 | 10.4269 | 10.251 | 10.0782 | 14.3033 | 17.4548 | 19.281 | 20.3529 | 20.9165
F6_Industrial_Industrial - WA_New_Space Heating_Natural Gas_Boiler_Baseline Forecast | F6 | Industrial | Industrial - WA | New | Space Heating | Natural Gas | Boiler | Baseline Forecast | Avg. Replacement Usage (therms) | 87.7768 | 94.4307 | 94.0646 | 94.0646 | 94.0646 | 94.0646 | 94.0646 | 94.0646 | 94.0646 | 94.0646 | 94.0646 | 94.0646 | 94.0646 | 94.0646 | 94.0646 | 94.0646 | 94.0646 | 94.0646 | 94.0646 | 94.0646 | 94.0646 | 94.0646 | 94.0646 | 94.0646 | 94.0646 | 94.0646 | 94.0646
F7_Industrial_Industrial - WA_New_Space Heating_Natural Gas_Boiler_Baseline Forecast | F7 | Industrial | Industrial - WA | New | Space Heating | Natural Gas | Boiler | Baseline Forecast | Avg. Replacement Summer Demand (n/a) | 0 | 0 | 0 | 0 | 0 | 0 | 0 | 0 | 0 | 0 | 0 | 0 | 0 | 0 | 0 | 0 | 0 | 0 | 0 | 0 | 0 | 0 | 0 | 0 | 0 | 0 | 0
F8_Industrial_Industrial - WA_New_Space Heating_Natural Gas_Boiler_Baseline Forecast | F8 | Industrial | Industrial - WA | New | Space Heating | Natural Gas | Boiler | Baseline Forecast | Avg. Replacement Winter Demand (n/a) | 0 | 0 | 0 | 0 | 0 | 0 | 0 | 0 | 0 | 0 | 0 | 0 | 0 | 0 | 0 | 0 | 0 | 0 | 0 | 0 | 0 | 0 | 0 | 0 | 0 | 0 | 0
F1_Industrial_Industrial - WA_New_Space Heating_Natural Gas_Unit Heater_Baseline Forecast | F1 | Industrial | Industrial - WA | New | Space Heating | Natural Gas | Unit Heater | Baseline Forecast | Units | 0 | 15.1468 | 27.96 | 37.2359 | 44.5257 | 50.4408 | 54.5184 | 58.5269 | 62.4676 | 66.3415 | 70.1498 | 73.8937 | 77.5743 | 81.1926 | 84.7498 | 88.2469 | 91.6849 | 95.0648 | 98.3877 | 101.6545 | 104.8662 | 108.0238 | 111.1281 | 114.1802 | 117.1808 | 120.131 | 123.0315
F2_Industrial_Industrial - WA_New_Space Heating_Natural Gas_Unit Heater_Baseline Forecast | F2 | Industrial | Industrial - WA | New | Space Heating | Natural Gas | Unit Heater | Baseline Forecast | Usage (MMtherm) | 0 | 0.0016804 | 0.0030899 | 0.004115 | 0.0049206 | 0.0055743 | 0.0060249 | 0.0064679 | 0.0069034 | 0.0073315 | 0.0077523 | 0.0081661 | 0.0085728 | 0.0089727 | 0.0093658 | 0.0097523 | 0.010132 | 0.010506 | 0.010873 | 0.011234 | 0.011589 | 0.011938 | 0.012281 | 0.012618 | 0.01295 | 0.013276 | 0.013596
F3_Industrial_Industrial - WA_New_Space Heating_Natural Gas_Unit Heater_Baseline Forecast | F3 | Industrial | Industrial - WA | New | Space Heating | Natural Gas | Unit Heater | Baseline Forecast | Summer Peak Demand (n/a) | 0 | 0 | 0 | 0 | 0 | 0 | 0 | 0 | 0 | 0 | 0 | 0 | 0 | 0 | 0 | 0 | 0 | 0 | 0 | 0 | 0 | 0 | 0 | 0 | 0 | 0 | 0
F4_Industrial_Industrial - WA_New_Space Heating_Natural Gas_Unit Heater_Baseline Forecast | F4 | Industrial | Industrial - WA | New | Space Heating | Natural Gas | Unit Heater | Baseline Forecast | Winter Peak Demand (n/a) | 0 | 0 | 0 | 0 | 0 | 0 | 0 | 0 | 0 | 0 | 0 | 0 | 0 | 0 | 0 | 0 | 0 | 0 | 0 | 0 | 0 | 0 | 0 | 0 | 0 | 0 | 0
F5_Industrial_Industrial - WA_New_Space Heating_Natural Gas_Unit Heater_Baseline Forecast | F5 | Industrial | Industrial - WA | New | Space Heating | Natural Gas | Unit Heater | Baseline Forecast | Turnover | 0 | 15.1468 | 12.8132 | 9.276 | 7.2897 | 5.9151 | 4.0776 | 4.0085 | 3.9406 | 3.8739 | 3.8083 | 3.7439 | 3.6806 | 3.6183 | 3.5572 | 3.4971 | 3.438 | 4.7569 | 5.7395 | 6.307 | 6.6382 | 6.8103 | 6.7957 | 6.7723 | 6.7409 | 6.7025 | 6.658
F6_Industrial_Industrial - WA_New_Space Heating_Natural Gas_Unit Heater_Baseline Forecast | F6 | Industrial | Industrial - WA | New | Space Heating | Natural Gas | Unit Heater | Baseline Forecast | Avg. Replacement Usage (therms) | 103.124 | 110.9414 | 110.5112 | 110.5112 | 110.5112 | 110.5112 | 110.5112 | 110.5112 | 110.5112 | 110.5112 | 110.5112 | 110.5112 | 110.5112 | 110.5112 | 110.5112 | 110.5112 | 110.5112 | 110.5112 | 110.5112 | 110.5112 | 110.5112 | 110.5112 | 110.5112 | 110.5112 | 110.5112 | 110.5112 | 110.5112
F7_Industrial_Industrial - WA_New_Space Heating_Natural Gas_Unit Heater_Baseline Forecast | F7 | Industrial | Industrial - WA | New | Space Heating | Natural Gas | Unit Heater | Baseline Forecast | Avg. Replacement Summer Demand (n/a) | 0 | 0 | 0 | 0 | 0 | 0 | 0 | 0 | 0 | 0 | 0 | 0 | 0 | 0 | 0 | 0 | 0 | 0 | 0 | 0 | 0 | 0 | 0 | 0 | 0 | 0 | 0
F8_Industrial_Industrial - WA_New_Space Heating_Natural Gas_Unit Heater_Baseline Forecast | F8 | Industrial | Industrial - WA | New | Space Heating | Natural Gas | Unit Heater | Baseline Forecast | Avg. Replacement Winter Demand (n/a) | 0 | 0 | 0 | 0 | 0 | 0 | 0 | 0 | 0 | 0 | 0 | 0 | 0 | 0 | 0 | 0 | 0 | 0 | 0 | 0 | 0 | 0 | 0 | 0 | 0 | 0 | 0
F1_Industrial_Industrial - WA_New_Process_Natural Gas_Process Boiler_Baseline Forecast | F1 | Industrial | Industrial - WA | New | Process | Natural Gas | Process Boiler | Baseline Forecast | Units | 0 | 93.7852 | 173.1216 | 230.5563 | 275.6926 | 312.3176 | 337.5652 | 362.3851 | 386.7846 | 410.7709 | 434.3513 | 457.5327 | 480.3219 | 502.7258 | 524.751 | 546.404 | 567.6912 | 588.619 | 609.1935 | 629.4209 | 649.3071 | 668.858 | 688.0794 | 706.9769 | 725.5563 | 743.8229 | 761.7821
F2_Industrial_Industrial - WA_New_Process_Natural Gas_Process Boiler_Baseline Forecast | F2 | Industrial | Industrial - WA | New | Process | Natural Gas | Process Boiler | Baseline Forecast | Usage (MMtherm) | 0 | 0.070378 | 0.12991 | 0.17301 | 0.20689 | 0.23437 | 0.25332 | 0.27194 | 0.29025 | 0.30825 | 0.32595 | 0.34334 | 0.36044 | 0.37726 | 0.39378 | 0.41003 | 0.42601 | 0.44171 | 0.45715 | 0.47233 | 0.48725 | 0.50193 | 0.51635 | 0.53053 | 0.54447 | 0.55818 | 0.57166
F3_Industrial_Industrial - WA_New_Process_Natural Gas_Process Boiler_Baseline Forecast | F3 | Industrial | Industrial - WA | New | Process | Natural Gas | Process Boiler | Baseline Forecast | Summer Peak Demand (n/a) | 0 | 0 | 0 | 0 | 0 | 0 | 0 | 0 | 0 | 0 | 0 | 0 | 0 | 0 | 0 | 0 | 0 | 0 | 0 | 0 | 0 | 0 | 0 | 0 | 0 | 0 | 0
F4_Industrial_Industrial - WA_New_Process_Natural Gas_Process Boiler_Baseline Forecast | F4 | Industrial | Industrial - WA | New | Process | Natural Gas | Process Boiler | Baseline Forecast | Winter Peak Demand (n/a) | 0 | 0 | 0 | 0 | 0 | 0 | 0 | 0 | 0 | 0 | 0 | 0 | 0 | 0 | 0 | 0 | 0 | 0 | 0 | 0 | 0 | 0 | 0 | 0 | 0 | 0 | 0
F5_Industrial_Industrial - WA_New_Process_Natural Gas_Process Boiler_Baseline Forecast | F5 | Industrial | Industrial - WA | New | Process | Natural Gas | Process Boiler | Baseline Forecast | Turnover | 0 | 93.7852 | 79.3364 | 57.4347 | 58.5342 | 59.4427 | 53.0106 | 56.9787 | 60.456 | 62.4649 | 64.7018 | 94.3899 | 88.5389 | 81.6226 | 86.5887 | 89.9063 | 89.5764 | 92.9873 | 96.1967 | 98.4283 | 100.8512 | 111.3417 | 110.2557 | 109.3192 | 113.4364 | 116.2901 | 117.5003
F6_Industrial_Industrial - WA_New_Process_Natural Gas_Process Boiler_Baseline Forecast | F6 | Industrial | Industrial - WA | New | Process | Natural Gas | Process Boiler | Baseline Forecast | Avg. Replacement Usage (therms) | 750.4212 | 750.4212 | 750.4212 | 750.4212 | 750.4212 | 750.4212 | 750.4212 | 750.4212 | 750.4212 | 750.4212 | 750.4212 | 750.4212 | 750.4212 | 750.4212 | 750.4212 | 750.4212 | 750.4212 | 750.4212 | 750.4212 | 750.4212 | 750.4212 | 750.4212 | 750.4212 | 750.4212 | 750.4212 | 750.4212 | 750.4212
F7_Industrial_Industrial - WA_New_Process_Natural Gas_Process Boiler_Baseline Forecast | F7 | Industrial | Industrial - WA | New | Process | Natural Gas | Process Boiler | Baseline Forecast | Avg. Replacement Summer Demand (n/a) | 0 | 0 | 0 | 0 | 0 | 0 | 0 | 0 | 0 | 0 | 0 | 0 | 0 | 0 | 0 | 0 | 0 | 0 | 0 | 0 | 0 | 0 | 0 | 0 | 0 | 0 | 0
F8_Industrial_Industrial - WA_New_Process_Natural Gas_Process Boiler_Baseline Forecast | F8 | Industrial | Industrial - WA | New | Process | Natural Gas | Process Boiler | Baseline Forecast | Avg. Replacement Winter Demand (n/a) | 0 | 0 | 0 | 0 | 0 | 0 | 0 | 0 | 0 | 0 | 0 | 0 | 0 | 0 | 0 | 0 | 0 | 0 | 0 | 0 | 0 | 0 | 0 | 0 | 0 | 0 | 0
F1_Industrial_Industrial - WA_New_Process_Natural Gas_Process Heating_Baseline Forecast | F1 | Industrial | Industrial - WA | New | Process | Natural Gas | Process Heating | Baseline Forecast | Units | 0 | 93.7852 | 173.1216 | 230.5563 | 275.6926 | 312.3176 | 337.5652 | 362.3851 | 386.7846 | 410.7709 | 434.3513 | 457.5327 | 480.3219 | 502.7258 | 524.751 | 546.404 | 567.6912 | 588.619 | 609.1935 | 629.4209 | 649.3071 | 668.858 | 688.0794 | 706.9769 | 725.5563 | 743.8229 | 761.7821
F2_Industrial_Industrial - WA_New_Process_Natural Gas_Process Heating_Baseline Forecast | F2 | Industrial | Industrial - WA | New | Process | Natural Gas | Process Heating | Baseline Forecast | Usage (MMtherm) | 0 | 0.064347 | 0.11878 | 0.15819 | 0.18915 | 0.21428 | 0.23161 | 0.24864 | 0.26538 | 0.28183 | 0.29801 | 0.31392 | 0.32955 | 0.34492 | 0.36004 | 0.37489 | 0.3895 | 0.40386 | 0.41797 | 0.43185 | 0.44549 | 0.45891 | 0.4721 | 0.48506 | 0.49781 | 0.51034 | 0.52266
F3_Industrial_Industrial - WA_New_Process_Natural Gas_Process Heating_Baseline Forecast | F3 | Industrial | Industrial - WA | New | Process | Natural Gas | Process Heating | Baseline Forecast | Summer Peak Demand (n/a) | 0 | 0 | 0 | 0 | 0 | 0 | 0 | 0 | 0 | 0 | 0 | 0 | 0 | 0 | 0 | 0 | 0 | 0 | 0 | 0 | 0 | 0 | 0 | 0 | 0 | 0 | 0
F4_Industrial_Industrial - WA_New_Process_Natural Gas_Process Heating_Baseline Forecast | F4 | Industrial | Industrial - WA | New | Process | Natural Gas | Process Heating | Baseline Forecast | Winter Peak Demand (n/a) | 0 | 0 | 0 | 0 | 0 | 0 | 0 | 0 | 0 | 0 | 0 | 0 | 0 | 0 | 0 | 0 | 0 | 0 | 0 | 0 | 0 | 0 | 0 | 0 | 0 | 0 | 0
F5_Industrial_Industrial - WA_New_Process_Natural Gas_Process Heating_Baseline Forecast | F5 | Industrial | Industrial - WA | New | Process | Natural Gas | Process Heating | Baseline Forecast | Turnover | 0 | 93.7852 | 79.3364 | 57.4347 | 58.5342 | 59.4427 | 53.0106 | 56.9787 | 60.456 | 62.4649 | 64.7018 | 94.3899 | 88.5389 | 81.6226 | 86.5887 | 89.9063 | 89.5764 | 92.9873 | 96.1967 | 98.4283 | 100.8512 | 111.3417 | 110.2557 | 109.3192 | 113.4364 | 116.2901 | 117.5003
F6_Industrial_Industrial - WA_New_Process_Natural Gas_Process Heating_Baseline Forecast | F6 | Industrial | Industrial - WA | New | Process | Natural Gas | Process Heating | Baseline Forecast | Avg. Replacement Usage (therms) | 686.1073 | 686.1073 | 686.1073 | 686.1073 | 686.1073 | 686.1073 | 686.1073 | 686.1073 | 686.1073 | 686.1073 | 686.1073 | 686.1073 | 686.1073 | 686.1073 | 686.1073 | 686.1073 | 686.1073 | 686.1073 | 686.1073 | 686.1073 | 686.1073 | 686.1073 | 686.1073 | 686.1073 | 686.1073 | 686.1073 | 686.1073
F7_Industrial_Industrial - WA_New_Process_Natural Gas_Process Heating_Baseline Forecast | F7 | Industrial | Industrial - WA | New | Process | Natural Gas | Process Heating | Baseline Forecast | Avg. Replacement Summer Demand (n/a) | 0 | 0 | 0 | 0 | 0 | 0 | 0 | 0 | 0 | 0 | 0 | 0 | 0 | 0 | 0 | 0 | 0 | 0 | 0 | 0 | 0 | 0 | 0 | 0 | 0 | 0 | 0
F8_Industrial_Industrial - WA_New_Process_Natural Gas_Process Heating_Baseline Forecast | F8 | Industrial | Industrial - WA | New | Process | Natural Gas | Process Heating | Baseline Forecast | Avg. Replacement Winter Demand (n/a) | 0 | 0 | 0 | 0 | 0 | 0 | 0 | 0 | 0 | 0 | 0 | 0 | 0 | 0 | 0 | 0 | 0 | 0 | 0 | 0 | 0 | 0 | 0 | 0 | 0 | 0 | 0
F1_Industrial_Industrial - WA_New_Process_Natural Gas_Process Cooling_Baseline Forecast | F1 | Industrial | Industrial - WA | New | Process | Natural Gas | Process Cooling | Baseline Forecast | Units | 0 | 93.7852 | 173.1216 | 230.5563 | 275.6926 | 312.3176 | 337.5652 | 362.3851 | 386.7846 | 410.7709 | 434.3513 | 457.5327 | 480.3219 | 502.7258 | 524.751 | 546.404 | 567.6912 | 588.619 | 609.1935 | 629.4209 | 649.3071 | 668.858 | 688.0794 | 706.9769 | 725.5563 | 743.8229 | 761.7821
F2_Industrial_Industrial - WA_New_Process_Natural Gas_Process Cooling_Baseline Forecast | F2 | Industrial | Industrial - WA | New | Process | Natural Gas | Process Cooling | Baseline Forecast | Usage (MMtherm) | 0 | 0.00062397 | 0.0011518 | 0.0015339 | 0.0018342 | 0.0020779 | 0.0022459 | 0.002411 | 0.0025733 | 0.0027329 | 0.0028898 | 0.003044 | 0.0031957 | 0.0033447 | 0.0034913 | 0.0036353 | 0.0037769 | 0.0039162 | 0.0040531 | 0.0041876 | 0.0043199 | 0.00445 | 0.0045779 | 0.0047036 | 0.0048272 | 0.0049488 | 0.0050683
F3_Industrial_Industrial - WA_New_Process_Natural Gas_Process Cooling_Baseline Forecast | F3 | Industrial | Industrial - WA | New | Process | Natural Gas | Process Cooling | Baseline Forecast | Summer Peak Demand (n/a) | 0 | 0 | 0 | 0 | 0 | 0 | 0 | 0 | 0 | 0 | 0 | 0 | 0 | 0 | 0 | 0 | 0 | 0 | 0 | 0 | 0 | 0 | 0 | 0 | 0 | 0 | 0
F4_Industrial_Industrial - WA_New_Process_Natural Gas_Process Cooling_Baseline Forecast | F4 | Industrial | Industrial - WA | New | Process | Natural Gas | Process Cooling | Baseline Forecast | Winter Peak Demand (n/a) | 0 | 0 | 0 | 0 | 0 | 0 | 0 | 0 | 0 | 0 | 0 | 0 | 0 | 0 | 0 | 0 | 0 | 0 | 0 | 0 | 0 | 0 | 0 | 0 | 0 | 0 | 0
F5_Industrial_Industrial - WA_New_Process_Natural Gas_Process Cooling_Baseline Forecast | F5 | Industrial | Industrial - WA | New | Process | Natural Gas | Process Cooling | Baseline Forecast | Turnover | 0 | 93.7852 | 79.3364 | 57.4347 | 58.5342 | 59.4427 | 53.0106 | 56.9787 | 60.456 | 62.4649 | 64.7018 | 94.3899 | 88.5389 | 81.6226 | 86.5887 | 89.9063 | 89.5764 | 92.9873 | 96.1967 | 98.4283 | 100.8512 | 111.3417 | 110.2557 | 109.3192 | 113.4364 | 116.2901 | 117.5003
F6_Industrial_Industrial - WA_New_Process_Natural Gas_Process Cooling_Baseline Forecast | F6 | Industrial | Industrial - WA | New | Process | Natural Gas | Process Cooling | Baseline Forecast | Avg. Replacement Usage (therms) | 6.6532 | 6.6532 | 6.6532 | 6.6532 | 6.6532 | 6.6532 | 6.6532 | 6.6532 | 6.6532 | 6.6532 | 6.6532 | 6.6532 | 6.6532 | 6.6532 | 6.6532 | 6.6532 | 6.6532 | 6.6532 | 6.6532 | 6.6532 | 6.6532 | 6.6532 | 6.6532 | 6.6532 | 6.6532 | 6.6532 | 6.6532
F7_Industrial_Industrial - WA_New_Process_Natural Gas_Process Cooling_Baseline Forecast | F7 | Industrial | Industrial - WA | New | Process | Natural Gas | Process Cooling | Baseline Forecast | Avg. Replacement Summer Demand (n/a) | 0 | 0 | 0 | 0 | 0 | 0 | 0 | 0 | 0 | 0 | 0 | 0 | 0 | 0 | 0 | 0 | 0 | 0 | 0 | 0 | 0 | 0 | 0 | 0 | 0 | 0 | 0
F8_Industrial_Industrial - WA_New_Process_Natural Gas_Process Cooling_Baseline Forecast | F8 | Industrial | Industrial - WA | New | Process | Natural Gas | Process Cooling | Baseline Forecast | Avg. Replacement Winter Demand (n/a) | 0 | 0 | 0 | 0 | 0 | 0 | 0 | 0 | 0 | 0 | 0 | 0 | 0 | 0 | 0 | 0 | 0 | 0 | 0 | 0 | 0 | 0 | 0 | 0 | 0 | 0 | 0
F1_Industrial_Industrial - WA_New_Process_Natural Gas_Other Process_Baseline Forecast | F1 | Industrial | Industrial - WA | New | Process | Natural Gas | Other Process | Baseline Forecast | Units | 0 | 93.7852 | 173.1216 | 230.5563 | 275.6926 | 312.3176 | 337.5652 | 362.3851 | 386.7846 | 410.7709 | 434.3513 | 457.5327 | 480.3219 | 502.7258 | 524.751 | 546.404 | 567.6912 | 588.619 | 609.1935 | 629.4209 | 649.3071 | 668.858 | 688.0794 | 706.9769 | 725.5563 | 743.8229 | 761.7821
F2_Industrial_Industrial - WA_New_Process_Natural Gas_Other Process_Baseline Forecast | F2 | Industrial | Industrial - WA | New | Process | Natural Gas | Other Process | Baseline Forecast | Usage (MMtherm) | 0 | 0.0065777 | 0.012142 | 0.01617 | 0.019336 | 0.021905 | 0.023675 | 0.025416 | 0.027127 | 0.02881 | 0.030463 | 0.032089 | 0.033688 | 0.035259 | 0.036804 | 0.038322 | 0.039815 | 0.041283 | 0.042726 | 0.044145 | 0.045539 | 0.046911 | 0.048259 | 0.049584 | 0.050887 | 0.052168 | 0.053428
F3_Industrial_Industrial - WA_New_Process_Natural Gas_Other Process_Baseline Forecast | F3 | Industrial | Industrial - WA | New | Process | Natural Gas | Other Process | Baseline Forecast | Summer Peak Demand (n/a) | 0 | 0 | 0 | 0 | 0 | 0 | 0 | 0 | 0 | 0 | 0 | 0 | 0 | 0 | 0 | 0 | 0 | 0 | 0 | 0 | 0 | 0 | 0 | 0 | 0 | 0 | 0
F4_Industrial_Industrial - WA_New_Process_Natural Gas_Other Process_Baseline Forecast | F4 | Industrial | Industrial - WA | New | Process | Natural Gas | Other Process | Baseline Forecast | Winter Peak Demand (n/a) | 0 | 0 | 0 | 0 | 0 | 0 | 0 | 0 | 0 | 0 | 0 | 0 | 0 | 0 | 0 | 0 | 0 | 0 | 0 | 0 | 0 | 0 | 0 | 0 | 0 | 0 | 0
F5_Industrial_Industrial - WA_New_Process_Natural Gas_Other Process_Baseline Forecast | F5 | Industrial | Industrial - WA | New | Process | Natural Gas | Other Process | Baseline Forecast | Turnover | 0 | 93.7852 | 79.3364 | 57.4347 | 58.5342 | 59.4427 | 53.0106 | 56.9787 | 60.456 | 62.4649 | 64.7018 | 94.3899 | 88.5389 | 81.6226 | 86.5887 | 89.9063 | 89.5764 | 92.9873 | 96.1967 | 98.4283 | 100.8512 | 111.3417 | 110.2557 | 109.3192 | 113.4364 | 116.2901 | 117.5003
F6_Industrial_Industrial - WA_New_Process_Natural Gas_Other Process_Baseline Forecast | F6 | Industrial | Industrial - WA | New | Process | Natural Gas | Other Process | Baseline Forecast | Avg. Replacement Usage (therms) | 70.1354 | 70.1354 | 70.1354 | 70.1354 | 70.1354 | 70.1354 | 70.1354 | 70.1354 | 70.1354 | 70.1354 | 70.1354 | 70.1354 | 70.1354 | 70.1354 | 70.1354 | 70.1354 | 70.1354 | 70.1354 | 70.1354 | 70.1354 | 70.1354 | 70.1354 | 70.1354 | 70.1354 | 70.1354 | 70.1354 | 70.1354
F7_Industrial_Industrial - WA_New_Process_Natural Gas_Other Process_Baseline Forecast | F7 | Industrial | Industrial - WA | New | Process | Natural Gas | Other Process | Baseline Forecast | Avg. Replacement Summer Demand (n/a) | 0 | 0 | 0 | 0 | 0 | 0 | 0 | 0 | 0 | 0 | 0 | 0 | 0 | 0 | 0 | 0 | 0 | 0 | 0 | 0 | 0 | 0 | 0 | 0 | 0 | 0 | 0
F8_Industrial_Industrial - WA_New_Process_Natural Gas_Other Process_Baseline Forecast | F8 | Industrial | Industrial - WA | New | Process | Natural Gas | Other Process | Baseline Forecast | Avg. Replacement Winter Demand (n/a) | 0 | 0 | 0 | 0 | 0 | 0 | 0 | 0 | 0 | 0 | 0 | 0 | 0 | 0 | 0 | 0 | 0 | 0 | 0 | 0 | 0 | 0 | 0 | 0 | 0 | 0 | 0
F1_Industrial_Industrial - WA_New_Miscellaneous_Natural Gas_Miscellaneous_Baseline Forecast | F1 | Industrial | Industrial - WA | New | Miscellaneous | Natural Gas | Miscellaneous | Baseline Forecast | Units | 0 | 93.7852 | 173.1216 | 230.5563 | 275.6926 | 312.3176 | 337.5652 | 362.3851 | 386.7846 | 410.7709 | 434.3513 | 457.5327 | 480.3219 | 502.7258 | 524.751 | 546.404 | 567.6912 | 588.619 | 609.1935 | 629.4209 | 649.3071 | 668.858 | 688.0794 | 706.9769 | 725.5563 | 743.8229 | 761.7821
F2_Industrial_Industrial - WA_New_Miscellaneous_Natural Gas_Miscellaneous_Baseline Forecast | F2 | Industrial | Industrial - WA | New | Miscellaneous | Natural Gas | Miscellaneous | Baseline Forecast | Usage (MMtherm) | 0 | 0.0077476 | 0.014302 | 0.019046 | 0.022775 | 0.025801 | 0.027886 | 0.029937 | 0.031952 | 0.033934 | 0.035882 | 0.037797 | 0.039679 | 0.04153 | 0.04335 | 0.045138 | 0.046897 | 0.048626 | 0.050326 | 0.051997 | 0.053639 | 0.055254 | 0.056842 | 0.058403 | 0.059938 | 0.061447 | 0.062931
F3_Industrial_Industrial - WA_New_Miscellaneous_Natural Gas_Miscellaneous_Baseline Forecast | F3 | Industrial | Industrial - WA | New | Miscellaneous | Natural Gas | Miscellaneous | Baseline Forecast | Summer Peak Demand (n/a) | 0 | 0 | 0 | 0 | 0 | 0 | 0 | 0 | 0 | 0 | 0 | 0 | 0 | 0 | 0 | 0 | 0 | 0 | 0 | 0 | 0 | 0 | 0 | 0 | 0 | 0 | 0
F4_Industrial_Industrial - WA_New_Miscellaneous_Natural Gas_Miscellaneous_Baseline Forecast | F4 | Industrial | Industrial - WA | New | Miscellaneous | Natural Gas | Miscellaneous | Baseline Forecast | Winter Peak Demand (n/a) | 0 | 0 | 0 | 0 | 0 | 0 | 0 | 0 | 0 | 0 | 0 | 0 | 0 | 0 | 0 | 0 | 0 | 0 | 0 | 0 | 0 | 0 | 0 | 0 | 0 | 0 | 0
F5_Industrial_Industrial - WA_New_Miscellaneous_Natural Gas_Miscellaneous_Baseline Forecast | F5 | Industrial | Industrial - WA | New | Miscellaneous | Natural Gas | Miscellaneous | Baseline Forecast | Turnover | 0 | 93.7852 | 79.3364 | 57.4347 | 58.5342 | 59.4427 | 53.0106 | 56.9787 | 60.456 | 62.4649 | 64.7018 | 94.3899 | 88.5389 | 81.6226 | 86.5887 | 89.9063 | 89.5764 | 92.9873 | 96.1967 | 98.4283 | 100.8512 | 111.3417 | 110.2557 | 109.3192 | 113.4364 | 116.2901 | 117.5003
F6_Industrial_Industrial - WA_New_Miscellaneous_Natural Gas_Miscellaneous_Baseline Forecast | F6 | Industrial | Industrial - WA | New | Miscellaneous | Natural Gas | Miscellaneous | Baseline Forecast | Avg. Replacement Usage (therms) | 82.6101 | 82.6101 | 82.6101 | 82.6101 | 82.6101 | 82.6101 | 82.6101 | 82.6101 | 82.6101 | 82.6101 | 82.6101 | 82.6101 | 82.6101 | 82.6101 | 82.6101 | 82.6101 | 82.6101 | 82.6101 | 82.6101 | 82.6101 | 82.6101 | 82.6101 | 82.6101 | 82.6101 | 82.6101 | 82.6101 | 82.6101
F7_Industrial_Industrial - WA_New_Miscellaneous_Natural Gas_Miscellaneous_Baseline Forecast | F7 | Industrial | Industrial - WA | New | Miscellaneous | Natural Gas | Miscellaneous | Baseline Forecast | Avg. Replacement Summer Demand (n/a) | 0 | 0 | 0 | 0 | 0 | 0 | 0 | 0 | 0 | 0 | 0 | 0 | 0 | 0 | 0 | 0 | 0 | 0 | 0 | 0 | 0 | 0 | 0 | 0 | 0 | 0 | 0
F8_Industrial_Industrial - WA_New_Miscellaneous_Natural Gas_Miscellaneous_Baseline Forecast | F8 | Industrial | Industrial - WA | New | Miscellaneous | Natural Gas | Miscellaneous | Baseline Forecast | Avg. Replacement Winter Demand (n/a) | 0 | 0 | 0 | 0 | 0 | 0 | 0 | 0 | 0 | 0 | 0 | 0 | 0 | 0 | 0 | 0 | 0 | 0 | 0 | 0 | 0 | 0 | 0 | 0 | 0 | 0 | 0
F1_Industrial_Industrial - ID_Existing_Space Heating_Natural Gas_Furnace_Baseline Forecast | F1 | Industrial | Industrial - ID | Existing | Space Heating | Natural Gas | Furnace | Baseline Forecast | Units | 319.542 | 314.0326 | 308.6183 | 303.2973 | 298.068 | 292.9289 | 287.8784 | 282.915 | 278.0371 | 273.2434 | 268.5323 | 263.9024 | 259.3524 | 254.8808 | 250.4863 | 246.1676 | 241.9233 | 237.7522 | 233.653 | 229.6245 | 225.6655 | 221.7747 | 217.951 | 214.1932 | 210.5002 | 206.8709 | 203.3042
F2_Industrial_Industrial - ID_Existing_Space Heating_Natural Gas_Furnace_Baseline Forecast | F2 | Industrial | Industrial - ID | Existing | Space Heating | Natural Gas | Furnace | Baseline Forecast | Usage (MMtherm) | 0.045132 | 0.047706 | 0.046683 | 0.045793 | 0.044898 | 0.044 | 0.043103 | 0.042208 | 0.041317 | 0.040434 | 0.039558 | 0.038693 | 0.037838 | 0.036995 | 0.036165 | 0.035348 | 0.034546 | 0.033758 | 0.032985 | 0.032243 | 0.031526 | 0.030837 | 0.030174 | 0.029534 | 0.028916 | 0.028319 | 0.027741
F3_Industrial_Industrial - ID_Existing_Space Heating_Natural Gas_Furnace_Baseline Forecast | F3 | Industrial | Industrial - ID | Existing | Space Heating | Natural Gas | Furnace | Baseline Forecast | Summer Peak Demand (n/a) | 0 | 0 | 0 | 0 | 0 | 0 | 0 | 0 | 0 | 0 | 0 | 0 | 0 | 0 | 0 | 0 | 0 | 0 | 0 | 0 | 0 | 0 | 0 | 0 | 0 | 0 | 0
F4_Industrial_Industrial - ID_Existing_Space Heating_Natural Gas_Furnace_Baseline Forecast | F4 | Industrial | Industrial - ID | Existing | Space Heating | Natural Gas | Furnace | Baseline Forecast | Winter Peak Demand (n/a) | 0 | 0 | 0 | 0 | 0 | 0 | 0 | 0 | 0 | 0 | 0 | 0 | 0 | 0 | 0 | 0 | 0 | 0 | 0 | 0 | 0 | 0 | 0 | 0 | 0 | 0 | 0
F5_Industrial_Industrial - ID_Existing_Space Heating_Natural Gas_Furnace_Baseline Forecast | F5 | Industrial | Industrial - ID | Existing | Space Heating | Natural Gas | Furnace | Baseline Forecast | Turnover | 0 | 1.342 | 2.5363 | 3.597 | 4.5368 | 5.3675 | 6.0994 | 6.7422 | 7.3045 | 7.794 | 8.218 | 8.5829 | 8.8944 | 9.1579 | 9.3781 | 9.5595 | 9.7059 | 9.8208 | 9.9076 | 9.0633 | 8.3645 | 7.7903 | 7.3222 | 6.9444 | 6.6427 | 6.4053 | 6.2215
F6_Industrial_Industrial - ID_Existing_Space Heating_Natural Gas_Furnace_Baseline Forecast | F6 | Industrial | Industrial - ID | Existing | Space Heating | Natural Gas | Furnace | Baseline Forecast | Avg. Replacement Usage (therms) | 137.6575 | 148.0928 | 147.5185 | 131.18 | 131.18 | 131.18 | 131.18 | 131.18 | 131.18 | 131.18 | 131.18 | 131.18 | 131.18 | 131.18 | 131.18 | 131.18 | 131.18 | 131.18 | 131.18 | 131.18 | 131.18 | 131.18 | 131.18 | 131.18 | 131.18 | 131.18 | 131.18
F7_Industrial_Industrial - ID_Existing_Space Heating_Natural Gas_Furnace_Baseline Forecast | F7 | Industrial | Industrial - ID | Existing | Space Heating | Natural Gas | Furnace | Baseline Forecast | Avg. Replacement Summer Demand (n/a) | 0 | 0 | 0 | 0 | 0 | 0 | 0 | 0 | 0 | 0 | 0 | 0 | 0 | 0 | 0 | 0 | 0 | 0 | 0 | 0 | 0 | 0 | 0 | 0 | 0 | 0 | 0
F8_Industrial_Industrial - ID_Existing_Space Heating_Natural Gas_Furnace_Baseline Forecast | F8 | Industrial | Industrial - ID | Existing | Space Heating | Natural Gas | Furnace | Baseline Forecast | Avg. Replacement Winter Demand (n/a) | 0 | 0 | 0 | 0 | 0 | 0 | 0 | 0 | 0 | 0 | 0 | 0 | 0 | 0 | 0 | 0 | 0 | 0 | 0 | 0 | 0 | 0 | 0 | 0 | 0 | 0 | 0
F1_Industrial_Industrial - ID_Existing_Space Heating_Natural Gas_Boiler_Baseline Forecast | F1 | Industrial | Industrial - ID | Existing | Space Heating | Natural Gas | Boiler | Baseline Forecast | Units | 509.9517 | 501.1594 | 492.5187 | 484.027 | 475.6817 | 467.4803 | 459.4203 | 451.4993 | 443.7148 | 436.0646 | 428.5462 | 421.1575 | 413.8961 | 406.76 | 399.7469 | 392.8547 | 386.0813 | 379.4248 | 372.883 | 366.4539 | 360.1358 | 353.9265 | 347.8244 | 341.8274 | 335.9338 | 330.1418 | 324.4497
F2_Industrial_Industrial - ID_Existing_Space Heating_Natural Gas_Boiler_Baseline Forecast | F2 | Industrial | Industrial - ID | Existing | Space Heating | Natural Gas | Boiler | Baseline Forecast | Usage (MMtherm) | 0.072026 | 0.075955 | 0.074167 | 0.072707 | 0.071278 | 0.06988 | 0.068514 | 0.067178 | 0.065873 | 0.064598 | 0.063352 | 0.062135 | 0.060946 | 0.059786 | 0.058652 | 0.057546 | 0.056465 | 0.05541 | 0.05438 | 0.053375 | 0.052394 | 0.051436 | 0.050501 | 0.049586 | 0.048693 | 0.047818 | 0.046963
F3_Industrial_Industrial - ID_Existing_Space Heating_Natural Gas_Boiler_Baseline Forecast | F3 | Industrial | Industrial - ID | Existing | Space Heating | Natural Gas | Boiler | Baseline Forecast | Summer Peak Demand (n/a) | 0 | 0 | 0 | 0 | 0 | 0 | 0 | 0 | 0 | 0 | 0 | 0 | 0 | 0 | 0 | 0 | 0 | 0 | 0 | 0 | 0 | 0 | 0 | 0 | 0 | 0 | 0
F4_Industrial_Industrial - ID_Existing_Space Heating_Natural Gas_Boiler_Baseline Forecast | F4 | Industrial | Industrial - ID | Existing | Space Heating | Natural Gas | Boiler | Baseline Forecast | Winter Peak Demand (n/a) | 0 | 0 | 0 | 0 | 0 | 0 | 0 | 0 | 0 | 0 | 0 | 0 | 0 | 0 | 0 | 0 | 0 | 0 | 0 | 0 | 0 | 0 | 0 | 0 | 0 | 0 | 0
F5_Industrial_Industrial - ID_Existing_Space Heating_Natural Gas_Boiler_Baseline Forecast | F5 | Industrial | Industrial - ID | Existing | Space Heating | Natural Gas | Boiler | Baseline Forecast | Turnover | 0 | 15.1866 | 15.0605 | 14.922 | 14.7731 | 14.6151 | 14.4496 | 14.2777 | 14.1005 | 13.919 | 13.7341 | 13.5465 | 13.3569 | 13.1659 | 12.974 | 12.7817 | 12.5893 | 12.3973 | 12.2059 | 12.0154 | 11.8261 | 11.6381 | 11.3559 | 11.0958 | 10.8547 | 10.6298 | 10.419
F6_Industrial_Industrial - ID_Existing_Space Heating_Natural Gas_Boiler_Baseline Forecast | F6 | Industrial | Industrial - ID | Existing | Space Heating | Natural Gas | Boiler | Baseline Forecast | Avg. Replacement Usage (therms) | 134.1782 | 144.3497 | 143.7899 | 143.7899 | 143.7899 | 143.7899 | 143.7899 | 143.7899 | 143.7899 | 143.7899 | 143.7899 | 143.7899 | 143.7899 | 143.7899 | 143.7899 | 143.7899 | 143.7899 | 143.7899 | 143.7899 | 143.7899 | 143.7899 | 143.7899 | 143.7899 | 143.7899 | 143.7899 | 143.7899 | 143.7899
F7_Industrial_Industrial - ID_Existing_Space Heating_Natural Gas_Boiler_Baseline Forecast | F7 | Industrial | Industrial - ID | Existing | Space Heating | Natural Gas | Boiler | Baseline Forecast | Avg. Replacement Summer Demand (n/a) | 0 | 0 | 0 | 0 | 0 | 0 | 0 | 0 | 0 | 0 | 0 | 0 | 0 | 0 | 0 | 0 | 0 | 0 | 0 | 0 | 0 | 0 | 0 | 0 | 0 | 0 | 0
F8_Industrial_Industrial - ID_Existing_Space Heating_Natural Gas_Boiler_Baseline Forecast | F8 | Industrial | Industrial - ID | Existing | Space Heating | Natural Gas | Boiler | Baseline Forecast | Avg. Replacement Winter Demand (n/a) | 0 | 0 | 0 | 0 | 0 | 0 | 0 | 0 | 0 | 0 | 0 | 0 | 0 | 0 | 0 | 0 | 0 | 0 | 0 | 0 | 0 | 0 | 0 | 0 | 0 | 0 | 0
F1_Industrial_Industrial - ID_Existing_Space Heating_Natural Gas_Unit Heater_Baseline Forecast | F1 | Industrial | Industrial - ID | Existing | Space Heating | Natural Gas | Unit Heater | Baseline Forecast | Units | 159.771 | 157.0163 | 154.3091 | 151.6486 | 149.034 | 146.4644 | 143.9392 | 141.4575 | 139.0186 | 136.6217 | 134.2661 | 131.9512 | 129.6762 | 127.4404 | 125.2431 | 123.0838 | 120.9616 | 118.8761 | 116.8265 | 114.8123 | 112.8327 | 110.8874 | 108.9755 | 107.0966 | 105.2501 | 103.4355 | 101.6521
F2_Industrial_Industrial - ID_Existing_Space Heating_Natural Gas_Unit Heater_Baseline Forecast | F2 | Industrial | Industrial - ID | Existing | Space Heating | Natural Gas | Unit Heater | Baseline Forecast | Usage (MMtherm) | 0.022566 | 0.023858 | 0.023356 | 0.022953 | 0.022557 | 0.022169 | 0.021786 | 0.021411 | 0.021042 | 0.020679 | 0.020322 | 0.019972 | 0.019628 | 0.019289 | 0.018957 | 0.01863 | 0.018308 | 0.017993 | 0.017683 | 0.017378 | 0.017078 | 0.016784 | 0.016494 | 0.01621 | 0.01593 | 0.015656 | 0.015386
F3_Industrial_Industrial - ID_Existing_Space Heating_Natural Gas_Unit Heater_Baseline Forecast | F3 | Industrial | Industrial - ID | Existing | Space Heating | Natural Gas | Unit Heater | Baseline Forecast | Summer Peak Demand (n/a) | 0 | 0 | 0 | 0 | 0 | 0 | 0 | 0 | 0 | 0 | 0 | 0 | 0 | 0 | 0 | 0 | 0 | 0 | 0 | 0 | 0 | 0 | 0 | 0 | 0 | 0 | 0
F4_Industrial_Industrial - ID_Existing_Space Heating_Natural Gas_Unit Heater_Baseline Forecast | F4 | Industrial | Industrial - ID | Existing | Space Heating | Natural Gas | Unit Heater | Baseline Forecast | Winter Peak Demand (n/a) | 0 | 0 | 0 | 0 | 0 | 0 | 0 | 0 | 0 | 0 | 0 | 0 | 0 | 0 | 0 | 0 | 0 | 0 | 0 | 0 | 0 | 0 | 0 | 0 | 0 | 0 | 0
F5_Industrial_Industrial - ID_Existing_Space Heating_Natural Gas_Unit Heater_Baseline Forecast | F5 | Industrial | Industrial - ID | Existing | Space Heating | Natural Gas | Unit Heater | Baseline Forecast | Turnover | 0 | 3.5686 | 3.8896 | 4.1644 | 4.3979 | 4.5949 | 4.7595 | 4.8952 | 5.0053 | 5.0929 | 5.1603 | 5.2101 | 5.2442 | 5.2646 | 5.2727 | 5.2702 | 5.2583 | 4.9435 | 4.6843 | 4.4717 | 4.2978 | 4.1559 | 4.0406 | 3.9468 | 3.8707 | 3.8086 | 3.7579
F6_Industrial_Industrial - ID_Existing_Space Heating_Natural Gas_Unit Heater_Baseline Forecast | F6 | Industrial | Industrial - ID | Existing | Space Heating | Natural Gas | Unit Heater | Baseline Forecast | Avg. Replacement Usage (therms) | 141.2402 | 151.947 | 151.3578 | 151.3578 | 151.3578 | 151.3578 | 151.3578 | 151.3578 | 151.3578 | 151.3578 | 151.3578 | 151.3578 | 151.3578 | 151.3578 | 151.3578 | 151.3578 | 151.3578 | 151.3578 | 151.3578 | 151.3578 | 151.3578 | 151.3578 | 151.3578 | 151.3578 | 151.3578 | 151.3578 | 151.3578
F7_Industrial_Industrial - ID_Existing_Space Heating_Natural Gas_Unit Heater_Baseline Forecast | F7 | Industrial | Industrial - ID | Existing | Space Heating | Natural Gas | Unit Heater | Baseline Forecast | Avg. Replacement Summer Demand (n/a) | 0 | 0 | 0 | 0 | 0 | 0 | 0 | 0 | 0 | 0 | 0 | 0 | 0 | 0 | 0 | 0 | 0 | 0 | 0 | 0 | 0 | 0 | 0 | 0 | 0 | 0 | 0
F8_Industrial_Industrial - ID_Existing_Space Heating_Natural Gas_Unit Heater_Baseline Forecast | F8 | Industrial | Industrial - ID | Existing | Space Heating | Natural Gas | Unit Heater | Baseline Forecast | Avg. Replacement Winter Demand (n/a) | 0 | 0 | 0 | 0 | 0 | 0 | 0 | 0 | 0 | 0 | 0 | 0 | 0 | 0 | 0 | 0 | 0 | 0 | 0 | 0 | 0 | 0 | 0 | 0 | 0 | 0 | 0
F1_Industrial_Industrial - ID_Existing_Process_Natural Gas_Process Boiler_Baseline Forecast | F1 | Industrial | Industrial - ID | Existing | Process | Natural Gas | Process Boiler | Baseline Forecast | Units | 989.2646 | 972.2083 | 955.4461 | 938.9729 | 922.7837 | 906.8737 | 891.2379 | 875.8717 | 860.7705 | 845.9296 | 831.3446 | 817.0111 | 802.9247 | 789.0812 | 775.4763 | 762.1061 | 748.9663 | 736.0531 | 723.3625 | 710.8907 | 698.634 | 686.5886 | 674.7509 | 663.1172 | 651.6842 | 640.4482 | 629.406
F2_Industrial_Industrial - ID_Existing_Process_Natural Gas_Process Boiler_Baseline Forecast | F2 | Industrial | Industrial - ID | Existing | Process | Natural Gas | Process Boiler | Baseline Forecast | Usage (MMtherm) | 1.0168 | 0.99922 | 0.982 | 0.96507 | 0.94843 | 0.93207 | 0.916 | 0.90021 | 0.88469 | 0.86944 | 0.85445 | 0.83971 | 0.82524 | 0.81101 | 0.79703 | 0.78328 | 0.76978 | 0.75651 | 0.74346 | 0.73065 | 0.71805 | 0.70567 | 0.6935 | 0.68154 | 0.66979 | 0.65825 | 0.6469
F3_Industrial_Industrial - ID_Existing_Process_Natural Gas_Process Boiler_Baseline Forecast | F3 | Industrial | Industrial - ID | Existing | Process | Natural Gas | Process Boiler | Baseline Forecast | Summer Peak Demand (n/a) | 0 | 0 | 0 | 0 | 0 | 0 | 0 | 0 | 0 | 0 | 0 | 0 | 0 | 0 | 0 | 0 | 0 | 0 | 0 | 0 | 0 | 0 | 0 | 0 | 0 | 0 | 0
F4_Industrial_Industrial - ID_Existing_Process_Natural Gas_Process Boiler_Baseline Forecast | F4 | Industrial | Industrial - ID | Existing | Process | Natural Gas | Process Boiler | Baseline Forecast | Winter Peak Demand (n/a) | 0 | 0 | 0 | 0 | 0 | 0 | 0 | 0 | 0 | 0 | 0 | 0 | 0 | 0 | 0 | 0 | 0 | 0 | 0 | 0 | 0 | 0 | 0 | 0 | 0 | 0 | 0
F5_Industrial_Industrial - ID_Existing_Process_Natural Gas_Process Boiler_Baseline Forecast | F5 | Industrial | Industrial - ID | Existing | Process | Natural Gas | Process Boiler | Baseline Forecast | Turnover | 0 | 83.3321 | 97.4945 | 108.9537 | 103.0781 | 100.0491 | 99.0513 | 97.4142 | 95.6244 | 93.9814 | 92.3755 | 111.1836 | 110.2199 | 108.5882 | 105.5681 | 103.5655 | 102.142 | 100.3726 | 98.5662 | 96.88 | 95.2218 | 98.5716 | 96.403 | 94.1838 | 92.4218 | 90.8799 | 89.4135
F6_Industrial_Industrial - ID_Existing_Process_Natural Gas_Process Boiler_Baseline Forecast | F6 | Industrial | Industrial - ID | Existing | Process | Natural Gas | Process Boiler | Baseline Forecast | Avg. Replacement Usage (therms) | 1027.7881 | 1027.7881 | 1027.7881 | 1027.7881 | 1027.7881 | 1027.7881 | 1027.7881 | 1027.7881 | 1027.7881 | 1027.7881 | 1027.7881 | 1027.7881 | 1027.7881 | 1027.7881 | 1027.7881 | 1027.7881 | 1027.7881 | 1027.7881 | 1027.7881 | 1027.7881 | 1027.7881 | 1027.7881 | 1027.7881 | 1027.7881 | 1027.7881 | 1027.7881 | 1027.7881
F7_Industrial_Industrial - ID_Existing_Process_Natural Gas_Process Boiler_Baseline Forecast | F7 | Industrial | Industrial - ID | Existing | Process | Natural Gas | Process Boiler | Baseline Forecast | Avg. Replacement Summer Demand (n/a) | 0 | 0 | 0 | 0 | 0 | 0 | 0 | 0 | 0 | 0 | 0 | 0 | 0 | 0 | 0 | 0 | 0 | 0 | 0 | 0 | 0 | 0 | 0 | 0 | 0 | 0 | 0
F8_Industrial_Industrial - ID_Existing_Process_Natural Gas_Process Boiler_Baseline Forecast | F8 | Industrial | Industrial - ID | Existing | Process | Natural Gas | Process Boiler | Baseline Forecast | Avg. Replacement Winter Demand (n/a) | 0 | 0 | 0 | 0 | 0 | 0 | 0 | 0 | 0 | 0 | 0 | 0 | 0 | 0 | 0 | 0 | 0 | 0 | 0 | 0 | 0 | 0 | 0 | 0 | 0 | 0 | 0
F1_Industrial_Industrial - ID_Existing_Process_Natural Gas_Process Heating_Baseline Forecast | F1 | Industrial | Industrial - ID | Existing | Process | Natural Gas | Process Heating | Baseline Forecast | Units | 989.2646 | 972.2083 | 955.4461 | 938.9729 | 922.7837 | 906.8737 | 891.2379 | 875.8717 | 860.7705 | 845.9296 | 831.3446 | 817.0111 | 802.9247 | 789.0812 | 775.4763 | 762.1061 | 748.9663 | 736.0531 | 723.3625 | 710.8907 | 698.634 | 686.5886 | 674.7509 | 663.1172 | 651.6842 | 640.4482 | 629.406
F2_Industrial_Industrial - ID_Existing_Process_Natural Gas_Process Heating_Baseline Forecast | F2 | Industrial | Industrial - ID | Existing | Process | Natural Gas | Process Heating | Baseline Forecast | Usage (MMtherm) | 0.92961 | 0.91359 | 0.89784 | 0.88236 | 0.86714 | 0.85219 | 0.8375 | 0.82306 | 0.80887 | 0.79492 | 0.78122 | 0.76775 | 0.75451 | 0.7415 | 0.72872 | 0.71615 | 0.70381 | 0.69167 | 0.67975 | 0.66803 | 0.65651 | 0.64519 | 0.63407 | 0.62313 | 0.61239 | 0.60183 | 0.59145
F3_Industrial_Industrial - ID_Existing_Process_Natural Gas_Process Heating_Baseline Forecast | F3 | Industrial | Industrial - ID | Existing | Process | Natural Gas | Process Heating | Baseline Forecast | Summer Peak Demand (n/a) | 0 | 0 | 0 | 0 | 0 | 0 | 0 | 0 | 0 | 0 | 0 | 0 | 0 | 0 | 0 | 0 | 0 | 0 | 0 | 0 | 0 | 0 | 0 | 0 | 0 | 0 | 0
F4_Industrial_Industrial - ID_Existing_Process_Natural Gas_Process Heating_Baseline Forecast | F4 | Industrial | Industrial - ID | Existing | Process | Natural Gas | Process Heating | Baseline Forecast | Winter Peak Demand (n/a) | 0 | 0 | 0 | 0 | 0 | 0 | 0 | 0 | 0 | 0 | 0 | 0 | 0 | 0 | 0 | 0 | 0 | 0 | 0 | 0 | 0 | 0 | 0 | 0 | 0 | 0 | 0
F5_Industrial_Industrial - ID_Existing_Process_Natural Gas_Process Heating_Baseline Forecast | F5 | Industrial | Industrial - ID | Existing | Process | Natural Gas | Process Heating | Baseline Forecast | Turnover | 0 | 83.3321 | 97.4945 | 108.9537 | 103.0781 | 100.0491 | 99.0513 | 97.4142 | 95.6244 | 93.9814 | 92.3755 | 111.1836 | 110.2199 | 108.5882 | 105.5681 | 103.5655 | 102.142 | 100.3726 | 98.5662 | 96.88 | 95.2218 | 98.5716 | 96.403 | 94.1838 | 92.4218 | 90.8799 | 89.4135
F6_Industrial_Industrial - ID_Existing_Process_Natural Gas_Process Heating_Baseline Forecast | F6 | Industrial | Industrial - ID | Existing | Process | Natural Gas | Process Heating | Baseline Forecast | Avg. Replacement Usage (therms) | 939.7028 | 939.7028 | 939.7028 | 939.7028 | 939.7028 | 939.7028 | 939.7028 | 939.7028 | 939.7028 | 939.7028 | 939.7028 | 939.7028 | 939.7028 | 939.7028 | 939.7028 | 939.7028 | 939.7028 | 939.7028 | 939.7028 | 939.7028 | 939.7028 | 939.7028 | 939.7028 | 939.7028 | 939.7028 | 939.7028 | 939.7028
F7_Industrial_Industrial - ID_Existing_Process_Natural Gas_Process Heating_Baseline Forecast | F7 | Industrial | Industrial - ID | Existing | Process | Natural Gas | Process Heating | Baseline Forecast | Avg. Replacement Summer Demand (n/a) | 0 | 0 | 0 | 0 | 0 | 0 | 0 | 0 | 0 | 0 | 0 | 0 | 0 | 0 | 0 | 0 | 0 | 0 | 0 | 0 | 0 | 0 | 0 | 0 | 0 | 0 | 0
F8_Industrial_Industrial - ID_Existing_Process_Natural Gas_Process Heating_Baseline Forecast | F8 | Industrial | Industrial - ID | Existing | Process | Natural Gas | Process Heating | Baseline Forecast | Avg. Replacement Winter Demand (n/a) | 0 | 0 | 0 | 0 | 0 | 0 | 0 | 0 | 0 | 0 | 0 | 0 | 0 | 0 | 0 | 0 | 0 | 0 | 0 | 0 | 0 | 0 | 0 | 0 | 0 | 0 | 0
F1_Industrial_Industrial - ID_Existing_Process_Natural Gas_Process Cooling_Baseline Forecast | F1 | Industrial | Industrial - ID | Existing | Process | Natural Gas | Process Cooling | Baseline Forecast | Units | 989.2646 | 972.2083 | 955.4461 | 938.9729 | 922.7837 | 906.8737 | 891.2379 | 875.8717 | 860.7705 | 845.9296 | 831.3446 | 817.0111 | 802.9247 | 789.0812 | 775.4763 | 762.1061 | 748.9663 | 736.0531 | 723.3625 | 710.8907 | 698.634 | 686.5886 | 674.7509 | 663.1172 | 651.6842 | 640.4482 | 629.406
F2_Industrial_Industrial - ID_Existing_Process_Natural Gas_Process Cooling_Baseline Forecast | F2 | Industrial | Industrial - ID | Existing | Process | Natural Gas | Process Cooling | Baseline Forecast | Usage (MMtherm) | 0.0090144 | 0.008859 | 0.0087063 | 0.0085562 | 0.0084087 | 0.0082637 | 0.0081212 | 0.0079812 | 0.0078436 | 0.0077083 | 0.0075754 | 0.0074448 | 0.0073165 | 0.0071903 | 0.0070663 | 0.0069445 | 0.0068248 | 0.0067071 | 0.0065915 | 0.0064778 | 0.0063661 | 0.0062564 | 0.0061485 | 0.0060425 | 0.0059383 | 0.0058359 | 0.0057353
F3_Industrial_Industrial - ID_Existing_Process_Natural Gas_Process Cooling_Baseline Forecast | F3 | Industrial | Industrial - ID | Existing | Process | Natural Gas | Process Cooling | Baseline Forecast | Summer Peak Demand (n/a) | 0 | 0 | 0 | 0 | 0 | 0 | 0 | 0 | 0 | 0 | 0 | 0 | 0 | 0 | 0 | 0 | 0 | 0 | 0 | 0 | 0 | 0 | 0 | 0 | 0 | 0 | 0
F4_Industrial_Industrial - ID_Existing_Process_Natural Gas_Process Cooling_Baseline Forecast | F4 | Industrial | Industrial - ID | Existing | Process | Natural Gas | Process Cooling | Baseline Forecast | Winter Peak Demand (n/a) | 0 | 0 | 0 | 0 | 0 | 0 | 0 | 0 | 0 | 0 | 0 | 0 | 0 | 0 | 0 | 0 | 0 | 0 | 0 | 0 | 0 | 0 | 0 | 0 | 0 | 0 | 0
F5_Industrial_Industrial - ID_Existing_Process_Natural Gas_Process Cooling_Baseline Forecast | F5 | Industrial | Industrial - ID | Existing | Process | Natural Gas | Process Cooling | Baseline Forecast | Turnover | 0 | 83.3321 | 97.4945 | 108.9537 | 103.0781 | 100.0491 | 99.0513 | 97.4142 | 95.6244 | 93.9814 | 92.3755 | 111.1836 | 110.2199 | 108.5882 | 105.5681 | 103.5655 | 102.142 | 100.3726 | 98.5662 | 96.88 | 95.2218 | 98.5716 | 96.403 | 94.1838 | 92.4218 | 90.8799 | 89.4135
F6_Industrial_Industrial - ID_Existing_Process_Natural Gas_Process Cooling_Baseline Forecast | F6 | Industrial | Industrial - ID | Existing | Process | Natural Gas | Process Cooling | Baseline Forecast | Avg. Replacement Usage (therms) | 9.1123 | 9.1123 | 9.1123 | 9.1123 | 9.1123 | 9.1123 | 9.1123 | 9.1123 | 9.1123 | 9.1123 | 9.1123 | 9.1123 | 9.1123 | 9.1123 | 9.1123 | 9.1123 | 9.1123 | 9.1123 | 9.1123 | 9.1123 | 9.1123 | 9.1123 | 9.1123 | 9.1123 | 9.1123 | 9.1123 | 9.1123
F7_Industrial_Industrial - ID_Existing_Process_Natural Gas_Process Cooling_Baseline Forecast | F7 | Industrial | Industrial - ID | Existing | Process | Natural Gas | Process Cooling | Baseline Forecast | Avg. Replacement Summer Demand (n/a) | 0 | 0 | 0 | 0 | 0 | 0 | 0 | 0 | 0 | 0 | 0 | 0 | 0 | 0 | 0 | 0 | 0 | 0 | 0 | 0 | 0 | 0 | 0 | 0 | 0 | 0 | 0
F8_Industrial_Industrial - ID_Existing_Process_Natural Gas_Process Cooling_Baseline Forecast | F8 | Industrial | Industrial - ID | Existing | Process | Natural Gas | Process Cooling | Baseline Forecast | Avg. Replacement Winter Demand (n/a) | 0 | 0 | 0 | 0 | 0 | 0 | 0 | 0 | 0 | 0 | 0 | 0 | 0 | 0 | 0 | 0 | 0 | 0 | 0 | 0 | 0 | 0 | 0 | 0 | 0 | 0 | 0
F1_Industrial_Industrial - ID_Existing_Process_Natural Gas_Other Process_Baseline Forecast | F1 | Industrial | Industrial - ID | Existing | Process | Natural Gas | Other Process | Baseline Forecast | Units | 989.2646 | 972.2083 | 955.4461 | 938.9729 | 922.7837 | 906.8737 | 891.2379 | 875.8717 | 860.7705 | 845.9296 | 831.3446 | 817.0111 | 802.9247 | 789.0812 | 775.4763 | 762.1061 | 748.9663 | 736.0531 | 723.3625 | 710.8907 | 698.634 | 686.5886 | 674.7509 | 663.1172 | 651.6842 | 640.4482 | 629.406
F2_Industrial_Industrial - ID_Existing_Process_Natural Gas_Other Process_Baseline Forecast | F2 | Industrial | Industrial - ID | Existing | Process | Natural Gas | Other Process | Baseline Forecast | Usage (MMtherm) | 0.095027 | 0.093389 | 0.091779 | 0.090196 | 0.088641 | 0.087113 | 0.085611 | 0.084135 | 0.082684 | 0.081259 | 0.079858 | 0.078481 | 0.077128 | 0.075798 | 0.074491 | 0.073207 | 0.071945 | 0.070704 | 0.069485 | 0.068287 | 0.06711 | 0.065953 | 0.064816 | 0.063698 | 0.0626 | 0.061521 | 0.06046
F3_Industrial_Industrial - ID_Existing_Process_Natural Gas_Other Process_Baseline Forecast | F3 | Industrial | Industrial - ID | Existing | Process | Natural Gas | Other Process | Baseline Forecast | Summer Peak Demand (n/a) | 0 | 0 | 0 | 0 | 0 | 0 | 0 | 0 | 0 | 0 | 0 | 0 | 0 | 0 | 0 | 0 | 0 | 0 | 0 | 0 | 0 | 0 | 0 | 0 | 0 | 0 | 0
F4_Industrial_Industrial - ID_Existing_Process_Natural Gas_Other Process_Baseline Forecast | F4 | Industrial | Industrial - ID | Existing | Process | Natural Gas | Other Process | Baseline Forecast | Winter Peak Demand (n/a) | 0 | 0 | 0 | 0 | 0 | 0 | 0 | 0 | 0 | 0 | 0 | 0 | 0 | 0 | 0 | 0 | 0 | 0 | 0 | 0 | 0 | 0 | 0 | 0 | 0 | 0 | 0
F5_Industrial_Industrial - ID_Existing_Process_Natural Gas_Other Process_Baseline Forecast | F5 | Industrial | Industrial - ID | Existing | Process | Natural Gas | Other Process | Baseline Forecast | Turnover | 0 | 83.3321 | 97.4945 | 108.9537 | 103.0781 | 100.0491 | 99.0513 | 97.4142 | 95.6244 | 93.9814 | 92.3755 | 111.1836 | 110.2199 | 108.5882 | 105.5681 | 103.5655 | 102.142 | 100.3726 | 98.5662 | 96.88 | 95.2218 | 98.5716 | 96.403 | 94.1838 | 92.4218 | 90.8799 | 89.4135
F6_Industrial_Industrial - ID_Existing_Process_Natural Gas_Other Process_Baseline Forecast | F6 | Industrial | Industrial - ID | Existing | Process | Natural Gas | Other Process | Baseline Forecast | Avg. Replacement Usage (therms) | 96.0585 | 96.0585 | 96.0585 | 96.0585 | 96.0585 | 96.0585 | 96.0585 | 96.0585 | 96.0585 | 96.0585 | 96.0585 | 96.0585 | 96.0585 | 96.0585 | 96.0585 | 96.0585 | 96.0585 | 96.0585 | 96.0585 | 96.0585 | 96.0585 | 96.0585 | 96.0585 | 96.0585 | 96.0585 | 96.0585 | 96.0585
F7_Industrial_Industrial - ID_Existing_Process_Natural Gas_Other Process_Baseline Forecast | F7 | Industrial | Industrial - ID | Existing | Process | Natural Gas | Other Process | Baseline Forecast | Avg. Replacement Summer Demand (n/a) | 0 | 0 | 0 | 0 | 0 | 0 | 0 | 0 | 0 | 0 | 0 | 0 | 0 | 0 | 0 | 0 | 0 | 0 | 0 | 0 | 0 | 0 | 0 | 0 | 0 | 0 | 0
F8_Industrial_Industrial - ID_Existing_Process_Natural Gas_Other Process_Baseline Forecast | F8 | Industrial | Industrial - ID | Existing | Process | Natural Gas | Other Process | Baseline Forecast | Avg. Replacement Winter Demand (n/a) | 0 | 0 | 0 | 0 | 0 | 0 | 0 | 0 | 0 | 0 | 0 | 0 | 0 | 0 | 0 | 0 | 0 | 0 | 0 | 0 | 0 | 0 | 0 | 0 | 0 | 0 | 0
F1_Industrial_Industrial - ID_Existing_Miscellaneous_Natural Gas_Miscellaneous_Baseline Forecast | F1 | Industrial | Industrial - ID | Existing | Miscellaneous | Natural Gas | Miscellaneous | Baseline Forecast | Units | 989.2646 | 972.2083 | 955.4461 | 938.9729 | 922.7837 | 906.8737 | 891.2379 | 875.8717 | 860.7705 | 845.9296 | 831.3446 | 817.0111 | 802.9247 | 789.0812 | 775.4763 | 762.1061 | 748.9663 | 736.0531 | 723.3625 | 710.8907 | 698.634 | 686.5886 | 674.7509 | 663.1172 | 651.6842 | 640.4482 | 629.406
F2_Industrial_Industrial - ID_Existing_Miscellaneous_Natural Gas_Miscellaneous_Baseline Forecast | F2 | Industrial | Industrial - ID | Existing | Miscellaneous | Natural Gas | Miscellaneous | Baseline Forecast | Usage (MMtherm) | 0.11193 | 0.11 | 0.1081 | 0.10624 | 0.10441 | 0.10261 | 0.10084 | 0.0991 | 0.097391 | 0.095712 | 0.094062 | 0.09244 | 0.090846 | 0.08928 | 0.087741 | 0.086228 | 0.084741 | 0.08328 | 0.081844 | 0.080433 | 0.079046 | 0.077683 | 0.076344 | 0.075028 | 0.073734 | 0.072463 | 0.071214
F3_Industrial_Industrial - ID_Existing_Miscellaneous_Natural Gas_Miscellaneous_Baseline Forecast | F3 | Industrial | Industrial - ID | Existing | Miscellaneous | Natural Gas | Miscellaneous | Baseline Forecast | Summer Peak Demand (n/a) | 0 | 0 | 0 | 0 | 0 | 0 | 0 | 0 | 0 | 0 | 0 | 0 | 0 | 0 | 0 | 0 | 0 | 0 | 0 | 0 | 0 | 0 | 0 | 0 | 0 | 0 | 0
F4_Industrial_Industrial - ID_Existing_Miscellaneous_Natural Gas_Miscellaneous_Baseline Forecast | F4 | Industrial | Industrial - ID | Existing | Miscellaneous | Natural Gas | Miscellaneous | Baseline Forecast | Winter Peak Demand (n/a) | 0 | 0 | 0 | 0 | 0 | 0 | 0 | 0 | 0 | 0 | 0 | 0 | 0 | 0 | 0 | 0 | 0 | 0 | 0 | 0 | 0 | 0 | 0 | 0 | 0 | 0 | 0
F5_Industrial_Industrial - ID_Existing_Miscellaneous_Natural Gas_Miscellaneous_Baseline Forecast | F5 | Industrial | Industrial - ID | Existing | Miscellaneous | Natural Gas | Miscellaneous | Baseline Forecast | Turnover | 0 | 83.3321 | 97.4945 | 108.9537 | 103.0781 | 100.0491 | 99.0513 | 97.4142 | 95.6244 | 93.9814 | 92.3755 | 111.1836 | 110.2199 | 108.5882 | 105.5681 | 103.5655 | 102.142 | 100.3726 | 98.5662 | 96.88 | 95.2218 | 98.5716 | 96.403 | 94.1838 | 92.4218 | 90.8799 | 89.4135
F6_Industrial_Industrial - ID_Existing_Miscellaneous_Natural Gas_Miscellaneous_Baseline Forecast | F6 | Industrial | Industrial - ID | Existing | Miscellaneous | Natural Gas | Miscellaneous | Baseline Forecast | Avg. Replacement Usage (therms) | 113.144 | 113.144 | 113.144 | 113.144 | 113.144 | 113.144 | 113.144 | 113.144 | 113.144 | 113.144 | 113.144 | 113.144 | 113.144 | 113.144 | 113.144 | 113.144 | 113.144 | 113.144 | 113.144 | 113.144 | 113.144 | 113.144 | 113.144 | 113.144 | 113.144 | 113.144 | 113.144
F7_Industrial_Industrial - ID_Existing_Miscellaneous_Natural Gas_Miscellaneous_Baseline Forecast | F7 | Industrial | Industrial - ID | Existing | Miscellaneous | Natural Gas | Miscellaneous | Baseline Forecast | Avg. Replacement Summer Demand (n/a) | 0 | 0 | 0 | 0 | 0 | 0 | 0 | 0 | 0 | 0 | 0 | 0 | 0 | 0 | 0 | 0 | 0 | 0 | 0 | 0 | 0 | 0 | 0 | 0 | 0 | 0 | 0
F8_Industrial_Industrial - ID_Existing_Miscellaneous_Natural Gas_Miscellaneous_Baseline Forecast | F8 | Industrial | Industrial - ID | Existing | Miscellaneous | Natural Gas | Miscellaneous | Baseline Forecast | Avg. Replacement Winter Demand (n/a) | 0 | 0 | 0 | 0 | 0 | 0 | 0 | 0 | 0 | 0 | 0 | 0 | 0 | 0 | 0 | 0 | 0 | 0 | 0 | 0 | 0 | 0 | 0 | 0 | 0 | 0 | 0
F1_Industrial_Industrial - ID_New_Space Heating_Natural Gas_Furnace_Baseline Forecast | F1 | Industrial | Industrial - ID | New | Space Heating | Natural Gas | Furnace | Baseline Forecast | Units | 0 | 0.26312 | 0.9836 | 6.4265 | 11.5981 | 16.7466 | 21.7544 | 26.6751 | 31.5102 | 36.2612 | 40.9296 | 45.5168 | 50.0241 | 54.453 | 58.8048 | 63.0808 | 67.2824 | 71.4109 | 75.4674 | 79.4532 | 83.3696 | 87.2177 | 90.9988 | 94.7139 | 98.3643 | 101.951 | 105.4751
F2_Industrial_Industrial - ID_New_Space Heating_Natural Gas_Furnace_Baseline Forecast | F2 | Industrial | Industrial - ID | New | Space Heating | Natural Gas | Furnace | Baseline Forecast | Usage (MMtherm) | 0 | 2.9887e-05 | 0.00011129 | 0.00065868 | 0.0011788 | 0.0016966 | 0.0022002 | 0.0026951 | 0.0031813 | 0.0036591 | 0.0041286 | 0.0045899 | 0.0050432 | 0.0054887 | 0.0059263 | 0.0063564 | 0.0067789 | 0.0071941 | 0.0076021 | 0.0080027 | 0.0083956 | 0.0087817 | 0.0091612 | 0.0095341 | 0.0099005 | 0.010261 | 0.010614
F3_Industrial_Industrial - ID_New_Space Heating_Natural Gas_Furnace_Baseline Forecast | F3 | Industrial | Industrial - ID | New | Space Heating | Natural Gas | Furnace | Baseline Forecast | Summer Peak Demand (n/a) | 0 | 0 | 0 | 0 | 0 | 0 | 0 | 0 | 0 | 0 | 0 | 0 | 0 | 0 | 0 | 0 | 0 | 0 | 0 | 0 | 0 | 0 | 0 | 0 | 0 | 0 | 0
F4_Industrial_Industrial - ID_New_Space Heating_Natural Gas_Furnace_Baseline Forecast | F4 | Industrial | Industrial - ID | New | Space Heating | Natural Gas | Furnace | Baseline Forecast | Winter Peak Demand (n/a) | 0 | 0 | 0 | 0 | 0 | 0 | 0 | 0 | 0 | 0 | 0 | 0 | 0 | 0 | 0 | 0 | 0 | 0 | 0 | 0 | 0 | 0 | 0 | 0 | 0 | 0 | 0
F5_Industrial_Industrial - ID_New_Space Heating_Natural Gas_Furnace_Baseline Forecast | F5 | Industrial | Industrial - ID | New | Space Heating | Natural Gas | Furnace | Baseline Forecast | Turnover | 0 | 0.26312 | 0.72048 | 5.4429 | 5.1715 | 5.1486 | 5.0078 | 4.9207 | 4.8351 | 4.751 | 4.6684 | 4.5872 | 4.5073 | 4.4289 | 4.3518 | 4.276 | 4.2016 | 4.1284 | 4.0565 | 4.0061 | 3.9905 | 4.3352 | 4.6285 | 4.8934 | 5.1232 | 5.3248 | 5.5004
F6_Industrial_Industrial - ID_New_Space Heating_Natural Gas_Furnace_Baseline Forecast | F6 | Industrial | Industrial - ID | New | Space Heating | Natural Gas | Furnace | Baseline Forecast | Avg. Replacement Usage (therms) | 105.5824 | 113.5862 | 113.1457 | 100.5691 | 100.5691 | 100.5691 | 100.5691 | 100.5691 | 100.5691 | 100.5691 | 100.5691 | 100.5691 | 100.5691 | 100.5691 | 100.5691 | 100.5691 | 100.5691 | 100.5691 | 100.5691 | 100.5691 | 100.5691 | 100.5691 | 100.5691 | 100.5691 | 100.5691 | 100.5691 | 100.5691
F7_Industrial_Industrial - ID_New_Space Heating_Natural Gas_Furnace_Baseline Forecast | F7 | Industrial | Industrial - ID | New | Space Heating | Natural Gas | Furnace | Baseline Forecast | Avg. Replacement Summer Demand (n/a) | 0 | 0 | 0 | 0 | 0 | 0 | 0 | 0 | 0 | 0 | 0 | 0 | 0 | 0 | 0 | 0 | 0 | 0 | 0 | 0 | 0 | 0 | 0 | 0 | 0 | 0 | 0
F8_Industrial_Industrial - ID_New_Space Heating_Natural Gas_Furnace_Baseline Forecast | F8 | Industrial | Industrial - ID | New | Space Heating | Natural Gas | Furnace | Baseline Forecast | Avg. Replacement Winter Demand (n/a) | 0 | 0 | 0 | 0 | 0 | 0 | 0 | 0 | 0 | 0 | 0 | 0 | 0 | 0 | 0 | 0 | 0 | 0 | 0 | 0 | 0 | 0 | 0 | 0 | 0 | 0 | 0
F1_Industrial_Industrial - ID_New_Space Heating_Natural Gas_Boiler_Baseline Forecast | F1 | Industrial | Industrial - ID | New | Space Heating | Natural Gas | Boiler | Baseline Forecast | Units | 0 | 0.41991 | 1.5697 | 10.256 | 18.5092 | 26.7257 | 34.7175 | 42.5703 | 50.2866 | 57.8687 | 65.3189 | 72.6394 | 79.8326 | 86.9006 | 93.8456 | 100.6697 | 107.3749 | 113.9634 | 120.4371 | 126.798 | 133.0481 | 139.1893 | 145.2234 | 151.1524 | 156.9779 | 162.7018 | 168.3259
F2_Industrial_Industrial - ID_New_Space Heating_Natural Gas_Boiler_Baseline Forecast | F2 | Industrial | Industrial - ID | New | Space Heating | Natural Gas | Boiler | Baseline Forecast | Usage (MMtherm) | 0 | 5.4309e-05 | 0.00020223 | 0.0013213 | 0.0023846 | 0.0034431 | 0.0044727 | 0.0054844 | 0.0064785 | 0.0074554 | 0.0084152 | 0.0093583 | 0.010285 | 0.011196 | 0.01209 | 0.012969 | 0.013833 | 0.014682 | 0.015516 | 0.016336 | 0.017141 | 0.017932 | 0.018709 | 0.019473 | 0.020224 | 0.020961 | 0.021686
F3_Industrial_Industrial - ID_New_Space Heating_Natural Gas_Boiler_Baseline Forecast | F3 | Industrial | Industrial - ID | New | Space Heating | Natural Gas | Boiler | Baseline Forecast | Summer Peak Demand (n/a) | 0 | 0 | 0 | 0 | 0 | 0 | 0 | 0 | 0 | 0 | 0 | 0 | 0 | 0 | 0 | 0 | 0 | 0 | 0 | 0 | 0 | 0 | 0 | 0 | 0 | 0 | 0
F4_Industrial_Industrial - ID_New_Space Heating_Natural Gas_Boiler_Baseline Forecast | F4 | Industrial | Industrial - ID | New | Space Heating | Natural Gas | Boiler | Baseline Forecast | Winter Peak Demand (n/a) | 0 | 0 | 0 | 0 | 0 | 0 | 0 | 0 | 0 | 0 | 0 | 0 | 0 | 0 | 0 | 0 | 0 | 0 | 0 | 0 | 0 | 0 | 0 | 0 | 0 | 0 | 0
F5_Industrial_Industrial - ID_New_Space Heating_Natural Gas_Boiler_Baseline Forecast | F5 | Industrial | Industrial - ID | New | Space Heating | Natural Gas | Boiler | Baseline Forecast | Turnover | 0 | 0.41991 | 1.1498 | 8.6863 | 8.2532 | 8.2165 | 7.9918 | 7.8528 | 7.7163 | 7.5821 | 7.4502 | 7.3206 | 7.1932 | 7.068 | 6.945 | 6.8241 | 6.7052 | 6.5885 | 6.4737 | 6.3609 | 6.2501 | 6.1412 | 6.0723 | 6.0682 | 6.7418 | 7.3072 | 7.8103
F6_Industrial_Industrial - ID_New_Space Heating_Natural Gas_Boiler_Baseline Forecast | F6 | Industrial | Industrial - ID | New | Space Heating | Natural Gas | Boiler | Baseline Forecast | Avg. Replacement Usage (therms) | 120.2204 | 129.3338 | 128.8322 | 128.8322 | 128.8322 | 128.8322 | 128.8322 | 128.8322 | 128.8322 | 128.8322 | 128.8322 | 128.8322 | 128.8322 | 128.8322 | 128.8322 | 128.8322 | 128.8322 | 128.8322 | 128.8322 | 128.8322 | 128.8322 | 128.8322 | 128.8322 | 128.8322 | 128.8322 | 128.8322 | 128.8322
F7_Industrial_Industrial - ID_New_Space Heating_Natural Gas_Boiler_Baseline Forecast | F7 | Industrial | Industrial - ID | New | Space Heating | Natural Gas | Boiler | Baseline Forecast | Avg. Replacement Summer Demand (n/a) | 0 | 0 | 0 | 0 | 0 | 0 | 0 | 0 | 0 | 0 | 0 | 0 | 0 | 0 | 0 | 0 | 0 | 0 | 0 | 0 | 0 | 0 | 0 | 0 | 0 | 0 | 0
F8_Industrial_Industrial - ID_New_Space Heating_Natural Gas_Boiler_Baseline Forecast | F8 | Industrial | Industrial - ID | New | Space Heating | Natural Gas | Boiler | Baseline Forecast | Avg. Replacement Winter Demand (n/a) | 0 | 0 | 0 | 0 | 0 | 0 | 0 | 0 | 0 | 0 | 0 | 0 | 0 | 0 | 0 | 0 | 0 | 0 | 0 | 0 | 0 | 0 | 0 | 0 | 0 | 0 | 0
F1_Industrial_Industrial - ID_New_Space Heating_Natural Gas_Unit Heater_Baseline Forecast | F1 | Industrial | Industrial - ID | New | Space Heating | Natural Gas | Unit Heater | Baseline Forecast | Units | 0 | 0.13156 | 0.4918 | 3.2133 | 5.799 | 8.3733 | 10.8772 | 13.3375 | 15.7551 | 18.1306 | 20.4648 | 22.7584 | 25.012 | 27.2265 | 29.4024 | 31.5404 | 33.6412 | 35.7054 | 37.7337 | 39.7266 | 41.6848 | 43.6089 | 45.4994 | 47.357 | 49.1821 | 50.9755 | 52.7375
F2_Industrial_Industrial - ID_New_Space Heating_Natural Gas_Unit Heater_Baseline Forecast | F2 | Industrial | Industrial - ID | New | Space Heating | Natural Gas | Unit Heater | Baseline Forecast | Usage (MMtherm) | 0 | 1.999e-05 | 7.4438e-05 | 0.00048635 | 0.00087773 | 0.0012674 | 0.0016463 | 0.0020187 | 0.0023847 | 0.0027442 | 0.0030975 | 0.0034447 | 0.0037858 | 0.0041209 | 0.0044503 | 0.0047739 | 0.0050919 | 0.0054043 | 0.0057113 | 0.0060129 | 0.0063093 | 0.0066005 | 0.0068867 | 0.0071678 | 0.0074441 | 0.0077155 | 0.0079822
F3_Industrial_Industrial - ID_New_Space Heating_Natural Gas_Unit Heater_Baseline Forecast | F3 | Industrial | Industrial - ID | New | Space Heating | Natural Gas | Unit Heater | Baseline Forecast | Summer Peak Demand (n/a) | 0 | 0 | 0 | 0 | 0 | 0 | 0 | 0 | 0 | 0 | 0 | 0 | 0 | 0 | 0 | 0 | 0 | 0 | 0 | 0 | 0 | 0 | 0 | 0 | 0 | 0 | 0
F4_Industrial_Industrial - ID_New_Space Heating_Natural Gas_Unit Heater_Baseline Forecast | F4 | Industrial | Industrial - ID | New | Space Heating | Natural Gas | Unit Heater | Baseline Forecast | Winter Peak Demand (n/a) | 0 | 0 | 0 | 0 | 0 | 0 | 0 | 0 | 0 | 0 | 0 | 0 | 0 | 0 | 0 | 0 | 0 | 0 | 0 | 0 | 0 | 0 | 0 | 0 | 0 | 0 | 0
F5_Industrial_Industrial - ID_New_Space Heating_Natural Gas_Unit Heater_Baseline Forecast | F5 | Industrial | Industrial - ID | New | Space Heating | Natural Gas | Unit Heater | Baseline Forecast | Turnover | 0 | 0.13156 | 0.36024 | 2.7215 | 2.5858 | 2.5743 | 2.5039 | 2.4603 | 2.4176 | 2.3755 | 2.3342 | 2.2936 | 2.2537 | 2.2144 | 2.1759 | 2.138 | 2.1008 | 2.0762 | 2.0719 | 2.28 | 2.4542 | 2.609 | 2.7409 | 2.8543 | 2.951 | 3.0328 | 3.101
F6_Industrial_Industrial - ID_New_Space Heating_Natural Gas_Unit Heater_Baseline Forecast | F6 | Industrial | Industrial - ID | New | Space Heating | Natural Gas | Unit Heater | Baseline Forecast | Avg. Replacement Usage (therms) | 141.2402 | 151.947 | 151.3578 | 151.3578 | 151.3578 | 151.3578 | 151.3578 | 151.3578 | 151.3578 | 151.3578 | 151.3578 | 151.3578 | 151.3578 | 151.3578 | 151.3578 | 151.3578 | 151.3578 | 151.3578 | 151.3578 | 151.3578 | 151.3578 | 151.3578 | 151.3578 | 151.3578 | 151.3578 | 151.3578 | 151.3578
F7_Industrial_Industrial - ID_New_Space Heating_Natural Gas_Unit Heater_Baseline Forecast | F7 | Industrial | Industrial - ID | New | Space Heating | Natural Gas | Unit Heater | Baseline Forecast | Avg. Replacement Summer Demand (n/a) | 0 | 0 | 0 | 0 | 0 | 0 | 0 | 0 | 0 | 0 | 0 | 0 | 0 | 0 | 0 | 0 | 0 | 0 | 0 | 0 | 0 | 0 | 0 | 0 | 0 | 0 | 0
F8_Industrial_Industrial - ID_New_Space Heating_Natural Gas_Unit Heater_Baseline Forecast | F8 | Industrial | Industrial - ID | New | Space Heating | Natural Gas | Unit Heater | Baseline Forecast | Avg. Replacement Winter Demand (n/a) | 0 | 0 | 0 | 0 | 0 | 0 | 0 | 0 | 0 | 0 | 0 | 0 | 0 | 0 | 0 | 0 | 0 | 0 | 0 | 0 | 0 | 0 | 0 | 0 | 0 | 0 | 0
F1_Industrial_Industrial - ID_New_Process_Natural Gas_Process Boiler_Baseline Forecast | F1 | Industrial | Industrial - ID | New | Process | Natural Gas | Process Boiler | Baseline Forecast | Units | 0 | 0.81459 | 3.0451 | 19.8958 | 35.9063 | 51.8456 | 67.349 | 82.5829 | 97.5519 | 112.2605 | 126.7133 | 140.9146 | 154.8688 | 168.5801 | 182.0528 | 195.2909 | 208.2986 | 221.0797 | 233.6381 | 245.9778 | 258.1025 | 270.0159 | 281.7216 | 293.2232 | 304.5243 | 315.6283 | 326.5386
F2_Industrial_Industrial - ID_New_Process_Natural Gas_Process Boiler_Baseline Forecast | F2 | Industrial | Industrial - ID | New | Process | Natural Gas | Process Boiler | Baseline Forecast | Usage (MMtherm) | 0 | 0.00083723 | 0.0031297 | 0.020449 | 0.036904 | 0.053286 | 0.069221 | 0.084878 | 0.10026 | 0.11538 | 0.13023 | 0.14483 | 0.15917 | 0.17326 | 0.18711 | 0.20072 | 0.21409 | 0.22722 | 0.24013 | 0.25281 | 0.26527 | 0.27752 | 0.28955 | 0.30137 | 0.31299 | 0.3244 | 0.33561
F3_Industrial_Industrial - ID_New_Process_Natural Gas_Process Boiler_Baseline Forecast | F3 | Industrial | Industrial - ID | New | Process | Natural Gas | Process Boiler | Baseline Forecast | Summer Peak Demand (n/a) | 0 | 0 | 0 | 0 | 0 | 0 | 0 | 0 | 0 | 0 | 0 | 0 | 0 | 0 | 0 | 0 | 0 | 0 | 0 | 0 | 0 | 0 | 0 | 0 | 0 | 0 | 0
F4_Industrial_Industrial - ID_New_Process_Natural Gas_Process Boiler_Baseline Forecast | F4 | Industrial | Industrial - ID | New | Process | Natural Gas | Process Boiler | Baseline Forecast | Winter Peak Demand (n/a) | 0 | 0 | 0 | 0 | 0 | 0 | 0 | 0 | 0 | 0 | 0 | 0 | 0 | 0 | 0 | 0 | 0 | 0 | 0 | 0 | 0 | 0 | 0 | 0 | 0 | 0 | 0
F5_Industrial_Industrial - ID_New_Process_Natural Gas_Process Boiler_Baseline Forecast | F5 | Industrial | Industrial - ID | New | Process | Natural Gas | Process Boiler | Baseline Forecast | Turnover | 0 | 0.81459 | 2.2305 | 16.8507 | 16.1269 | 16.3577 | 18.2693 | 19.9085 | 21.3126 | 22.7559 | 24.1945 | 25.8333 | 27.5879 | 33.1134 | 33.5826 | 34.4836 | 36.5055 | 38.1972 | 39.679 | 41.2215 | 42.7564 | 44.3151 | 45.8786 | 48.5106 | 49.4905 | 50.6543 | 52.3298
F6_Industrial_Industrial - ID_New_Process_Natural Gas_Process Boiler_Baseline Forecast | F6 | Industrial | Industrial - ID | New | Process | Natural Gas | Process Boiler | Baseline Forecast | Avg. Replacement Usage (therms) | 1027.7881 | 1027.7881 | 1027.7881 | 1027.7881 | 1027.7881 | 1027.7881 | 1027.7881 | 1027.7881 | 1027.7881 | 1027.7881 | 1027.7881 | 1027.7881 | 1027.7881 | 1027.7881 | 1027.7881 | 1027.7881 | 1027.7881 | 1027.7881 | 1027.7881 | 1027.7881 | 1027.7881 | 1027.7881 | 1027.7881 | 1027.7881 | 1027.7881 | 1027.7881 | 1027.7881
F7_Industrial_Industrial - ID_New_Process_Natural Gas_Process Boiler_Baseline Forecast | F7 | Industrial | Industrial - ID | New | Process | Natural Gas | Process Boiler | Baseline Forecast | Avg. Replacement Summer Demand (n/a) | 0 | 0 | 0 | 0 | 0 | 0 | 0 | 0 | 0 | 0 | 0 | 0 | 0 | 0 | 0 | 0 | 0 | 0 | 0 | 0 | 0 | 0 | 0 | 0 | 0 | 0 | 0
F8_Industrial_Industrial - ID_New_Process_Natural Gas_Process Boiler_Baseline Forecast | F8 | Industrial | Industrial - ID | New | Process | Natural Gas | Process Boiler | Baseline Forecast | Avg. Replacement Winter Demand (n/a) | 0 | 0 | 0 | 0 | 0 | 0 | 0 | 0 | 0 | 0 | 0 | 0 | 0 | 0 | 0 | 0 | 0 | 0 | 0 | 0 | 0 | 0 | 0 | 0 | 0 | 0 | 0
F1_Industrial_Industrial - ID_New_Process_Natural Gas_Process Heating_Baseline Forecast | F1 | Industrial | Industrial - ID | New | Process | Natural Gas | Process Heating | Baseline Forecast | Units | 0 | 0.81459 | 3.0451 | 19.8958 | 35.9063 | 51.8456 | 67.349 | 82.5829 | 97.5519 | 112.2605 | 126.7133 | 140.9146 | 154.8688 | 168.5801 | 182.0528 | 195.2909 | 208.2986 | 221.0797 | 233.6381 | 245.9778 | 258.1025 | 270.0159 | 281.7216 | 293.2232 | 304.5243 | 315.6283 | 326.5386
F2_Industrial_Industrial - ID_New_Process_Natural Gas_Process Heating_Baseline Forecast | F2 | Industrial | Industrial - ID | New | Process | Natural Gas | Process Heating | Baseline Forecast | Usage (MMtherm) | 0 | 0.00076547 | 0.0028615 | 0.018696 | 0.033741 | 0.048719 | 0.063288 | 0.077603 | 0.09167 | 0.10549 | 0.11907 | 0.13242 | 0.14553 | 0.15842 | 0.17108 | 0.18352 | 0.19574 | 0.20775 | 0.21955 | 0.23115 | 0.24254 | 0.25373 | 0.26473 | 0.27554 | 0.28616 | 0.2966 | 0.30685
F3_Industrial_Industrial - ID_New_Process_Natural Gas_Process Heating_Baseline Forecast | F3 | Industrial | Industrial - ID | New | Process | Natural Gas | Process Heating | Baseline Forecast | Summer Peak Demand (n/a) | 0 | 0 | 0 | 0 | 0 | 0 | 0 | 0 | 0 | 0 | 0 | 0 | 0 | 0 | 0 | 0 | 0 | 0 | 0 | 0 | 0 | 0 | 0 | 0 | 0 | 0 | 0
F4_Industrial_Industrial - ID_New_Process_Natural Gas_Process Heating_Baseline Forecast | F4 | Industrial | Industrial - ID | New | Process | Natural Gas | Process Heating | Baseline Forecast | Winter Peak Demand (n/a) | 0 | 0 | 0 | 0 | 0 | 0 | 0 | 0 | 0 | 0 | 0 | 0 | 0 | 0 | 0 | 0 | 0 | 0 | 0 | 0 | 0 | 0 | 0 | 0 | 0 | 0 | 0
F5_Industrial_Industrial - ID_New_Process_Natural Gas_Process Heating_Baseline Forecast | F5 | Industrial | Industrial - ID | New | Process | Natural Gas | Process Heating | Baseline Forecast | Turnover | 0 | 0.81459 | 2.2305 | 16.8507 | 16.1269 | 16.3577 | 18.2693 | 19.9085 | 21.3126 | 22.7559 | 24.1945 | 25.8333 | 27.5879 | 33.1134 | 33.5826 | 34.4836 | 36.5055 | 38.1972 | 39.679 | 41.2215 | 42.7564 | 44.3151 | 45.8786 | 48.5106 | 49.4905 | 50.6543 | 52.3298
F6_Industrial_Industrial - ID_New_Process_Natural Gas_Process Heating_Baseline Forecast | F6 | Industrial | Industrial - ID | New | Process | Natural Gas | Process Heating | Baseline Forecast | Avg. Replacement Usage (therms) | 939.7028 | 939.7028 | 939.7028 | 939.7028 | 939.7028 | 939.7028 | 939.7028 | 939.7028 | 939.7028 | 939.7028 | 939.7028 | 939.7028 | 939.7028 | 939.7028 | 939.7028 | 939.7028 | 939.7028 | 939.7028 | 939.7028 | 939.7028 | 939.7028 | 939.7028 | 939.7028 | 939.7028 | 939.7028 | 939.7028 | 939.7028
F7_Industrial_Industrial - ID_New_Process_Natural Gas_Process Heating_Baseline Forecast | F7 | Industrial | Industrial - ID | New | Process | Natural Gas | Process Heating | Baseline Forecast | Avg. Replacement Summer Demand (n/a) | 0 | 0 | 0 | 0 | 0 | 0 | 0 | 0 | 0 | 0 | 0 | 0 | 0 | 0 | 0 | 0 | 0 | 0 | 0 | 0 | 0 | 0 | 0 | 0 | 0 | 0 | 0
F8_Industrial_Industrial - ID_New_Process_Natural Gas_Process Heating_Baseline Forecast | F8 | Industrial | Industrial - ID | New | Process | Natural Gas | Process Heating | Baseline Forecast | Avg. Replacement Winter Demand (n/a) | 0 | 0 | 0 | 0 | 0 | 0 | 0 | 0 | 0 | 0 | 0 | 0 | 0 | 0 | 0 | 0 | 0 | 0 | 0 | 0 | 0 | 0 | 0 | 0 | 0 | 0 | 0
F1_Industrial_Industrial - ID_New_Process_Natural Gas_Process Cooling_Baseline Forecast | F1 | Industrial | Industrial - ID | New | Process | Natural Gas | Process Cooling | Baseline Forecast | Units | 0 | 0.81459 | 3.0451 | 19.8958 | 35.9063 | 51.8456 | 67.349 | 82.5829 | 97.5519 | 112.2605 | 126.7133 | 140.9146 | 154.8688 | 168.5801 | 182.0528 | 195.2909 | 208.2986 | 221.0797 | 233.6381 | 245.9778 | 258.1025 | 270.0159 | 281.7216 | 293.2232 | 304.5243 | 315.6283 | 326.5386
F2_Industrial_Industrial - ID_New_Process_Natural Gas_Process Cooling_Baseline Forecast | F2 | Industrial | Industrial - ID | New | Process | Natural Gas | Process Cooling | Baseline Forecast | Usage (MMtherm) | 0 | 7.4228e-06 | 2.7748e-05 | 0.0001813 | 0.00032719 | 0.00047243 | 0.0006137 | 0.00075252 | 0.00088892 | 0.0010229 | 0.0011546 | 0.0012841 | 0.0014112 | 0.0015361 | 0.0016589 | 0.0017795 | 0.0018981 | 0.0020145 | 0.002129 | 0.0022414 | 0.0023519 | 0.0024605 | 0.0025671 | 0.0026719 | 0.0027749 | 0.0028761 | 0.0029755
F3_Industrial_Industrial - ID_New_Process_Natural Gas_Process Cooling_Baseline Forecast | F3 | Industrial | Industrial - ID | New | Process | Natural Gas | Process Cooling | Baseline Forecast | Summer Peak Demand (n/a) | 0 | 0 | 0 | 0 | 0 | 0 | 0 | 0 | 0 | 0 | 0 | 0 | 0 | 0 | 0 | 0 | 0 | 0 | 0 | 0 | 0 | 0 | 0 | 0 | 0 | 0 | 0
F4_Industrial_Industrial - ID_New_Process_Natural Gas_Process Cooling_Baseline Forecast | F4 | Industrial | Industrial - ID | New | Process | Natural Gas | Process Cooling | Baseline Forecast | Winter Peak Demand (n/a) | 0 | 0 | 0 | 0 | 0 | 0 | 0 | 0 | 0 | 0 | 0 | 0 | 0 | 0 | 0 | 0 | 0 | 0 | 0 | 0 | 0 | 0 | 0 | 0 | 0 | 0 | 0
F5_Industrial_Industrial - ID_New_Process_Natural Gas_Process Cooling_Baseline Forecast | F5 | Industrial | Industrial - ID | New | Process | Natural Gas | Process Cooling | Baseline Forecast | Turnover | 0 | 0.81459 | 2.2305 | 16.8507 | 16.1269 | 16.3577 | 18.2693 | 19.9085 | 21.3126 | 22.7559 | 24.1945 | 25.8333 | 27.5879 | 33.1134 | 33.5826 | 34.4836 | 36.5055 | 38.1972 | 39.679 | 41.2215 | 42.7564 | 44.3151 | 45.8786 | 48.5106 | 49.4905 | 50.6543 | 52.3298
F6_Industrial_Industrial - ID_New_Process_Natural Gas_Process Cooling_Baseline Forecast | F6 | Industrial | Industrial - ID | New | Process | Natural Gas | Process Cooling | Baseline Forecast | Avg. Replacement Usage (therms) | 9.1123 | 9.1123 | 9.1123 | 9.1123 | 9.1123 | 9.1123 | 9.1123 | 9.1123 | 9.1123 | 9.1123 | 9.1123 | 9.1123 | 9.1123 | 9.1123 | 9.1123 | 9.1123 | 9.1123 | 9.1123 | 9.1123 | 9.1123 | 9.1123 | 9.1123 | 9.1123 | 9.1123 | 9.1123 | 9.1123 | 9.1123
F7_Industrial_Industrial - ID_New_Process_Natural Gas_Process Cooling_Baseline Forecast | F7 | Industrial | Industrial - ID | New | Process | Natural Gas | Process Cooling | Baseline Forecast | Avg. Replacement Summer Demand (n/a) | 0 | 0 | 0 | 0 | 0 | 0 | 0 | 0 | 0 | 0 | 0 | 0 | 0 | 0 | 0 | 0 | 0 | 0 | 0 | 0 | 0 | 0 | 0 | 0 | 0 | 0 | 0
F8_Industrial_Industrial - ID_New_Process_Natural Gas_Process Cooling_Baseline Forecast | F8 | Industrial | Industrial - ID | New | Process | Natural Gas | Process Cooling | Baseline Forecast | Avg. Replacement Winter Demand (n/a) | 0 | 0 | 0 | 0 | 0 | 0 | 0 | 0 | 0 | 0 | 0 | 0 | 0 | 0 | 0 | 0 | 0 | 0 | 0 | 0 | 0 | 0 | 0 | 0 | 0 | 0 | 0
F1_Industrial_Industrial - ID_New_Process_Natural Gas_Other Process_Baseline Forecast | F1 | Industrial | Industrial - ID | New | Process | Natural Gas | Other Process | Baseline Forecast | Units | 0 | 0.81459 | 3.0451 | 19.8958 | 35.9063 | 51.8456 | 67.349 | 82.5829 | 97.5519 | 112.2605 | 126.7133 | 140.9146 | 154.8688 | 168.5801 | 182.0528 | 195.2909 | 208.2986 | 221.0797 | 233.6381 | 245.9778 | 258.1025 | 270.0159 | 281.7216 | 293.2232 | 304.5243 | 315.6283 | 326.5386
F2_Industrial_Industrial - ID_New_Process_Natural Gas_Other Process_Baseline Forecast | F2 | Industrial | Industrial - ID | New | Process | Natural Gas | Other Process | Baseline Forecast | Usage (MMtherm) | 0 | 7.8248e-05 | 0.00029251 | 0.0019112 | 0.0034491 | 0.0049802 | 0.0064694 | 0.0079328 | 0.0093707 | 0.010784 | 0.012172 | 0.013536 | 0.014876 | 0.016194 | 0.017488 | 0.018759 | 0.020009 | 0.021237 | 0.022443 | 0.023628 | 0.024793 | 0.025937 | 0.027062 | 0.028167 | 0.029252 | 0.030319 | 0.031367
F3_Industrial_Industrial - ID_New_Process_Natural Gas_Other Process_Baseline Forecast | F3 | Industrial | Industrial - ID | New | Process | Natural Gas | Other Process | Baseline Forecast | Summer Peak Demand (n/a) | 0 | 0 | 0 | 0 | 0 | 0 | 0 | 0 | 0 | 0 | 0 | 0 | 0 | 0 | 0 | 0 | 0 | 0 | 0 | 0 | 0 | 0 | 0 | 0 | 0 | 0 | 0
F4_Industrial_Industrial - ID_New_Process_Natural Gas_Other Process_Baseline Forecast | F4 | Industrial | Industrial - ID | New | Process | Natural Gas | Other Process | Baseline Forecast | Winter Peak Demand (n/a) | 0 | 0 | 0 | 0 | 0 | 0 | 0 | 0 | 0 | 0 | 0 | 0 | 0 | 0 | 0 | 0 | 0 | 0 | 0 | 0 | 0 | 0 | 0 | 0 | 0 | 0 | 0
F5_Industrial_Industrial - ID_New_Process_Natural Gas_Other Process_Baseline Forecast | F5 | Industrial | Industrial - ID | New | Process | Natural Gas | Other Process | Baseline Forecast | Turnover | 0 | 0.81459 | 2.2305 | 16.8507 | 16.1269 | 16.3577 | 18.2693 | 19.9085 | 21.3126 | 22.7559 | 24.1945 | 25.8333 | 27.5879 | 33.1134 | 33.5826 | 34.4836 | 36.5055 | 38.1972 | 39.679 | 41.2215 | 42.7564 | 44.3151 | 45.8786 | 48.5106 | 49.4905 | 50.6543 | 52.3298
F6_Industrial_Industrial - ID_New_Process_Natural Gas_Other Process_Baseline Forecast | F6 | Industrial | Industrial - ID | New | Process | Natural Gas | Other Process | Baseline Forecast | Avg. Replacement Usage (therms) | 96.0585 | 96.0585 | 96.0585 | 96.0585 | 96.0585 | 96.0585 | 96.0585 | 96.0585 | 96.0585 | 96.0585 | 96.0585 | 96.0585 | 96.0585 | 96.0585 | 96.0585 | 96.0585 | 96.0585 | 96.0585 | 96.0585 | 96.0585 | 96.0585 | 96.0585 | 96.0585 | 96.0585 | 96.0585 | 96.0585 | 96.0585
F7_Industrial_Industrial - ID_New_Process_Natural Gas_Other Process_Baseline Forecast | F7 | Industrial | Industrial - ID | New | Process | Natural Gas | Other Process | Baseline Forecast | Avg. Replacement Summer Demand (n/a) | 0 | 0 | 0 | 0 | 0 | 0 | 0 | 0 | 0 | 0 | 0 | 0 | 0 | 0 | 0 | 0 | 0 | 0 | 0 | 0 | 0 | 0 | 0 | 0 | 0 | 0 | 0
F8_Industrial_Industrial - ID_New_Process_Natural Gas_Other Process_Baseline Forecast | F8 | Industrial | Industrial - ID | New | Process | Natural Gas | Other Process | Baseline Forecast | Avg. Replacement Winter Demand (n/a) | 0 | 0 | 0 | 0 | 0 | 0 | 0 | 0 | 0 | 0 | 0 | 0 | 0 | 0 | 0 | 0 | 0 | 0 | 0 | 0 | 0 | 0 | 0 | 0 | 0 | 0 | 0
F1_Industrial_Industrial - ID_New_Miscellaneous_Natural Gas_Miscellaneous_Baseline Forecast | F1 | Industrial | Industrial - ID | New | Miscellaneous | Natural Gas | Miscellaneous | Baseline Forecast | Units | 0 | 0.81459 | 3.0451 | 19.8958 | 35.9063 | 51.8456 | 67.349 | 82.5829 | 97.5519 | 112.2605 | 126.7133 | 140.9146 | 154.8688 | 168.5801 | 182.0528 | 195.2909 | 208.2986 | 221.0797 | 233.6381 | 245.9778 | 258.1025 | 270.0159 | 281.7216 | 293.2232 | 304.5243 | 315.6283 | 326.5386
F2_Industrial_Industrial - ID_New_Miscellaneous_Natural Gas_Miscellaneous_Baseline Forecast | F2 | Industrial | Industrial - ID | New | Miscellaneous | Natural Gas | Miscellaneous | Baseline Forecast | Usage (MMtherm) | 0 | 9.2166e-05 | 0.00034454 | 0.0022511 | 0.0040626 | 0.005866 | 0.0076201 | 0.0093438 | 0.011037 | 0.012702 | 0.014337 | 0.015944 | 0.017522 | 0.019074 | 0.020598 | 0.022096 | 0.023568 | 0.025014 | 0.026435 | 0.027831 | 0.029203 | 0.030551 | 0.031875 | 0.033176 | 0.034455 | 0.035711 | 0.036946
F3_Industrial_Industrial - ID_New_Miscellaneous_Natural Gas_Miscellaneous_Baseline Forecast | F3 | Industrial | Industrial - ID | New | Miscellaneous | Natural Gas | Miscellaneous | Baseline Forecast | Summer Peak Demand (n/a) | 0 | 0 | 0 | 0 | 0 | 0 | 0 | 0 | 0 | 0 | 0 | 0 | 0 | 0 | 0 | 0 | 0 | 0 | 0 | 0 | 0 | 0 | 0 | 0 | 0 | 0 | 0
F4_Industrial_Industrial - ID_New_Miscellaneous_Natural Gas_Miscellaneous_Baseline Forecast | F4 | Industrial | Industrial - ID | New | Miscellaneous | Natural Gas | Miscellaneous | Baseline Forecast | Winter Peak Demand (n/a) | 0 | 0 | 0 | 0 | 0 | 0 | 0 | 0 | 0 | 0 | 0 | 0 | 0 | 0 | 0 | 0 | 0 | 0 | 0 | 0 | 0 | 0 | 0 | 0 | 0 | 0 | 0
F5_Industrial_Industrial - ID_New_Miscellaneous_Natural Gas_Miscellaneous_Baseline Forecast | F5 | Industrial | Industrial - ID | New | Miscellaneous | Natural Gas | Miscellaneous | Baseline Forecast | Turnover | 0 | 0.81459 | 2.2305 | 16.8507 | 16.1269 | 16.3577 | 18.2693 | 19.9085 | 21.3126 | 22.7559 | 24.1945 | 25.8333 | 27.5879 | 33.1134 | 33.5826 | 34.4836 | 36.5055 | 38.1972 | 39.679 | 41.2215 | 42.7564 | 44.3151 | 45.8786 | 48.5106 | 49.4905 | 50.6543 | 52.3298
F6_Industrial_Industrial - ID_New_Miscellaneous_Natural Gas_Miscellaneous_Baseline Forecast | F6 | Industrial | Industrial - ID | New | Miscellaneous | Natural Gas | Miscellaneous | Baseline Forecast | Avg. Replacement Usage (therms) | 113.144 | 113.144 | 113.144 | 113.144 | 113.144 | 113.144 | 113.144 | 113.144 | 113.144 | 113.144 | 113.144 | 113.144 | 113.144 | 113.144 | 113.144 | 113.144 | 113.144 | 113.144 | 113.144 | 113.144 | 113.144 | 113.144 | 113.144 | 113.144 | 113.144 | 113.144 | 113.144
F7_Industrial_Industrial - ID_New_Miscellaneous_Natural Gas_Miscellaneous_Baseline Forecast | F7 | Industrial | Industrial - ID | New | Miscellaneous | Natural Gas | Miscellaneous | Baseline Forecast | Avg. Replacement Summer Demand (n/a) | 0 | 0 | 0 | 0 | 0 | 0 | 0 | 0 | 0 | 0 | 0 | 0 | 0 | 0 | 0 | 0 | 0 | 0 | 0 | 0 | 0 | 0 | 0 | 0 | 0 | 0 | 0
F8_Industrial_Industrial - ID_New_Miscellaneous_Natural Gas_Miscellaneous_Baseline Forecast | F8 | Industrial | Industrial - ID | New | Miscellaneous | Natural Gas | Miscellaneous | Baseline Forecast | Avg. Replacement Winter Demand (n/a) | 0 | 0 | 0 | 0 | 0 | 0 | 0 | 0 | 0 | 0 | 0 | 0 | 0 | 0 | 0 | 0 | 0 | 0 | 0 | 0 | 0 | 0 | 0 | 0 | 0 | 0 | 0

## Special Markets
Key | Field | Sector | Market | Segment | Vintage | End Use | Fuel | Label | 2021 | 2022 | 2023 | 2024 | 2025 | 2026 | 2027 | 2028 | 2029 | 2030 | 2031 | 2032 | 2033 | 2034 | 2035 | 2036 | 2037 | 2038 | 2039 | 2040 | 2041 | 2042 | 2043 | 2044 | 2045 | 2046 | 2047 | 2048 | 2049 | 2050 | 2051 | 2052 | 2053 | 2054 | 2055 | 2056 | 2057 | 2058 | 2059 | 2060 | 2061 | 2062 | 2063 | 2064 | 2065 | 2066 | 2067 | 2068 | 2069 | 2070 | 2071 | 2072 | 2073 | 2074 | 2075 | 2076 | 2077 | 2078 | 2079 | 2080 | 2081 | 2082
F1_Industrial_All_Industrial - WA_Existing_Space Heating_Natural Gas | F1 | Industrial | All | Industrial - WA | Existing | Space Heating | Natural Gas | Units | 2021: 1570.087; 2022: 1543.0166; 2023: 1516.4128; 2024: 1490.2678; 2025: 1464.5735; 2026: 1439.3222; 2027: 1414.5063; 2028: 1390.1183; 2029: 1366.1507; 2030: 1342.5964; 2031: 1319.4482; 2032: 1296.6991; 2033: 1274.3422; 2034: 1252.3708; 2035: 1230.7782; 2036: 1209.5579; 2037: 1188.7034; 2038: 1168.2086; 2039: 1148.067; 2040: 1128.2728; 2041: 1108.8198; 2042: 1089.7022; 2043: 1070.9142; 2044: 1052.4502; 2045: 1034.3045; 2046: 1016.4717; 2047: 998.9463
F2_Industrial_All_Industrial - WA_Existing_Space Heating_Natural Gas | F2 | Industrial | All | Industrial - WA | Existing | Space Heating | Natural Gas | Usage (MMtherms) | 2021: 0.16191; 2022: 0.17095; 2023: 0.16711; 2024: 0.16392; 2025: 0.16077; 2026: 0.15766; 2027: 0.15459; 2028: 0.15157; 2029: 0.1486; 2030: 0.14568; 2031: 0.14281; 2032: 0.13999; 2033: 0.13722; 2034: 0.13451; 2035: 0.13184; 2036: 0.12924; 2037: 0.12668; 2038: 0.12418; 2039: 0.12173; 2040: 0.11935; 2041: 0.11704; 2042: 0.11479; 2043: 0.1126; 2044: 0.11047; 2045: 0.1084; 2046: 0.10637; 2047: 0.1044
F3_Industrial_All_Industrial - WA_Existing_Space Heating_Natural Gas | F3 | Industrial | All | Industrial - WA | Existing | Space Heating | Natural Gas | Summer Peak Demand (n/a) | 2021: 0; 2022: 0; 2023: 0; 2024: 0; 2025: 0; 2026: 0; 2027: 0; 2028: 0; 2029: 0; 2030: 0; 2031: 0; 2032: 0; 2033: 0; 2034: 0; 2035: 0; 2036: 0; 2037: 0; 2038: 0; 2039: 0; 2040: 0; 2041: 0; 2042: 0; 2043: 0; 2044: 0; 2045: 0; 2046: 0; 2047: 0
F4_Industrial_All_Industrial - WA_Existing_Space Heating_Natural Gas | F4 | Industrial | All | Industrial - WA | Existing | Space Heating | Natural Gas | Winter Peak Demand (n/a) | 2021: 0; 2022: 0; 2023: 0; 2024: 0; 2025: 0; 2026: 0; 2027: 0; 2028: 0; 2029: 0; 2030: 0; 2031: 0; 2032: 0; 2033: 0; 2034: 0; 2035: 0; 2036: 0; 2037: 0; 2038: 0; 2039: 0; 2040: 0; 2041: 0; 2042: 0; 2043: 0; 2044: 0; 2045: 0; 2046: 0; 2047: 0
F1_Industrial_All_Industrial - WA_Existing_Process_Natural Gas | F1 | Industrial | All | Industrial - WA | Existing | Process | Natural Gas | Units | 2021: 6280.3481; 2022: 6172.0663; 2023: 6065.6513; 2024: 5961.0712; 2025: 5858.2941; 2026: 5757.289; 2027: 5658.0254; 2028: 5560.4732; 2029: 5464.603; 2030: 5370.3857; 2031: 5277.7928; 2032: 5186.7964; 2033: 5097.3689; 2034: 5009.4832; 2035: 4923.1128; 2036: 4838.2316; 2037: 4754.8138; 2038: 4672.8342; 2039: 4592.2681; 2040: 4513.0911; 2041: 4435.2792; 2042: 4358.8088; 2043: 4283.657; 2044: 4209.8008; 2045: 4137.218; 2046: 4065.8867; 2047: 3995.7852
F2_Industrial_All_Industrial - WA_Existing_Process_Natural Gas | F2 | Industrial | All | Industrial - WA | Existing | Process | Natural Gas | Usage (MMtherms) | 2021: 2.376; 2022: 2.3351; 2023: 2.2948; 2024: 2.2552; 2025: 2.2164; 2026: 2.1782; 2027: 2.1406; 2028: 2.1037; 2029: 2.0674; 2030: 2.0318; 2031: 1.9967; 2032: 1.9623; 2033: 1.9285; 2034: 1.8952; 2035: 1.8626; 2036: 1.8304; 2037: 1.7989; 2038: 1.7679; 2039: 1.7374; 2040: 1.7074; 2041: 1.678; 2042: 1.6491; 2043: 1.6206; 2044: 1.5927; 2045: 1.5652; 2046: 1.5382; 2047: 1.5117
F3_Industrial_All_Industrial - WA_Existing_Process_Natural Gas | F3 | Industrial | All | Industrial - WA | Existing | Process | Natural Gas | Summer Peak Demand (n/a) | 2021: 0; 2022: 0; 2023: 0; 2024: 0; 2025: 0; 2026: 0; 2027: 0; 2028: 0; 2029: 0; 2030: 0; 2031: 0; 2032: 0; 2033: 0; 2034: 0; 2035: 0; 2036: 0; 2037: 0; 2038: 0; 2039: 0; 2040: 0; 2041: 0; 2042: 0; 2043: 0; 2044: 0; 2045: 0; 2046: 0; 2047: 0
F4_Industrial_All_Industrial - WA_Existing_Process_Natural Gas | F4 | Industrial | All | Industrial - WA | Existing | Process | Natural Gas | Winter Peak Demand (n/a) | 2021: 0; 2022: 0; 2023: 0; 2024: 0; 2025: 0; 2026: 0; 2027: 0; 2028: 0; 2029: 0; 2030: 0; 2031: 0; 2032: 0; 2033: 0; 2034: 0; 2035: 0; 2036: 0; 2037: 0; 2038: 0; 2039: 0; 2040: 0; 2041: 0; 2042: 0; 2043: 0; 2044: 0; 2045: 0; 2046: 0; 2047: 0
F1_Industrial_All_Industrial - WA_Existing_Miscellaneous_Natural Gas | F1 | Industrial | All | Industrial - WA | Existing | Miscellaneous | Natural Gas | Units | 2021: 1570.087; 2022: 1543.0166; 2023: 1516.4128; 2024: 1490.2678; 2025: 1464.5735; 2026: 1439.3222; 2027: 1414.5063; 2028: 1390.1183; 2029: 1366.1507; 2030: 1342.5964; 2031: 1319.4482; 2032: 1296.6991; 2033: 1274.3422; 2034: 1252.3708; 2035: 1230.7782; 2036: 1209.5579; 2037: 1188.7034; 2038: 1168.2086; 2039: 1148.067; 2040: 1128.2728; 2041: 1108.8198; 2042: 1089.7022; 2043: 1070.9142; 2044: 1052.4502; 2045: 1034.3045; 2046: 1016.4717; 2047: 998.9463
F2_Industrial_All_Industrial - WA_Existing_Miscellaneous_Natural Gas | F2 | Industrial | All | Industrial - WA | Existing | Miscellaneous | Natural Gas | Usage (MMtherms) | 2021: 0.12971; 2022: 0.12747; 2023: 0.12527; 2024: 0.12311; 2025: 0.12099; 2026: 0.1189; 2027: 0.11685; 2028: 0.11484; 2029: 0.11286; 2030: 0.11091; 2031: 0.109; 2032: 0.10712; 2033: 0.10527; 2034: 0.10346; 2035: 0.10167; 2036: 0.099922; 2037: 0.098199; 2038: 0.096506; 2039: 0.094842; 2040: 0.093207; 2041: 0.0916; 2042: 0.09002; 2043: 0.088468; 2044: 0.086943; 2045: 0.085444; 2046: 0.083971; 2047: 0.082523
F3_Industrial_All_Industrial - WA_Existing_Miscellaneous_Natural Gas | F3 | Industrial | All | Industrial - WA | Existing | Miscellaneous | Natural Gas | Summer Peak Demand (n/a) | 2021: 0; 2022: 0; 2023: 0; 2024: 0; 2025: 0; 2026: 0; 2027: 0; 2028: 0; 2029: 0; 2030: 0; 2031: 0; 2032: 0; 2033: 0; 2034: 0; 2035: 0; 2036: 0; 2037: 0; 2038: 0; 2039: 0; 2040: 0; 2041: 0; 2042: 0; 2043: 0; 2044: 0; 2045: 0; 2046: 0; 2047: 0
F4_Industrial_All_Industrial - WA_Existing_Miscellaneous_Natural Gas | F4 | Industrial | All | Industrial - WA | Existing | Miscellaneous | Natural Gas | Winter Peak Demand (n/a) | 2021: 0; 2022: 0; 2023: 0; 2024: 0; 2025: 0; 2026: 0; 2027: 0; 2028: 0; 2029: 0; 2030: 0; 2031: 0; 2032: 0; 2033: 0; 2034: 0; 2035: 0; 2036: 0; 2037: 0; 2038: 0; 2039: 0; 2040: 0; 2041: 0; 2042: 0; 2043: 0; 2044: 0; 2045: 0; 2046: 0; 2047: 0
F1_Industrial_All_Industrial - WA_New_Space Heating_Natural Gas | F1 | Industrial | All | Industrial - WA | New | Space Heating | Natural Gas | Units | 2021: 0; 2022: 93.7852; 2023: 173.1216; 2024: 230.5563; 2025: 275.6926; 2026: 312.3176; 2027: 337.5652; 2028: 362.3851; 2029: 386.7846; 2030: 410.7709; 2031: 434.3513; 2032: 457.5327; 2033: 480.3219; 2034: 502.7258; 2035: 524.751; 2036: 546.404; 2037: 567.6912; 2038: 588.619; 2039: 609.1935; 2040: 629.4209; 2041: 649.3071; 2042: 668.858; 2043: 688.0794; 2044: 706.9769; 2045: 725.5563; 2046: 743.8229; 2047: 761.7821
F2_Industrial_All_Industrial - WA_New_Space Heating_Natural Gas | F2 | Industrial | All | Industrial - WA | New | Space Heating | Natural Gas | Usage (MMtherms) | 2021: 0; 2022: 0.008758; 2023: 0.016104; 2024: 0.021276; 2025: 0.025341; 2026: 0.028639; 2027: 0.030913; 2028: 0.033148; 2029: 0.035345; 2030: 0.037506; 2031: 0.039629; 2032: 0.041717; 2033: 0.043769; 2034: 0.045787; 2035: 0.04777; 2036: 0.04972; 2037: 0.051637; 2038: 0.053522; 2039: 0.055375; 2040: 0.057175; 2041: 0.058928; 2042: 0.060653; 2043: 0.062352; 2044: 0.064024; 2045: 0.06567; 2046: 0.06729; 2047: 0.068883
F3_Industrial_All_Industrial - WA_New_Space Heating_Natural Gas | F3 | Industrial | All | Industrial - WA | New | Space Heating | Natural Gas | Summer Peak Demand (n/a) | 2021: 0; 2022: 0; 2023: 0; 2024: 0; 2025: 0; 2026: 0; 2027: 0; 2028: 0; 2029: 0; 2030: 0; 2031: 0; 2032: 0; 2033: 0; 2034: 0; 2035: 0; 2036: 0; 2037: 0; 2038: 0; 2039: 0; 2040: 0; 2041: 0; 2042: 0; 2043: 0; 2044: 0; 2045: 0; 2046: 0; 2047: 0
F4_Industrial_All_Industrial - WA_New_Space Heating_Natural Gas | F4 | Industrial | All | Industrial - WA | New | Space Heating | Natural Gas | Winter Peak Demand (n/a) | 2021: 0; 2022: 0; 2023: 0; 2024: 0; 2025: 0; 2026: 0; 2027: 0; 2028: 0; 2029: 0; 2030: 0; 2031: 0; 2032: 0; 2033: 0; 2034: 0; 2035: 0; 2036: 0; 2037: 0; 2038: 0; 2039: 0; 2040: 0; 2041: 0; 2042: 0; 2043: 0; 2044: 0; 2045: 0; 2046: 0; 2047: 0
F1_Industrial_All_Industrial - WA_New_Process_Natural Gas | F1 | Industrial | All | Industrial - WA | New | Process | Natural Gas | Units | 2021: 0; 2022: 375.1408; 2023: 692.4864; 2024: 922.225; 2025: 1102.7703; 2026: 1249.2703; 2027: 1350.2608; 2028: 1449.5403; 2029: 1547.1383; 2030: 1643.0837; 2031: 1737.4052; 2032: 1830.1306; 2033: 1921.2876; 2034: 2010.9031; 2035: 2099.0038; 2036: 2185.6158; 2037: 2270.7648; 2038: 2354.4759; 2039: 2436.774; 2040: 2517.6835; 2041: 2597.2282; 2042: 2675.4319; 2043: 2752.3174; 2044: 2827.9077; 2045: 2902.2251; 2046: 2975.2914; 2047: 3047.1283
F2_Industrial_All_Industrial - WA_New_Process_Natural Gas | F2 | Industrial | All | Industrial - WA | New | Process | Natural Gas | Usage (MMtherms) | 2021: 0; 2022: 0.14193; 2023: 0.26199; 2024: 0.3489; 2025: 0.41721; 2026: 0.47264; 2027: 0.51084; 2028: 0.5484; 2029: 0.58533; 2030: 0.62163; 2031: 0.65731; 2032: 0.69239; 2033: 0.72688; 2034: 0.76078; 2035: 0.79411; 2036: 0.82688; 2037: 0.8591; 2038: 0.89077; 2039: 0.9219; 2040: 0.95251; 2041: 0.98261; 2042: 1.0122; 2043: 1.0413; 2044: 1.0699; 2045: 1.098; 2046: 1.1256; 2047: 1.1528
F3_Industrial_All_Industrial - WA_New_Process_Natural Gas | F3 | Industrial | All | Industrial - WA | New | Process | Natural Gas | Summer Peak Demand (n/a) | 2021: 0; 2022: 0; 2023: 0; 2024: 0; 2025: 0; 2026: 0; 2027: 0; 2028: 0; 2029: 0; 2030: 0; 2031: 0; 2032: 0; 2033: 0; 2034: 0; 2035: 0; 2036: 0; 2037: 0; 2038: 0; 2039: 0; 2040: 0; 2041: 0; 2042: 0; 2043: 0; 2044: 0; 2045: 0; 2046: 0; 2047: 0
F4_Industrial_All_Industrial - WA_New_Process_Natural Gas | F4 | Industrial | All | Industrial - WA | New | Process | Natural Gas | Winter Peak Demand (n/a) | 2021: 0; 2022: 0; 2023: 0; 2024: 0; 2025: 0; 2026: 0; 2027: 0; 2028: 0; 2029: 0; 2030: 0; 2031: 0; 2032: 0; 2033: 0; 2034: 0; 2035: 0; 2036: 0; 2037: 0; 2038: 0; 2039: 0; 2040: 0; 2041: 0; 2042: 0; 2043: 0; 2044: 0; 2045: 0; 2046: 0; 2047: 0
F1_Industrial_All_Industrial - WA_New_Miscellaneous_Natural Gas | F1 | Industrial | All | Industrial - WA | New | Miscellaneous | Natural Gas | Units | 2021: 0; 2022: 93.7852; 2023: 173.1216; 2024: 230.5563; 2025: 275.6926; 2026: 312.3176; 2027: 337.5652; 2028: 362.3851; 2029: 386.7846; 2030: 410.7709; 2031: 434.3513; 2032: 457.5327; 2033: 480.3219; 2034: 502.7258; 2035: 524.751; 2036: 546.404; 2037: 567.6912; 2038: 588.619; 2039: 609.1935; 2040: 629.4209; 2041: 649.3071; 2042: 668.858; 2043: 688.0794; 2044: 706.9769; 2045: 725.5563; 2046: 743.8229; 2047: 761.7821
F2_Industrial_All_Industrial - WA_New_Miscellaneous_Natural Gas | F2 | Industrial | All | Industrial - WA | New | Miscellaneous | Natural Gas | Usage (MMtherms) | 2021: 0; 2022: 0.0077476; 2023: 0.014302; 2024: 0.019046; 2025: 0.022775; 2026: 0.025801; 2027: 0.027886; 2028: 0.029937; 2029: 0.031952; 2030: 0.033934; 2031: 0.035882; 2032: 0.037797; 2033: 0.039679; 2034: 0.04153; 2035: 0.04335; 2036: 0.045138; 2037: 0.046897; 2038: 0.048626; 2039: 0.050326; 2040: 0.051997; 2041: 0.053639; 2042: 0.055254; 2043: 0.056842; 2044: 0.058403; 2045: 0.059938; 2046: 0.061447; 2047: 0.062931
F3_Industrial_All_Industrial - WA_New_Miscellaneous_Natural Gas | F3 | Industrial | All | Industrial - WA | New | Miscellaneous | Natural Gas | Summer Peak Demand (n/a) | 2021: 0; 2022: 0; 2023: 0; 2024: 0; 2025: 0; 2026: 0; 2027: 0; 2028: 0; 2029: 0; 2030: 0; 2031: 0; 2032: 0; 2033: 0; 2034: 0; 2035: 0; 2036: 0; 2037: 0; 2038: 0; 2039: 0; 2040: 0; 2041: 0; 2042: 0; 2043: 0; 2044: 0; 2045: 0; 2046: 0; 2047: 0
F4_Industrial_All_Industrial - WA_New_Miscellaneous_Natural Gas | F4 | Industrial | All | Industrial - WA | New | Miscellaneous | Natural Gas | Winter Peak Demand (n/a) | 2021: 0; 2022: 0; 2023: 0; 2024: 0; 2025: 0; 2026: 0; 2027: 0; 2028: 0; 2029: 0; 2030: 0; 2031: 0; 2032: 0; 2033: 0; 2034: 0; 2035: 0; 2036: 0; 2037: 0; 2038: 0; 2039: 0; 2040: 0; 2041: 0; 2042: 0; 2043: 0; 2044: 0; 2045: 0; 2046: 0; 2047: 0
F1_Industrial_All_Industrial - ID_Existing_Space Heating_Natural Gas | F1 | Industrial | All | Industrial - ID | Existing | Space Heating | Natural Gas | Units | 2021: 989.2646; 2022: 972.2083; 2023: 955.4461; 2024: 938.9729; 2025: 922.7837; 2026: 906.8737; 2027: 891.2379; 2028: 875.8717; 2029: 860.7705; 2030: 845.9296; 2031: 831.3446; 2032: 817.0111; 2033: 802.9247; 2034: 789.0812; 2035: 775.4763; 2036: 762.1061; 2037: 748.9663; 2038: 736.0531; 2039: 723.3625; 2040: 710.8907; 2041: 698.634; 2042: 686.5886; 2043: 674.7509; 2044: 663.1172; 2045: 651.6842; 2046: 640.4482; 2047: 629.406
F2_Industrial_All_Industrial - ID_Existing_Space Heating_Natural Gas | F2 | Industrial | All | Industrial - ID | Existing | Space Heating | Natural Gas | Usage (MMtherms) | 2021: 0.13972; 2022: 0.14752; 2023: 0.14421; 2024: 0.14145; 2025: 0.13873; 2026: 0.13605; 2027: 0.1334; 2028: 0.1308; 2029: 0.12823; 2030: 0.12571; 2031: 0.12323; 2032: 0.1208; 2033: 0.11841; 2034: 0.11607; 2035: 0.11377; 2036: 0.11152; 2037: 0.10932; 2038: 0.10716; 2039: 0.10505; 2040: 0.103; 2041: 0.101; 2042: 0.099057; 2043: 0.097169; 2044: 0.09533; 2045: 0.093539; 2046: 0.091793; 2047: 0.09009
F3_Industrial_All_Industrial - ID_Existing_Space Heating_Natural Gas | F3 | Industrial | All | Industrial - ID | Existing | Space Heating | Natural Gas | Summer Peak Demand (n/a) | 2021: 0; 2022: 0; 2023: 0; 2024: 0; 2025: 0; 2026: 0; 2027: 0; 2028: 0; 2029: 0; 2030: 0; 2031: 0; 2032: 0; 2033: 0; 2034: 0; 2035: 0; 2036: 0; 2037: 0; 2038: 0; 2039: 0; 2040: 0; 2041: 0; 2042: 0; 2043: 0; 2044: 0; 2045: 0; 2046: 0; 2047: 0
F4_Industrial_All_Industrial - ID_Existing_Space Heating_Natural Gas | F4 | Industrial | All | Industrial - ID | Existing | Space Heating | Natural Gas | Winter Peak Demand (n/a) | 2021: 0; 2022: 0; 2023: 0; 2024: 0; 2025: 0; 2026: 0; 2027: 0; 2028: 0; 2029: 0; 2030: 0; 2031: 0; 2032: 0; 2033: 0; 2034: 0; 2035: 0; 2036: 0; 2037: 0; 2038: 0; 2039: 0; 2040: 0; 2041: 0; 2042: 0; 2043: 0; 2044: 0; 2045: 0; 2046: 0; 2047: 0
F1_Industrial_All_Industrial - ID_Existing_Process_Natural Gas | F1 | Industrial | All | Industrial - ID | Existing | Process | Natural Gas | Units | 2021: 3957.0585; 2022: 3888.8334; 2023: 3821.7845; 2024: 3755.8917; 2025: 3691.1349; 2026: 3627.4947; 2027: 3564.9517; 2028: 3503.487; 2029: 3443.082; 2030: 3383.7185; 2031: 3325.3786; 2032: 3268.0445; 2033: 3211.6989; 2034: 3156.3247; 2035: 3101.9054; 2036: 3048.4242; 2037: 2995.8652; 2038: 2944.2123; 2039: 2893.4501; 2040: 2843.563; 2041: 2794.536; 2042: 2746.3544; 2043: 2699.0034; 2044: 2652.4689; 2045: 2606.7367; 2046: 2561.7929; 2047: 2517.6241
F2_Industrial_All_Industrial - ID_Existing_Process_Natural Gas | F2 | Industrial | All | Industrial - ID | Existing | Process | Natural Gas | Usage (MMtherms) | 2021: 2.0504; 2022: 2.0151; 2023: 1.9803; 2024: 1.9462; 2025: 1.9126; 2026: 1.8796; 2027: 1.8472; 2028: 1.8154; 2029: 1.7841; 2030: 1.7533; 2031: 1.7231; 2032: 1.6934; 2033: 1.6642; 2034: 1.6355; 2035: 1.6073; 2036: 1.5796; 2037: 1.5524; 2038: 1.5256; 2039: 1.4993; 2040: 1.4734; 2041: 1.448; 2042: 1.4231; 2043: 1.3985; 2044: 1.3744; 2045: 1.3507; 2046: 1.3274; 2047: 1.3045
F3_Industrial_All_Industrial - ID_Existing_Process_Natural Gas | F3 | Industrial | All | Industrial - ID | Existing | Process | Natural Gas | Summer Peak Demand (n/a) | 2021: 0; 2022: 0; 2023: 0; 2024: 0; 2025: 0; 2026: 0; 2027: 0; 2028: 0; 2029: 0; 2030: 0; 2031: 0; 2032: 0; 2033: 0; 2034: 0; 2035: 0; 2036: 0; 2037: 0; 2038: 0; 2039: 0; 2040: 0; 2041: 0; 2042: 0; 2043: 0; 2044: 0; 2045: 0; 2046: 0; 2047: 0
F4_Industrial_All_Industrial - ID_Existing_Process_Natural Gas | F4 | Industrial | All | Industrial - ID | Existing | Process | Natural Gas | Winter Peak Demand (n/a) | 2021: 0; 2022: 0; 2023: 0; 2024: 0; 2025: 0; 2026: 0; 2027: 0; 2028: 0; 2029: 0; 2030: 0; 2031: 0; 2032: 0; 2033: 0; 2034: 0; 2035: 0; 2036: 0; 2037: 0; 2038: 0; 2039: 0; 2040: 0; 2041: 0; 2042: 0; 2043: 0; 2044: 0; 2045: 0; 2046: 0; 2047: 0
F1_Industrial_All_Industrial - ID_Existing_Miscellaneous_Natural Gas | F1 | Industrial | All | Industrial - ID | Existing | Miscellaneous | Natural Gas | Units | 2021: 989.2646; 2022: 972.2083; 2023: 955.4461; 2024: 938.9729; 2025: 922.7837; 2026: 906.8737; 2027: 891.2379; 2028: 875.8717; 2029: 860.7705; 2030: 845.9296; 2031: 831.3446; 2032: 817.0111; 2033: 802.9247; 2034: 789.0812; 2035: 775.4763; 2036: 762.1061; 2037: 748.9663; 2038: 736.0531; 2039: 723.3625; 2040: 710.8907; 2041: 698.634; 2042: 686.5886; 2043: 674.7509; 2044: 663.1172; 2045: 651.6842; 2046: 640.4482; 2047: 629.406
F2_Industrial_All_Industrial - ID_Existing_Miscellaneous_Natural Gas | F2 | Industrial | All | Industrial - ID | Existing | Miscellaneous | Natural Gas | Usage (MMtherms) | 2021: 0.11193; 2022: 0.11; 2023: 0.1081; 2024: 0.10624; 2025: 0.10441; 2026: 0.10261; 2027: 0.10084; 2028: 0.0991; 2029: 0.097391; 2030: 0.095712; 2031: 0.094062; 2032: 0.09244; 2033: 0.090846; 2034: 0.08928; 2035: 0.087741; 2036: 0.086228; 2037: 0.084741; 2038: 0.08328; 2039: 0.081844; 2040: 0.080433; 2041: 0.079046; 2042: 0.077683; 2043: 0.076344; 2044: 0.075028; 2045: 0.073734; 2046: 0.072463; 2047: 0.071214
F3_Industrial_All_Industrial - ID_Existing_Miscellaneous_Natural Gas | F3 | Industrial | All | Industrial - ID | Existing | Miscellaneous | Natural Gas | Summer Peak Demand (n/a) | 2021: 0; 2022: 0; 2023: 0; 2024: 0; 2025: 0; 2026: 0; 2027: 0; 2028: 0; 2029: 0; 2030: 0; 2031: 0; 2032: 0; 2033: 0; 2034: 0; 2035: 0; 2036: 0; 2037: 0; 2038: 0; 2039: 0; 2040: 0; 2041: 0; 2042: 0; 2043: 0; 2044: 0; 2045: 0; 2046: 0; 2047: 0
F4_Industrial_All_Industrial - ID_Existing_Miscellaneous_Natural Gas | F4 | Industrial | All | Industrial - ID | Existing | Miscellaneous | Natural Gas | Winter Peak Demand (n/a) | 2021: 0; 2022: 0; 2023: 0; 2024: 0; 2025: 0; 2026: 0; 2027: 0; 2028: 0; 2029: 0; 2030: 0; 2031: 0; 2032: 0; 2033: 0; 2034: 0; 2035: 0; 2036: 0; 2037: 0; 2038: 0; 2039: 0; 2040: 0; 2041: 0; 2042: 0; 2043: 0; 2044: 0; 2045: 0; 2046: 0; 2047: 0
F1_Industrial_All_Industrial - ID_New_Space Heating_Natural Gas | F1 | Industrial | All | Industrial - ID | New | Space Heating | Natural Gas | Units | 2021: 0; 2022: 0.81459; 2023: 3.0451; 2024: 19.8958; 2025: 35.9063; 2026: 51.8456; 2027: 67.349; 2028: 82.5829; 2029: 97.5519; 2030: 112.2605; 2031: 126.7133; 2032: 140.9146; 2033: 154.8688; 2034: 168.5801; 2035: 182.0528; 2036: 195.2909; 2037: 208.2986; 2038: 221.0797; 2039: 233.6381; 2040: 245.9778; 2041: 258.1025; 2042: 270.0159; 2043: 281.7216; 2044: 293.2232; 2045: 304.5243; 2046: 315.6283; 2047: 326.5386
F2_Industrial_All_Industrial - ID_New_Space Heating_Natural Gas | F2 | Industrial | All | Industrial - ID | New | Space Heating | Natural Gas | Usage (MMtherms) | 2021: 0; 2022: 0.00010419; 2023: 0.00038796; 2024: 0.0024663; 2025: 0.0044411; 2026: 0.0064071; 2027: 0.0083193; 2028: 0.010198; 2029: 0.012045; 2030: 0.013859; 2031: 0.015641; 2032: 0.017393; 2033: 0.019114; 2034: 0.020805; 2035: 0.022467; 2036: 0.0241; 2037: 0.025704; 2038: 0.027281; 2039: 0.02883; 2040: 0.030351; 2041: 0.031846; 2042: 0.033314; 2043: 0.034757; 2044: 0.036175; 2045: 0.037568; 2046: 0.038937; 2047: 0.040282
F3_Industrial_All_Industrial - ID_New_Space Heating_Natural Gas | F3 | Industrial | All | Industrial - ID | New | Space Heating | Natural Gas | Summer Peak Demand (n/a) | 2021: 0; 2022: 0; 2023: 0; 2024: 0; 2025: 0; 2026: 0; 2027: 0; 2028: 0; 2029: 0; 2030: 0; 2031: 0; 2032: 0; 2033: 0; 2034: 0; 2035: 0; 2036: 0; 2037: 0; 2038: 0; 2039: 0; 2040: 0; 2041: 0; 2042: 0; 2043: 0; 2044: 0; 2045: 0; 2046: 0; 2047: 0
F4_Industrial_All_Industrial - ID_New_Space Heating_Natural Gas | F4 | Industrial | All | Industrial - ID | New | Space Heating | Natural Gas | Winter Peak Demand (n/a) | 2021: 0; 2022: 0; 2023: 0; 2024: 0; 2025: 0; 2026: 0; 2027: 0; 2028: 0; 2029: 0; 2030: 0; 2031: 0; 2032: 0; 2033: 0; 2034: 0; 2035: 0; 2036: 0; 2037: 0; 2038: 0; 2039: 0; 2040: 0; 2041: 0; 2042: 0; 2043: 0; 2044: 0; 2045: 0; 2046: 0; 2047: 0
F1_Industrial_All_Industrial - ID_New_Process_Natural Gas | F1 | Industrial | All | Industrial - ID | New | Process | Natural Gas | Units | 2021: 0; 2022: 3.2584; 2023: 12.1804; 2024: 79.5832; 2025: 143.6251; 2026: 207.3824; 2027: 269.3962; 2028: 330.3317; 2029: 390.2075; 2030: 449.042; 2031: 506.853; 2032: 563.6583; 2033: 619.4751; 2034: 674.3204; 2035: 728.2112; 2036: 781.1637; 2037: 833.1942; 2038: 884.3186; 2039: 934.5526; 2040: 983.9113; 2041: 1032.4101; 2042: 1080.0636; 2043: 1126.8864; 2044: 1172.893; 2045: 1218.0973; 2046: 1262.5131; 2047: 1306.1542
F2_Industrial_All_Industrial - ID_New_Process_Natural Gas | F2 | Industrial | All | Industrial - ID | New | Process | Natural Gas | Usage (MMtherms) | 2021: 0; 2022: 0.0016884; 2023: 0.0063115; 2024: 0.041237; 2025: 0.074422; 2026: 0.10746; 2027: 0.13959; 2028: 0.17117; 2029: 0.20219; 2030: 0.23268; 2031: 0.26263; 2032: 0.29207; 2033: 0.32099; 2034: 0.34941; 2035: 0.37733; 2036: 0.40477; 2037: 0.43173; 2038: 0.45822; 2039: 0.48425; 2040: 0.50983; 2041: 0.53496; 2042: 0.55965; 2043: 0.58391; 2044: 0.60775; 2045: 0.63118; 2046: 0.65419; 2047: 0.6768
F3_Industrial_All_Industrial - ID_New_Process_Natural Gas | F3 | Industrial | All | Industrial - ID | New | Process | Natural Gas | Summer Peak Demand (n/a) | 2021: 0; 2022: 0; 2023: 0; 2024: 0; 2025: 0; 2026: 0; 2027: 0; 2028: 0; 2029: 0; 2030: 0; 2031: 0; 2032: 0; 2033: 0; 2034: 0; 2035: 0; 2036: 0; 2037: 0; 2038: 0; 2039: 0; 2040: 0; 2041: 0; 2042: 0; 2043: 0; 2044: 0; 2045: 0; 2046: 0; 2047: 0
F4_Industrial_All_Industrial - ID_New_Process_Natural Gas | F4 | Industrial | All | Industrial - ID | New | Process | Natural Gas | Winter Peak Demand (n/a) | 2021: 0; 2022: 0; 2023: 0; 2024: 0; 2025: 0; 2026: 0; 2027: 0; 2028: 0; 2029: 0; 2030: 0; 2031: 0; 2032: 0; 2033: 0; 2034: 0; 2035: 0; 2036: 0; 2037: 0; 2038: 0; 2039: 0; 2040: 0; 2041: 0; 2042: 0; 2043: 0; 2044: 0; 2045: 0; 2046: 0; 2047: 0
F1_Industrial_All_Industrial - ID_New_Miscellaneous_Natural Gas | F1 | Industrial | All | Industrial - ID | New | Miscellaneous | Natural Gas | Units | 2021: 0; 2022: 0.81459; 2023: 3.0451; 2024: 19.8958; 2025: 35.9063; 2026: 51.8456; 2027: 67.349; 2028: 82.5829; 2029: 97.5519; 2030: 112.2605; 2031: 126.7133; 2032: 140.9146; 2033: 154.8688; 2034: 168.5801; 2035: 182.0528; 2036: 195.2909; 2037: 208.2986; 2038: 221.0797; 2039: 233.6381; 2040: 245.9778; 2041: 258.1025; 2042: 270.0159; 2043: 281.7216; 2044: 293.2232; 2045: 304.5243; 2046: 315.6283; 2047: 326.5386
F2_Industrial_All_Industrial - ID_New_Miscellaneous_Natural Gas | F2 | Industrial | All | Industrial - ID | New | Miscellaneous | Natural Gas | Usage (MMtherms) | 2021: 0; 2022: 9.2166e-05; 2023: 0.00034454; 2024: 0.0022511; 2025: 0.0040626; 2026: 0.005866; 2027: 0.0076201; 2028: 0.0093438; 2029: 0.011037; 2030: 0.012702; 2031: 0.014337; 2032: 0.015944; 2033: 0.017522; 2034: 0.019074; 2035: 0.020598; 2036: 0.022096; 2037: 0.023568; 2038: 0.025014; 2039: 0.026435; 2040: 0.027831; 2041: 0.029203; 2042: 0.030551; 2043: 0.031875; 2044: 0.033176; 2045: 0.034455; 2046: 0.035711; 2047: 0.036946
F3_Industrial_All_Industrial - ID_New_Miscellaneous_Natural Gas | F3 | Industrial | All | Industrial - ID | New | Miscellaneous | Natural Gas | Summer Peak Demand (n/a) | 2021: 0; 2022: 0; 2023: 0; 2024: 0; 2025: 0; 2026: 0; 2027: 0; 2028: 0; 2029: 0; 2030: 0; 2031: 0; 2032: 0; 2033: 0; 2034: 0; 2035: 0; 2036: 0; 2037: 0; 2038: 0; 2039: 0; 2040: 0; 2041: 0; 2042: 0; 2043: 0; 2044: 0; 2045: 0; 2046: 0; 2047: 0
F4_Industrial_All_Industrial - ID_New_Miscellaneous_Natural Gas | F4 | Industrial | All | Industrial - ID | New | Miscellaneous | Natural Gas | Winter Peak Demand (n/a) | 2021: 0; 2022: 0; 2023: 0; 2024: 0; 2025: 0; 2026: 0; 2027: 0; 2028: 0; 2029: 0; 2030: 0; 2031: 0; 2032: 0; 2033: 0; 2034: 0; 2035: 0; 2036: 0; 2037: 0; 2038: 0; 2039: 0; 2040: 0; 2041: 0; 2042: 0; 2043: 0; 2044: 0; 2045: 0; 2046: 0; 2047: 0
F1_Industrial_Market_Industrial - WA_Existing_Space Heating_Natural Gas | F1 | Industrial | Market | Industrial - WA | Existing | Space Heating | Natural Gas | Units | 2021: 1570.087; 2022: 1543.0166; 2023: 1516.4128; 2024: 1490.2678; 2025: 1464.5735; 2026: 1439.3222; 2027: 1414.5063; 2028: 1390.1183; 2029: 1366.1507; 2030: 1342.5964; 2031: 1319.4482; 2032: 1296.6991; 2033: 1274.3422; 2034: 1252.3708; 2035: 1230.7782; 2036: 1209.5579; 2037: 1188.7034; 2038: 1168.2086; 2039: 1148.067; 2040: 1128.2728; 2041: 1108.8198; 2042: 1089.7022; 2043: 1070.9142; 2044: 1052.4502; 2045: 1034.3045; 2046: 1016.4717; 2047: 998.9463
F2_Industrial_Market_Industrial - WA_Existing_Space Heating_Natural Gas | F2 | Industrial | Market | Industrial - WA | Existing | Space Heating | Natural Gas | Usage (MMtherms) | 2021: 0.16191; 2022: 0.17095; 2023: 0.16711; 2024: 0.16392; 2025: 0.16077; 2026: 0.15766; 2027: 0.15459; 2028: 0.15157; 2029: 0.1486; 2030: 0.14568; 2031: 0.14281; 2032: 0.13999; 2033: 0.13722; 2034: 0.13451; 2035: 0.13184; 2036: 0.12924; 2037: 0.12668; 2038: 0.12418; 2039: 0.12173; 2040: 0.11935; 2041: 0.11704; 2042: 0.11479; 2043: 0.1126; 2044: 0.11047; 2045: 0.1084; 2046: 0.10637; 2047: 0.1044
F3_Industrial_Market_Industrial - WA_Existing_Space Heating_Natural Gas | F3 | Industrial | Market | Industrial - WA | Existing | Space Heating | Natural Gas | Summer Peak Demand (n/a) | 2021: 0; 2022: 0; 2023: 0; 2024: 0; 2025: 0; 2026: 0; 2027: 0; 2028: 0; 2029: 0; 2030: 0; 2031: 0; 2032: 0; 2033: 0; 2034: 0; 2035: 0; 2036: 0; 2037: 0; 2038: 0; 2039: 0; 2040: 0; 2041: 0; 2042: 0; 2043: 0; 2044: 0; 2045: 0; 2046: 0; 2047: 0
F4_Industrial_Market_Industrial - WA_Existing_Space Heating_Natural Gas | F4 | Industrial | Market | Industrial - WA | Existing | Space Heating | Natural Gas | Winter Peak Demand (n/a) | 2021: 0; 2022: 0; 2023: 0; 2024: 0; 2025: 0; 2026: 0; 2027: 0; 2028: 0; 2029: 0; 2030: 0; 2031: 0; 2032: 0; 2033: 0; 2034: 0; 2035: 0; 2036: 0; 2037: 0; 2038: 0; 2039: 0; 2040: 0; 2041: 0; 2042: 0; 2043: 0; 2044: 0; 2045: 0; 2046: 0; 2047: 0
F1_Industrial_Market_Industrial - WA_Existing_Process_Natural Gas | F1 | Industrial | Market | Industrial - WA | Existing | Process | Natural Gas | Units | 2021: 1570.087; 2022: 1543.0166; 2023: 1516.4128; 2024: 1490.2678; 2025: 1464.5735; 2026: 1439.3222; 2027: 1414.5063; 2028: 1390.1183; 2029: 1366.1507; 2030: 1342.5964; 2031: 1319.4482; 2032: 1296.6991; 2033: 1274.3422; 2034: 1252.3708; 2035: 1230.7782; 2036: 1209.5579; 2037: 1188.7034; 2038: 1168.2086; 2039: 1148.067; 2040: 1128.2728; 2041: 1108.8198; 2042: 1089.7022; 2043: 1070.9142; 2044: 1052.4502; 2045: 1034.3045; 2046: 1016.4717; 2047: 998.9463
F2_Industrial_Market_Industrial - WA_Existing_Process_Natural Gas | F2 | Industrial | Market | Industrial - WA | Existing | Process | Natural Gas | Usage (MMtherms) | 2021: 2.376; 2022: 2.3351; 2023: 2.2948; 2024: 2.2552; 2025: 2.2164; 2026: 2.1782; 2027: 2.1406; 2028: 2.1037; 2029: 2.0674; 2030: 2.0318; 2031: 1.9967; 2032: 1.9623; 2033: 1.9285; 2034: 1.8952; 2035: 1.8626; 2036: 1.8304; 2037: 1.7989; 2038: 1.7679; 2039: 1.7374; 2040: 1.7074; 2041: 1.678; 2042: 1.6491; 2043: 1.6206; 2044: 1.5927; 2045: 1.5652; 2046: 1.5382; 2047: 1.5117
F3_Industrial_Market_Industrial - WA_Existing_Process_Natural Gas | F3 | Industrial | Market | Industrial - WA | Existing | Process | Natural Gas | Summer Peak Demand (n/a) | 2021: 0; 2022: 0; 2023: 0; 2024: 0; 2025: 0; 2026: 0; 2027: 0; 2028: 0; 2029: 0; 2030: 0; 2031: 0; 2032: 0; 2033: 0; 2034: 0; 2035: 0; 2036: 0; 2037: 0; 2038: 0; 2039: 0; 2040: 0; 2041: 0; 2042: 0; 2043: 0; 2044: 0; 2045: 0; 2046: 0; 2047: 0
F4_Industrial_Market_Industrial - WA_Existing_Process_Natural Gas | F4 | Industrial | Market | Industrial - WA | Existing | Process | Natural Gas | Winter Peak Demand (n/a) | 2021: 0; 2022: 0; 2023: 0; 2024: 0; 2025: 0; 2026: 0; 2027: 0; 2028: 0; 2029: 0; 2030: 0; 2031: 0; 2032: 0; 2033: 0; 2034: 0; 2035: 0; 2036: 0; 2037: 0; 2038: 0; 2039: 0; 2040: 0; 2041: 0; 2042: 0; 2043: 0; 2044: 0; 2045: 0; 2046: 0; 2047: 0
F1_Industrial_Market_Industrial - WA_Existing_Miscellaneous_Natural Gas | F1 | Industrial | Market | Industrial - WA | Existing | Miscellaneous | Natural Gas | Units | 2021: 1570.087; 2022: 1543.0166; 2023: 1516.4128; 2024: 1490.2678; 2025: 1464.5735; 2026: 1439.3222; 2027: 1414.5063; 2028: 1390.1183; 2029: 1366.1507; 2030: 1342.5964; 2031: 1319.4482; 2032: 1296.6991; 2033: 1274.3422; 2034: 1252.3708; 2035: 1230.7782; 2036: 1209.5579; 2037: 1188.7034; 2038: 1168.2086; 2039: 1148.067; 2040: 1128.2728; 2041: 1108.8198; 2042: 1089.7022; 2043: 1070.9142; 2044: 1052.4502; 2045: 1034.3045; 2046: 1016.4717; 2047: 998.9463
F2_Industrial_Market_Industrial - WA_Existing_Miscellaneous_Natural Gas | F2 | Industrial | Market | Industrial - WA | Existing | Miscellaneous | Natural Gas | Usage (MMtherms) | 2021: 0.12971; 2022: 0.12747; 2023: 0.12527; 2024: 0.12311; 2025: 0.12099; 2026: 0.1189; 2027: 0.11685; 2028: 0.11484; 2029: 0.11286; 2030: 0.11091; 2031: 0.109; 2032: 0.10712; 2033: 0.10527; 2034: 0.10346; 2035: 0.10167; 2036: 0.099922; 2037: 0.098199; 2038: 0.096506; 2039: 0.094842; 2040: 0.093207; 2041: 0.0916; 2042: 0.09002; 2043: 0.088468; 2044: 0.086943; 2045: 0.085444; 2046: 0.083971; 2047: 0.082523
F3_Industrial_Market_Industrial - WA_Existing_Miscellaneous_Natural Gas | F3 | Industrial | Market | Industrial - WA | Existing | Miscellaneous | Natural Gas | Summer Peak Demand (n/a) | 2021: 0; 2022: 0; 2023: 0; 2024: 0; 2025: 0; 2026: 0; 2027: 0; 2028: 0; 2029: 0; 2030: 0; 2031: 0; 2032: 0; 2033: 0; 2034: 0; 2035: 0; 2036: 0; 2037: 0; 2038: 0; 2039: 0; 2040: 0; 2041: 0; 2042: 0; 2043: 0; 2044: 0; 2045: 0; 2046: 0; 2047: 0
F4_Industrial_Market_Industrial - WA_Existing_Miscellaneous_Natural Gas | F4 | Industrial | Market | Industrial - WA | Existing | Miscellaneous | Natural Gas | Winter Peak Demand (n/a) | 2021: 0; 2022: 0; 2023: 0; 2024: 0; 2025: 0; 2026: 0; 2027: 0; 2028: 0; 2029: 0; 2030: 0; 2031: 0; 2032: 0; 2033: 0; 2034: 0; 2035: 0; 2036: 0; 2037: 0; 2038: 0; 2039: 0; 2040: 0; 2041: 0; 2042: 0; 2043: 0; 2044: 0; 2045: 0; 2046: 0; 2047: 0
F1_Industrial_Market_Industrial - WA_New_Space Heating_Natural Gas | F1 | Industrial | Market | Industrial - WA | New | Space Heating | Natural Gas | Units | 2021: 0; 2022: 93.7852; 2023: 173.1216; 2024: 230.5563; 2025: 275.6926; 2026: 312.3176; 2027: 337.5652; 2028: 362.3851; 2029: 386.7846; 2030: 410.7709; 2031: 434.3513; 2032: 457.5327; 2033: 480.3219; 2034: 502.7258; 2035: 524.751; 2036: 546.404; 2037: 567.6912; 2038: 588.619; 2039: 609.1935; 2040: 629.4209; 2041: 649.3071; 2042: 668.858; 2043: 688.0794; 2044: 706.9769; 2045: 725.5563; 2046: 743.8229; 2047: 761.7821
F2_Industrial_Market_Industrial - WA_New_Space Heating_Natural Gas | F2 | Industrial | Market | Industrial - WA | New | Space Heating | Natural Gas | Usage (MMtherms) | 2021: 0; 2022: 0.008758; 2023: 0.016104; 2024: 0.021276; 2025: 0.025341; 2026: 0.028639; 2027: 0.030913; 2028: 0.033148; 2029: 0.035345; 2030: 0.037506; 2031: 0.039629; 2032: 0.041717; 2033: 0.043769; 2034: 0.045787; 2035: 0.04777; 2036: 0.04972; 2037: 0.051637; 2038: 0.053522; 2039: 0.055375; 2040: 0.057175; 2041: 0.058928; 2042: 0.060653; 2043: 0.062352; 2044: 0.064024; 2045: 0.06567; 2046: 0.06729; 2047: 0.068883
F3_Industrial_Market_Industrial - WA_New_Space Heating_Natural Gas | F3 | Industrial | Market | Industrial - WA | New | Space Heating | Natural Gas | Summer Peak Demand (n/a) | 2021: 0; 2022: 0; 2023: 0; 2024: 0; 2025: 0; 2026: 0; 2027: 0; 2028: 0; 2029: 0; 2030: 0; 2031: 0; 2032: 0; 2033: 0; 2034: 0; 2035: 0; 2036: 0; 2037: 0; 2038: 0; 2039: 0; 2040: 0; 2041: 0; 2042: 0; 2043: 0; 2044: 0; 2045: 0; 2046: 0; 2047: 0
F4_Industrial_Market_Industrial - WA_New_Space Heating_Natural Gas | F4 | Industrial | Market | Industrial - WA | New | Space Heating | Natural Gas | Winter Peak Demand (n/a) | 2021: 0; 2022: 0; 2023: 0; 2024: 0; 2025: 0; 2026: 0; 2027: 0; 2028: 0; 2029: 0; 2030: 0; 2031: 0; 2032: 0; 2033: 0; 2034: 0; 2035: 0; 2036: 0; 2037: 0; 2038: 0; 2039: 0; 2040: 0; 2041: 0; 2042: 0; 2043: 0; 2044: 0; 2045: 0; 2046: 0; 2047: 0
F1_Industrial_Market_Industrial - WA_New_Process_Natural Gas | F1 | Industrial | Market | Industrial - WA | New | Process | Natural Gas | Units | 2021: 0; 2022: 93.7852; 2023: 173.1216; 2024: 230.5563; 2025: 275.6926; 2026: 312.3176; 2027: 337.5652; 2028: 362.3851; 2029: 386.7846; 2030: 410.7709; 2031: 434.3513; 2032: 457.5327; 2033: 480.3219; 2034: 502.7258; 2035: 524.751; 2036: 546.404; 2037: 567.6912; 2038: 588.619; 2039: 609.1935; 2040: 629.4209; 2041: 649.3071; 2042: 668.858; 2043: 688.0794; 2044: 706.9769; 2045: 725.5563; 2046: 743.8229; 2047: 761.7821
F2_Industrial_Market_Industrial - WA_New_Process_Natural Gas | F2 | Industrial | Market | Industrial - WA | New | Process | Natural Gas | Usage (MMtherms) | 2021: 0; 2022: 0.14193; 2023: 0.26199; 2024: 0.3489; 2025: 0.41721; 2026: 0.47264; 2027: 0.51084; 2028: 0.5484; 2029: 0.58533; 2030: 0.62163; 2031: 0.65731; 2032: 0.69239; 2033: 0.72688; 2034: 0.76078; 2035: 0.79411; 2036: 0.82688; 2037: 0.8591; 2038: 0.89077; 2039: 0.9219; 2040: 0.95251; 2041: 0.98261; 2042: 1.0122; 2043: 1.0413; 2044: 1.0699; 2045: 1.098; 2046: 1.1256; 2047: 1.1528
F3_Industrial_Market_Industrial - WA_New_Process_Natural Gas | F3 | Industrial | Market | Industrial - WA | New | Process | Natural Gas | Summer Peak Demand (n/a) | 2021: 0; 2022: 0; 2023: 0; 2024: 0; 2025: 0; 2026: 0; 2027: 0; 2028: 0; 2029: 0; 2030: 0; 2031: 0; 2032: 0; 2033: 0; 2034: 0; 2035: 0; 2036: 0; 2037: 0; 2038: 0; 2039: 0; 2040: 0; 2041: 0; 2042: 0; 2043: 0; 2044: 0; 2045: 0; 2046: 0; 2047: 0
F4_Industrial_Market_Industrial - WA_New_Process_Natural Gas | F4 | Industrial | Market | Industrial - WA | New | Process | Natural Gas | Winter Peak Demand (n/a) | 2021: 0; 2022: 0; 2023: 0; 2024: 0; 2025: 0; 2026: 0; 2027: 0; 2028: 0; 2029: 0; 2030: 0; 2031: 0; 2032: 0; 2033: 0; 2034: 0; 2035: 0; 2036: 0; 2037: 0; 2038: 0; 2039: 0; 2040: 0; 2041: 0; 2042: 0; 2043: 0; 2044: 0; 2045: 0; 2046: 0; 2047: 0
F1_Industrial_Market_Industrial - WA_New_Miscellaneous_Natural Gas | F1 | Industrial | Market | Industrial - WA | New | Miscellaneous | Natural Gas | Units | 2021: 0; 2022: 93.7852; 2023: 173.1216; 2024: 230.5563; 2025: 275.6926; 2026: 312.3176; 2027: 337.5652; 2028: 362.3851; 2029: 386.7846; 2030: 410.7709; 2031: 434.3513; 2032: 457.5327; 2033: 480.3219; 2034: 502.7258; 2035: 524.751; 2036: 546.404; 2037: 567.6912; 2038: 588.619; 2039: 609.1935; 2040: 629.4209; 2041: 649.3071; 2042: 668.858; 2043: 688.0794; 2044: 706.9769; 2045: 725.5563; 2046: 743.8229; 2047: 761.7821
F2_Industrial_Market_Industrial - WA_New_Miscellaneous_Natural Gas | F2 | Industrial | Market | Industrial - WA | New | Miscellaneous | Natural Gas | Usage (MMtherms) | 2021: 0; 2022: 0.0077476; 2023: 0.014302; 2024: 0.019046; 2025: 0.022775; 2026: 0.025801; 2027: 0.027886; 2028: 0.029937; 2029: 0.031952; 2030: 0.033934; 2031: 0.035882; 2032: 0.037797; 2033: 0.039679; 2034: 0.04153; 2035: 0.04335; 2036: 0.045138; 2037: 0.046897; 2038: 0.048626; 2039: 0.050326; 2040: 0.051997; 2041: 0.053639; 2042: 0.055254; 2043: 0.056842; 2044: 0.058403; 2045: 0.059938; 2046: 0.061447; 2047: 0.062931
F3_Industrial_Market_Industrial - WA_New_Miscellaneous_Natural Gas | F3 | Industrial | Market | Industrial - WA | New | Miscellaneous | Natural Gas | Summer Peak Demand (n/a) | 2021: 0; 2022: 0; 2023: 0; 2024: 0; 2025: 0; 2026: 0; 2027: 0; 2028: 0; 2029: 0; 2030: 0; 2031: 0; 2032: 0; 2033: 0; 2034: 0; 2035: 0; 2036: 0; 2037: 0; 2038: 0; 2039: 0; 2040: 0; 2041: 0; 2042: 0; 2043: 0; 2044: 0; 2045: 0; 2046: 0; 2047: 0
F4_Industrial_Market_Industrial - WA_New_Miscellaneous_Natural Gas | F4 | Industrial | Market | Industrial - WA | New | Miscellaneous | Natural Gas | Winter Peak Demand (n/a) | 2021: 0; 2022: 0; 2023: 0; 2024: 0; 2025: 0; 2026: 0; 2027: 0; 2028: 0; 2029: 0; 2030: 0; 2031: 0; 2032: 0; 2033: 0; 2034: 0; 2035: 0; 2036: 0; 2037: 0; 2038: 0; 2039: 0; 2040: 0; 2041: 0; 2042: 0; 2043: 0; 2044: 0; 2045: 0; 2046: 0; 2047: 0
F1_Industrial_Market_Industrial - ID_Existing_Space Heating_Natural Gas | F1 | Industrial | Market | Industrial - ID | Existing | Space Heating | Natural Gas | Units | 2021: 989.2646; 2022: 972.2083; 2023: 955.4461; 2024: 938.9729; 2025: 922.7837; 2026: 906.8737; 2027: 891.2379; 2028: 875.8717; 2029: 860.7705; 2030: 845.9296; 2031: 831.3446; 2032: 817.0111; 2033: 802.9247; 2034: 789.0812; 2035: 775.4763; 2036: 762.1061; 2037: 748.9663; 2038: 736.0531; 2039: 723.3625; 2040: 710.8907; 2041: 698.634; 2042: 686.5886; 2043: 674.7509; 2044: 663.1172; 2045: 651.6842; 2046: 640.4482; 2047: 629.406
F2_Industrial_Market_Industrial - ID_Existing_Space Heating_Natural Gas | F2 | Industrial | Market | Industrial - ID | Existing | Space Heating | Natural Gas | Usage (MMtherms) | 2021: 0.13972; 2022: 0.14752; 2023: 0.14421; 2024: 0.14145; 2025: 0.13873; 2026: 0.13605; 2027: 0.1334; 2028: 0.1308; 2029: 0.12823; 2030: 0.12571; 2031: 0.12323; 2032: 0.1208; 2033: 0.11841; 2034: 0.11607; 2035: 0.11377; 2036: 0.11152; 2037: 0.10932; 2038: 0.10716; 2039: 0.10505; 2040: 0.103; 2041: 0.101; 2042: 0.099057; 2043: 0.097169; 2044: 0.09533; 2045: 0.093539; 2046: 0.091793; 2047: 0.09009
F3_Industrial_Market_Industrial - ID_Existing_Space Heating_Natural Gas | F3 | Industrial | Market | Industrial - ID | Existing | Space Heating | Natural Gas | Summer Peak Demand (n/a) | 2021: 0; 2022: 0; 2023: 0; 2024: 0; 2025: 0; 2026: 0; 2027: 0; 2028: 0; 2029: 0; 2030: 0; 2031: 0; 2032: 0; 2033: 0; 2034: 0; 2035: 0; 2036: 0; 2037: 0; 2038: 0; 2039: 0; 2040: 0; 2041: 0; 2042: 0; 2043: 0; 2044: 0; 2045: 0; 2046: 0; 2047: 0
F4_Industrial_Market_Industrial - ID_Existing_Space Heating_Natural Gas | F4 | Industrial | Market | Industrial - ID | Existing | Space Heating | Natural Gas | Winter Peak Demand (n/a) | 2021: 0; 2022: 0; 2023: 0; 2024: 0; 2025: 0; 2026: 0; 2027: 0; 2028: 0; 2029: 0; 2030: 0; 2031: 0; 2032: 0; 2033: 0; 2034: 0; 2035: 0; 2036: 0; 2037: 0; 2038: 0; 2039: 0; 2040: 0; 2041: 0; 2042: 0; 2043: 0; 2044: 0; 2045: 0; 2046: 0; 2047: 0
F1_Industrial_Market_Industrial - ID_Existing_Process_Natural Gas | F1 | Industrial | Market | Industrial - ID | Existing | Process | Natural Gas | Units | 2021: 989.2646; 2022: 972.2083; 2023: 955.4461; 2024: 938.9729; 2025: 922.7837; 2026: 906.8737; 2027: 891.2379; 2028: 875.8717; 2029: 860.7705; 2030: 845.9296; 2031: 831.3446; 2032: 817.0111; 2033: 802.9247; 2034: 789.0812; 2035: 775.4763; 2036: 762.1061; 2037: 748.9663; 2038: 736.0531; 2039: 723.3625; 2040: 710.8907; 2041: 698.634; 2042: 686.5886; 2043: 674.7509; 2044: 663.1172; 2045: 651.6842; 2046: 640.4482; 2047: 629.406
F2_Industrial_Market_Industrial - ID_Existing_Process_Natural Gas | F2 | Industrial | Market | Industrial - ID | Existing | Process | Natural Gas | Usage (MMtherms) | 2021: 2.0504; 2022: 2.0151; 2023: 1.9803; 2024: 1.9462; 2025: 1.9126; 2026: 1.8796; 2027: 1.8472; 2028: 1.8154; 2029: 1.7841; 2030: 1.7533; 2031: 1.7231; 2032: 1.6934; 2033: 1.6642; 2034: 1.6355; 2035: 1.6073; 2036: 1.5796; 2037: 1.5524; 2038: 1.5256; 2039: 1.4993; 2040: 1.4734; 2041: 1.448; 2042: 1.4231; 2043: 1.3985; 2044: 1.3744; 2045: 1.3507; 2046: 1.3274; 2047: 1.3045
F3_Industrial_Market_Industrial - ID_Existing_Process_Natural Gas | F3 | Industrial | Market | Industrial - ID | Existing | Process | Natural Gas | Summer Peak Demand (n/a) | 2021: 0; 2022: 0; 2023: 0; 2024: 0; 2025: 0; 2026: 0; 2027: 0; 2028: 0; 2029: 0; 2030: 0; 2031: 0; 2032: 0; 2033: 0; 2034: 0; 2035: 0; 2036: 0; 2037: 0; 2038: 0; 2039: 0; 2040: 0; 2041: 0; 2042: 0; 2043: 0; 2044: 0; 2045: 0; 2046: 0; 2047: 0
F4_Industrial_Market_Industrial - ID_Existing_Process_Natural Gas | F4 | Industrial | Market | Industrial - ID | Existing | Process | Natural Gas | Winter Peak Demand (n/a) | 2021: 0; 2022: 0; 2023: 0; 2024: 0; 2025: 0; 2026: 0; 2027: 0; 2028: 0; 2029: 0; 2030: 0; 2031: 0; 2032: 0; 2033: 0; 2034: 0; 2035: 0; 2036: 0; 2037: 0; 2038: 0; 2039: 0; 2040: 0; 2041: 0; 2042: 0; 2043: 0; 2044: 0; 2045: 0; 2046: 0; 2047: 0
F1_Industrial_Market_Industrial - ID_Existing_Miscellaneous_Natural Gas | F1 | Industrial | Market | Industrial - ID | Existing | Miscellaneous | Natural Gas | Units | 2021: 989.2646; 2022: 972.2083; 2023: 955.4461; 2024: 938.9729; 2025: 922.7837; 2026: 906.8737; 2027: 891.2379; 2028: 875.8717; 2029: 860.7705; 2030: 845.9296; 2031: 831.3446; 2032: 817.0111; 2033: 802.9247; 2034: 789.0812; 2035: 775.4763; 2036: 762.1061; 2037: 748.9663; 2038: 736.0531; 2039: 723.3625; 2040: 710.8907; 2041: 698.634; 2042: 686.5886; 2043: 674.7509; 2044: 663.1172; 2045: 651.6842; 2046: 640.4482; 2047: 629.406
F2_Industrial_Market_Industrial - ID_Existing_Miscellaneous_Natural Gas | F2 | Industrial | Market | Industrial - ID | Existing | Miscellaneous | Natural Gas | Usage (MMtherms) | 2021: 0.11193; 2022: 0.11; 2023: 0.1081; 2024: 0.10624; 2025: 0.10441; 2026: 0.10261; 2027: 0.10084; 2028: 0.0991; 2029: 0.097391; 2030: 0.095712; 2031: 0.094062; 2032: 0.09244; 2033: 0.090846; 2034: 0.08928; 2035: 0.087741; 2036: 0.086228; 2037: 0.084741; 2038: 0.08328; 2039: 0.081844; 2040: 0.080433; 2041: 0.079046; 2042: 0.077683; 2043: 0.076344; 2044: 0.075028; 2045: 0.073734; 2046: 0.072463; 2047: 0.071214
F3_Industrial_Market_Industrial - ID_Existing_Miscellaneous_Natural Gas | F3 | Industrial | Market | Industrial - ID | Existing | Miscellaneous | Natural Gas | Summer Peak Demand (n/a) | 2021: 0; 2022: 0; 2023: 0; 2024: 0; 2025: 0; 2026: 0; 2027: 0; 2028: 0; 2029: 0; 2030: 0; 2031: 0; 2032: 0; 2033: 0; 2034: 0; 2035: 0; 2036: 0; 2037: 0; 2038: 0; 2039: 0; 2040: 0; 2041: 0; 2042: 0; 2043: 0; 2044: 0; 2045: 0; 2046: 0; 2047: 0
F4_Industrial_Market_Industrial - ID_Existing_Miscellaneous_Natural Gas | F4 | Industrial | Market | Industrial - ID | Existing | Miscellaneous | Natural Gas | Winter Peak Demand (n/a) | 2021: 0; 2022: 0; 2023: 0; 2024: 0; 2025: 0; 2026: 0; 2027: 0; 2028: 0; 2029: 0; 2030: 0; 2031: 0; 2032: 0; 2033: 0; 2034: 0; 2035: 0; 2036: 0; 2037: 0; 2038: 0; 2039: 0; 2040: 0; 2041: 0; 2042: 0; 2043: 0; 2044: 0; 2045: 0; 2046: 0; 2047: 0
F1_Industrial_Market_Industrial - ID_New_Space Heating_Natural Gas | F1 | Industrial | Market | Industrial - ID | New | Space Heating | Natural Gas | Units | 2021: 0; 2022: 0.81459; 2023: 3.0451; 2024: 19.8958; 2025: 35.9063; 2026: 51.8456; 2027: 67.349; 2028: 82.5829; 2029: 97.5519; 2030: 112.2605; 2031: 126.7133; 2032: 140.9146; 2033: 154.8688; 2034: 168.5801; 2035: 182.0528; 2036: 195.2909; 2037: 208.2986; 2038: 221.0797; 2039: 233.6381; 2040: 245.9778; 2041: 258.1025; 2042: 270.0159; 2043: 281.7216; 2044: 293.2232; 2045: 304.5243; 2046: 315.6283; 2047: 326.5386
F2_Industrial_Market_Industrial - ID_New_Space Heating_Natural Gas | F2 | Industrial | Market | Industrial - ID | New | Space Heating | Natural Gas | Usage (MMtherms) | 2021: 0; 2022: 0.00010419; 2023: 0.00038796; 2024: 0.0024663; 2025: 0.0044411; 2026: 0.0064071; 2027: 0.0083193; 2028: 0.010198; 2029: 0.012045; 2030: 0.013859; 2031: 0.015641; 2032: 0.017393; 2033: 0.019114; 2034: 0.020805; 2035: 0.022467; 2036: 0.0241; 2037: 0.025704; 2038: 0.027281; 2039: 0.02883; 2040: 0.030351; 2041: 0.031846; 2042: 0.033314; 2043: 0.034757; 2044: 0.036175; 2045: 0.037568; 2046: 0.038937; 2047: 0.040282
F3_Industrial_Market_Industrial - ID_New_Space Heating_Natural Gas | F3 | Industrial | Market | Industrial - ID | New | Space Heating | Natural Gas | Summer Peak Demand (n/a) | 2021: 0; 2022: 0; 2023: 0; 2024: 0; 2025: 0; 2026: 0; 2027: 0; 2028: 0; 2029: 0; 2030: 0; 2031: 0; 2032: 0; 2033: 0; 2034: 0; 2035: 0; 2036: 0; 2037: 0; 2038: 0; 2039: 0; 2040: 0; 2041: 0; 2042: 0; 2043: 0; 2044: 0; 2045: 0; 2046: 0; 2047: 0
F4_Industrial_Market_Industrial - ID_New_Space Heating_Natural Gas | F4 | Industrial | Market | Industrial - ID | New | Space Heating | Natural Gas | Winter Peak Demand (n/a) | 2021: 0; 2022: 0; 2023: 0; 2024: 0; 2025: 0; 2026: 0; 2027: 0; 2028: 0; 2029: 0; 2030: 0; 2031: 0; 2032: 0; 2033: 0; 2034: 0; 2035: 0; 2036: 0; 2037: 0; 2038: 0; 2039: 0; 2040: 0; 2041: 0; 2042: 0; 2043: 0; 2044: 0; 2045: 0; 2046: 0; 2047: 0
F1_Industrial_Market_Industrial - ID_New_Process_Natural Gas | F1 | Industrial | Market | Industrial - ID | New | Process | Natural Gas | Units | 2021: 0; 2022: 0.81459; 2023: 3.0451; 2024: 19.8958; 2025: 35.9063; 2026: 51.8456; 2027: 67.349; 2028: 82.5829; 2029: 97.5519; 2030: 112.2605; 2031: 126.7133; 2032: 140.9146; 2033: 154.8688; 2034: 168.5801; 2035: 182.0528; 2036: 195.2909; 2037: 208.2986; 2038: 221.0797; 2039: 233.6381; 2040: 245.9778; 2041: 258.1025; 2042: 270.0159; 2043: 281.7216; 2044: 293.2232; 2045: 304.5243; 2046: 315.6283; 2047: 326.5386
F2_Industrial_Market_Industrial - ID_New_Process_Natural Gas | F2 | Industrial | Market | Industrial - ID | New | Process | Natural Gas | Usage (MMtherms) | 2021: 0; 2022: 0.0016884; 2023: 0.0063115; 2024: 0.041237; 2025: 0.074422; 2026: 0.10746; 2027: 0.13959; 2028: 0.17117; 2029: 0.20219; 2030: 0.23268; 2031: 0.26263; 2032: 0.29207; 2033: 0.32099; 2034: 0.34941; 2035: 0.37733; 2036: 0.40477; 2037: 0.43173; 2038: 0.45822; 2039: 0.48425; 2040: 0.50983; 2041: 0.53496; 2042: 0.55965; 2043: 0.58391; 2044: 0.60775; 2045: 0.63118; 2046: 0.65419; 2047: 0.6768
F3_Industrial_Market_Industrial - ID_New_Process_Natural Gas | F3 | Industrial | Market | Industrial - ID | New | Process | Natural Gas | Summer Peak Demand (n/a) | 2021: 0; 2022: 0; 2023: 0; 2024: 0; 2025: 0; 2026: 0; 2027: 0; 2028: 0; 2029: 0; 2030: 0; 2031: 0; 2032: 0; 2033: 0; 2034: 0; 2035: 0; 2036: 0; 2037: 0; 2038: 0; 2039: 0; 2040: 0; 2041: 0; 2042: 0; 2043: 0; 2044: 0; 2045: 0; 2046: 0; 2047: 0
F4_Industrial_Market_Industrial - ID_New_Process_Natural Gas | F4 | Industrial | Market | Industrial - ID | New | Process | Natural Gas | Winter Peak Demand (n/a) | 2021: 0; 2022: 0; 2023: 0; 2024: 0; 2025: 0; 2026: 0; 2027: 0; 2028: 0; 2029: 0; 2030: 0; 2031: 0; 2032: 0; 2033: 0; 2034: 0; 2035: 0; 2036: 0; 2037: 0; 2038: 0; 2039: 0; 2040: 0; 2041: 0; 2042: 0; 2043: 0; 2044: 0; 2045: 0; 2046: 0; 2047: 0
F1_Industrial_Market_Industrial - ID_New_Miscellaneous_Natural Gas | F1 | Industrial | Market | Industrial - ID | New | Miscellaneous | Natural Gas | Units | 2021: 0; 2022: 0.81459; 2023: 3.0451; 2024: 19.8958; 2025: 35.9063; 2026: 51.8456; 2027: 67.349; 2028: 82.5829; 2029: 97.5519; 2030: 112.2605; 2031: 126.7133; 2032: 140.9146; 2033: 154.8688; 2034: 168.5801; 2035: 182.0528; 2036: 195.2909; 2037: 208.2986; 2038: 221.0797; 2039: 233.6381; 2040: 245.9778; 2041: 258.1025; 2042: 270.0159; 2043: 281.7216; 2044: 293.2232; 2045: 304.5243; 2046: 315.6283; 2047: 326.5386
F2_Industrial_Market_Industrial - ID_New_Miscellaneous_Natural Gas | F2 | Industrial | Market | Industrial - ID | New | Miscellaneous | Natural Gas | Usage (MMtherms) | 2021: 0; 2022: 9.2166e-05; 2023: 0.00034454; 2024: 0.0022511; 2025: 0.0040626; 2026: 0.005866; 2027: 0.0076201; 2028: 0.0093438; 2029: 0.011037; 2030: 0.012702; 2031: 0.014337; 2032: 0.015944; 2033: 0.017522; 2034: 0.019074; 2035: 0.020598; 2036: 0.022096; 2037: 0.023568; 2038: 0.025014; 2039: 0.026435; 2040: 0.027831; 2041: 0.029203; 2042: 0.030551; 2043: 0.031875; 2044: 0.033176; 2045: 0.034455; 2046: 0.035711; 2047: 0.036946
F3_Industrial_Market_Industrial - ID_New_Miscellaneous_Natural Gas | F3 | Industrial | Market | Industrial - ID | New | Miscellaneous | Natural Gas | Summer Peak Demand (n/a) | 2021: 0; 2022: 0; 2023: 0; 2024: 0; 2025: 0; 2026: 0; 2027: 0; 2028: 0; 2029: 0; 2030: 0; 2031: 0; 2032: 0; 2033: 0; 2034: 0; 2035: 0; 2036: 0; 2037: 0; 2038: 0; 2039: 0; 2040: 0; 2041: 0; 2042: 0; 2043: 0; 2044: 0; 2045: 0; 2046: 0; 2047: 0
F4_Industrial_Market_Industrial - ID_New_Miscellaneous_Natural Gas | F4 | Industrial | Market | Industrial - ID | New | Miscellaneous | Natural Gas | Winter Peak Demand (n/a) | 2021: 0; 2022: 0; 2023: 0; 2024: 0; 2025: 0; 2026: 0; 2027: 0; 2028: 0; 2029: 0; 2030: 0; 2031: 0; 2032: 0; 2033: 0; 2034: 0; 2035: 0; 2036: 0; 2037: 0; 2038: 0; 2039: 0; 2040: 0; 2041: 0; 2042: 0; 2043: 0; 2044: 0; 2045: 0; 2046: 0; 2047: 0

## NEM Data
Key | State | Sector | Segment | Vintage | Measure | Grouping | Technical Option | Incentive Rate | Administrative Adder | Base Saturation | Applicability | Lifetime | Code Year, If Applicable | Measure Cost | O&M Costs | RVT-Only NEBs | Price Scalar Over On-Market Period | Max. Base Adoption | Tech/Econ Ramp | Curve | BC Ratio Adder | NEI Proxy Adder | Unit of Measure | Units per SqFt | Unit Measure Cost | Unit O&M Cost | Cost Scalar | Lifetime Source | Costs Source
Industrial_Industrial - WA_Existing_Insulation - Ceiling | WA | Industrial | Industrial - WA | Existing | Insulation - Ceiling |  |  | 24.32% | 25% | 60% | 85% | 22 | 0 | 125.8124 | -4.0042 | 0 | 0% | 0% | 20 | Linear | 0 | 0% | sqft roof | 159.9711 | 0.78647 | -0.025031 | 1.0348 | Avista TRM | Avista TRM | 100000 | 2019
Industrial_Industrial - WA_Existing_Insulation - Wall Cavity | WA | Industrial | Industrial - WA | Existing | Insulation - Wall Cavity |  |  | 24.32% | 25% | 60% | 85% | 22 | 0 | 89.1962 | -9.3882 | 0 | 0% | 0% | 20 | Linear | 0 | 0% | sqft wall | 132.6065 | 0.67264 | -0.070797 | 1.0348 | Avista TRM | Avista TRM | 100000 | 2019
Industrial_Industrial - WA_Existing_Insulation - Ducting | WA | Industrial | Industrial - WA | Existing | Insulation - Ducting |  |  | 24.32% | 45% | 40% | 60% | 20 | 0 | 38.2534 | -0.10244 | 0 | 0% | 0% | 20 | Linear | 0 | 0% | sqft duct | 39.9928 | 0.95651 | -0.0025615 | 1.2422 | INS_DCT-All-DEER-1 | INS_DCT-All-DEER-1 | 100000 | 2008
Industrial_Industrial - WA_Existing_Ducting - Repair and Sealing | WA | Industrial | Industrial - WA | Existing | Ducting - Repair and Sealing |  |  | 19.52% | 45% | 15% | 50% | 18 | 0 | 26.119 | -4.394 | 0 | 0% | 0% | 20 | Linear | 0 | 0% | sqft duct | 39.9928 | 0.65309 | -0.10987 | 1.3062 | DCT_RPR-All-DEER-1 | DCT_RPR-Cooling-RTF-1 | 100000 | 2006
Industrial_Industrial - WA_Existing_Building Shell - Air Sealing (Infiltration Control) | WA | Industrial | Industrial - WA | Existing | Building Shell - Air Sealing (Infiltration Control) |  |  | 28.36% | 45% | 15% | 25% | 10 | 0 | 0.26875 | -0.12224 | 0 | 0% | 0% | 20 | Linear | 0 | 0% | foot door | 0.033594 | 8 | -3.6386 | 1 | IL TRM - CI-MSC-WTST-V01-200101 | IL TRM - CI-MSC-WTST-V01-200101 | 100000 | 2021
Industrial_Industrial - WA_Existing_Ventilation - Demand Controlled | WA | Industrial | Industrial - WA | Existing | Ventilation - Demand Controlled |  |  | 28.36% | 45% | 55% | 75% | 10 | 0 | 39.7332 | -2.847 | 0 | 0% | 0% | 20 | Linear | 0 | 0% | sqft | 159.9711 | 0.24838 | -0.017797 | 1.1464 | IL TRM - CI-HVC-DCV-V05-190101 | VENT_DCV-Heating-7PLN-v5-8 | 100000 | 2012
Industrial_Industrial - WA_Existing_Destratification Fans (HVLS) | WA | Industrial | Industrial - WA | Existing | Destratification Fans (HVLS) |  |  | 28.36% | 45% | 15% | 55% | 15 | 0 | 0.84476 | 0 | 0 | 0% | 0% | 20 | Linear | 0 | 0% | Strat Fan | 8.6207e-05 | 9799.2638 | 0 | 1.0743 | DL20_IHVLS-Ag-2021PLN-v2-8 | DL20_IHVLS-Ag-2021PLN-v2-8 | 100000 | 2016
Industrial_Industrial - WA_Existing_Condensing RTU | WA | Industrial | Industrial - WA | Existing | Condensing RTU |  |  | 28.36% | 45% | 5% | 10% | 5 | 0 | 424.341 | 0 | 0 | 0% | 0% | 20 | Linear | 0 | 0% | sqft cond | 159.9711 | 2.6526 | 0 | 1.0348 | NEEA Condensing Rooftop Unit Field Study - October 28, 2019 | NEEA Condensing Rooftop Unit Field Study - October 28, 2019 | 100000 | 2019
Industrial_Industrial - WA_Existing_Industrial Air Curtains | WA | Industrial | Industrial - WA | Existing | Industrial Air Curtains |  |  | 28.36% | 45% | 15% | 75% | 15 | 0 | 43.1922 | 1.1998 | 0 | 0% | 0% | 20 | Linear | 0 | 0% | sqft | 159.9711 | 0.27 | 0.0075 | 1 | IL TRM - CI-HVC-AIRC-V03-200101 | IL TRM - CI-HVC-AIRC-V03-200101 | 100000 | 2021
Industrial_Industrial - WA_Existing_HVAC - Energy Recovery Ventilator | WA | Industrial | Industrial - WA | Existing | HVAC - Energy Recovery Ventilator |  |  | 28.36% | 45% | 5% | 10% | 20 | 0 | 173.9424 | 0 | 0 | 0% | 0% | 20 | Linear | 0 | 0% | sqft | 159.9711 | 1.0873 | 0 | 1.0873 | HRV-Cooling/Heating-E3T-1 | HRV-Cooling/Heating-E3T-1 | 100000 | 2015
Industrial_Industrial - WA_Existing_Thermostat - Connected | WA | Industrial | Industrial - WA | Existing | Thermostat - Connected |  |  | 28.36% | 45% | 0% | 25% | 5 | 0 | 0.22291 | -0.014774 | 0 | 0% | 0% | 20 | Linear | 0 | 0% | Stat Unit | 0.001 | 222.9079 | -14.7738 | 1.1247 | DL20_CSTAT_SMRT-Cool-RTF-v1.1-5 | IL TRM - CI-HVC-THST-V01-200101 | 100000 | 2013
Industrial_Industrial - WA_Existing_Gas Boiler - Maintenance | WA | Industrial | Industrial - WA | Existing | Gas Boiler - Maintenance |  |  | 28.36% | 25% | 20% | 30% | 3 | 0 | 2.7059 | 0 | 0 | 0% | 0% | 20 | Linear | 0 | 0% | kBtuh Heat | 2.8439 | 0.95148 | 0 | 1.1464 | GBLR_MNT-Heating-ILTRM-v4.0-43 | GBLR_MNT-Heating-ILTRM-v4.0-43 | 100000 | 2012
Industrial_Industrial - WA_Existing_Gas Furnace - Maintenance | WA | Industrial | Industrial - WA | Existing | Gas Furnace - Maintenance |  |  | 28.36% | 25% | 20% | 30% | 3 | 0 | 2.7059 | 0 | 0 | 0% | 0% | 20 | Linear | 0 | 0% | kBtuh Heat | 2.8439 | 0.95148 | 0 | 1.1464 | IL TRM - CI-HVC-FTUN-V03-200101 | GBLR_MNT-Heating-ILTRM-v4.0-43 | 100000 | 2012
Industrial_Industrial - WA_Existing_Gas Furnace - Tube Inserts | WA | Industrial | Industrial - WA | Existing | Gas Furnace - Tube Inserts |  |  | 28.36% | 25% | 0% | 0% | 5 | 0 | 159.9711 | 0 | 0 | 0% | 0% | 20 | Linear | 0 | 0% | sqft | 159.9711 | 1 | 0 | 1 | n/a | n/a | 100000 | 2021
Industrial_Industrial - WA_Existing_Gas Boiler - Burner Control Optimization | WA | Industrial | Industrial - WA | Existing | Gas Boiler - Burner Control Optimization |  |  | 28.36% | 25% | 5% | 85% | 18 | 0 | 2.6714 | 0 | 0 | 0% | 0% | 20 | Linear | 0 | 0% | kBtuh heat | 2.8439 | 0.93934 | 0 | 1.1051 | GBLR_O2TRM-Heating-ILTRM-v4.0-1 | GBLR_O2TRM-Heating-MEMD-2018-1 | 100000 | 2014
Industrial_Industrial - WA_Existing_Gas Boiler - High Turndown Burner | WA | Industrial | Industrial - WA | Existing | Gas Boiler - High Turndown Burner |  |  | 28.36% | 25% | 25% | 50% | 15 | 0 | 7.9514 | 0 | 0 | 0% | 0% | 20 | Linear | 0 | 0% | kbtuh heat | 2.8439 | 2.7959 | 0 | 1.1051 | GBLR_TRN-Heating-MNTRM-v2.1-1 | GBLR_TRN-Heating-MNTRM-v2.1-1 | 100000 | 2014
Industrial_Industrial - WA_Existing_Gas Boiler - Hot Water Reset | WA | Industrial | Industrial - WA | Existing | Gas Boiler - Hot Water Reset |  |  | 28.36% | 25% | 35% | 55% | 20 | 0 | 5.6835 | 0 | 0 | 0% | 0% | 20 | Linear | 0 | 0% | BoilerCtrl | 0.0071098 | 799.3848 | 0 | 1.3062 | GBLR_HWRST-Heating-ILTRM-v4.0-43 | GBLR_HWRST-Heating-ILTRM-v4.0-1 | 100000 | 2006
Industrial_Industrial - WA_Existing_Gas Boiler - Insulate Hot Water Lines | WA | Industrial | Industrial - WA | Existing | Gas Boiler - Insulate Hot Water Lines |  |  | 28.36% | 25% | 30% | 40% | 11 | 0 | 52.772 | 0 | 0 | 0% | 0% | 20 | Linear | 0 | 0% | boiler pipe | 2.0235 | 26.0797 | 0 | 1.1464 | GBLR_PINS_HW-Heating-PGE-R7-1 | GBLR_PINS_HW-Heating-PGE-R7-1 | 100000 | 2012
Industrial_Industrial - WA_Existing_Gas Boiler - Insulate Steam Lines/Condensate Tank | WA | Industrial | Industrial - WA | Existing | Gas Boiler - Insulate Steam Lines/Condensate Tank |  |  | 28.36% | 25% | 30% | 40% | 15 | 0 | 28.2533 | 0 | 0 | 0% | 0% | 20 | Linear | 0 | 0% | boiler pipe | 2.0235 | 13.9626 | 0 | 1.1464 | GBLR_PINS-Heating-ILTRM-v4.0-1 | GBLR_PINS_STM-Heating-PGE-R7-1 | 100000 | 2012
Industrial_Industrial - WA_Existing_Gas Boiler - Stack Economizer | WA | Industrial | Industrial - WA | Existing | Gas Boiler - Stack Economizer |  |  | 28.36% | 25% | 15% | 55% | 15 | 0 | 29.4298 | 0 | 0 | 0% | 0% | 20 | Linear | 0 | 0% | kBtuh Heat | 2.8439 | 10.3483 | 0 | 1.0348 | IL TRM - CI-HVC-BECO-V01-150601 | IL TRM - CI-HVC-BECO-V01-150601 | 100000 | 2019
Industrial_Industrial - WA_Existing_Gas Boiler - Steam Trap Replacement | WA | Industrial | Industrial - WA | Existing | Gas Boiler - Steam Trap Replacement |  |  | 28.36% | 25% | 73% | 100% | 6 | 0 | 0.00089837 | 0 | 0 | 0% | 0% | 20 | Linear | 0 | 0% | perBLDg | 1e-05 | 89.8373 | 0 | 1.1667 | IL TRM v9, Section 4.4.16 | IL TRM v9, Section 4.4.16 | 100000 | 2011
Industrial_Industrial - WA_Existing_Process Boiler - Hot Water Reset | WA | Industrial | Industrial - WA | Existing | Process Boiler - Hot Water Reset |  |  | 28.36% | 45% | 35% | 55% | 20 | 0 | 5.6835 | 0 | 0 | 0% | 0% | 20 | Linear | 0 | 0% | BoilerCtrl | 0.0071098 | 799.3848 | 0 | 1.3062 | GBLR_HWRST-Heating-ILTRM-v4.0-43 | GBLR_HWRST-Heating-ILTRM-v4.0-1 | 100000 | 2006
Industrial_Industrial - WA_Existing_Process Boiler - Burner Control Optimization | WA | Industrial | Industrial - WA | Existing | Process Boiler - Burner Control Optimization |  |  | 28.36% | 45% | 5% | 85% | 18 | 0 | 2.6714 | 0 | 0 | 0% | 0% | 20 | Linear | 0 | 0% | kBtuh heat | 2.8439 | 0.93934 | 0 | 1.1051 | GBLR_O2TRM-Heating-ILTRM-v4.0-1 | GBLR_O2TRM-Heating-MEMD-2018-1 | 100000 | 2014
Industrial_Industrial - WA_Existing_Process Boiler - Insulate Hot Water Lines | WA | Industrial | Industrial - WA | Existing | Process Boiler - Insulate Hot Water Lines |  |  | 28.36% | 45% | 30% | 40% | 11 | 0 | 52.772 | 0 | 0 | 0% | 0% | 20 | Linear | 0 | 0% | boiler pipe | 2.0235 | 26.0797 | 0 | 1.1464 | GBLR_PINS_HW-Heating-PGE-R7-1 | GBLR_PINS_HW-Heating-PGE-R7-1 | 100000 | 2012
Industrial_Industrial - WA_Existing_Process Boiler - Insulate Steam Lines/Condensate Tank | WA | Industrial | Industrial - WA | Existing | Process Boiler - Insulate Steam Lines/Condensate Tank |  |  | 28.36% | 45% | 30% | 40% | 15 | 0 | 28.2533 | 0 | 0 | 0% | 0% | 20 | Linear | 0 | 0% | boiler pipe | 2.0235 | 13.9626 | 0 | 1.1464 | GBLR_PINS-Heating-ILTRM-v4.0-1 | GBLR_PINS_STM-Heating-PGE-R7-1 | 100000 | 2012
Industrial_Industrial - WA_Existing_Process Boiler - Stack Economizer | WA | Industrial | Industrial - WA | Existing | Process Boiler - Stack Economizer |  |  | 28.36% | 45% | 15% | 55% | 15 | 0 | 29.4298 | 0 | 0 | 0% | 0% | 20 | Linear | 0 | 0% | kBtuh Heat | 2.8439 | 10.3483 | 0 | 1.0348 | IL TRM - CI-HVC-BECO-V01-150601 | IL TRM - CI-HVC-BECO-V01-150601 | 100000 | 2019
Industrial_Industrial - WA_Existing_Process Boiler - Steam Trap Replacement | WA | Industrial | Industrial - WA | Existing | Process Boiler - Steam Trap Replacement |  |  | 28.36% | 45% | 73% | 100% | 6 | 0 | 0.00089837 | 0 | 0 | 0% | 0% | 20 | Linear | 0 | 0% | perBLDg | 1e-05 | 89.8373 | 0 | 1.1667 | IL TRM v9, Section 4.4.16 | IL TRM v9, Section 4.4.16 | 100000 | 2011
Industrial_Industrial - WA_Existing_Process Boiler - Maintenance | WA | Industrial | Industrial - WA | Existing | Process Boiler - Maintenance |  |  | 28.36% | 45% | 20% | 30% | 3 | 0 | 2.7059 | 0 | 0 | 0% | 0% | 20 | Linear | 0 | 0% | kBtuh Heat | 2.8439 | 0.95148 | 0 | 1.1464 | GBLR_MNT-Heating-ILTRM-v4.0-43 | GBLR_MNT-Heating-ILTRM-v4.0-43 | 100000 | 2012
Industrial_Industrial - WA_Existing_Process - Heat Recovery | WA | Industrial | Industrial - WA | Existing | Process - Heat Recovery |  |  | 28.36% | 45% | 5% | 50% | 20 | 0 | 173.9424 | 0 | 0 | 0% | 0% | 20 | Linear | 0 | 0% | sqft | 159.9711 | 1.0873 | 0 | 1.0873 | HRV-Cooling/Heating-E3T-1 | HRV-Cooling/Heating-E3T-1 | 100000 | 2015
Industrial_Industrial - WA_Existing_Strategic Energy Management | WA | Industrial | Industrial - WA | Existing | Strategic Energy Management |  |  | 28.36% | 45% | 0% | 0% | 3 | 0 | 19.7773 | -3.3386 | 0 | 0% | 0% | 20 | Linear | 0 | 0% | sqft | 159.9711 | 0.12363 | -0.02087 | 1.0743 | DL20_COM_SEM-Misc-2021PLN-V4-1 | BEHAV_SEM-All-CPUC-2018_PG-2 | 100000 | 2016
Industrial_Industrial - WA_Existing_Retrocommissioning | WA | Industrial | Industrial - WA | Existing | Retrocommissioning |  |  | 28.36% | 45% | 20% | 40% | 3 | 0 | 21.3713 | -4.9845 | 0 | 0% | 0% | 20 | Linear | 0 | 0% | sqft | 159.9711 | 0.13359 | -0.031159 | 1.3062 | COM_RCX-HVAC-AEG-1 | COM_RCX-Heating-7PLN-v5-18 | 100000 | 2006
Industrial_Industrial - WA_New_Insulation - Ceiling | WA | Industrial | Industrial - WA | New | Insulation - Ceiling |  |  | 24.32% | 25% | 0% | 0% | 22 | 0 | 125.8124 | -4.2879 | 0 | 0% | 0% | 20 | Linear | 0 | 0% | sqft roof | 159.9711 | 0.78647 | -0.026804 | 1.0348 | Avista TRM | Avista TRM | 100000 | 2019
Industrial_Industrial - WA_New_Insulation - Wall Cavity | WA | Industrial | Industrial - WA | New | Insulation - Wall Cavity |  |  | 24.32% | 25% | 0% | 0% | 22 | 0 | 89.1962 | -10.0533 | 0 | 0% | 0% | 20 | Linear | 0 | 0% | sqft wall | 132.6065 | 0.67264 | -0.075813 | 1.0348 | Avista TRM | Avista TRM | 100000 | 2019
Industrial_Industrial - WA_New_Insulation - Ducting | WA | Industrial | Industrial - WA | New | Insulation - Ducting |  |  | 24.32% | 45% | 0% | 0% | 20 | 0 | 38.2534 | -1.0725 | 0 | 0% | 0% | 20 | Linear | 0 | 0% | sqft duct | 39.9928 | 0.95651 | -0.026818 | 1.2422 | INS_DCT-All-DEER-1 | INS_DCT-All-DEER-1 | 100000 | 2008
Industrial_Industrial - WA_New_Ducting - Repair and Sealing | WA | Industrial | Industrial - WA | New | Ducting - Repair and Sealing |  |  | 19.52% | 45% | 0% | 0% | 18 | 0 | 26.119 | -4.4786 | 0 | 0% | 0% | 20 | Linear | 0 | 0% | sqft duct | 39.9928 | 0.65309 | -0.11198 | 1.3062 | DCT_RPR-All-DEER-1 | DCT_RPR-Cooling-RTF-1 | 100000 | 2006
Industrial_Industrial - WA_New_Building Shell - Air Sealing (Infiltration Control) | WA | Industrial | Industrial - WA | New | Building Shell - Air Sealing (Infiltration Control) |  |  | 28.36% | 45% | 15% | 25% | 10 | 0 | 0.26875 | -0.1246 | 0 | 0% | 0% | 20 | Linear | 0 | 0% | foot door | 0.033594 | 8 | -3.7089 | 1 | IL TRM - CI-MSC-WTST-V01-200101 | IL TRM - CI-MSC-WTST-V01-200101 | 100000 | 2021
Industrial_Industrial - WA_New_Ventilation - Demand Controlled | WA | Industrial | Industrial - WA | New | Ventilation - Demand Controlled |  |  | 28.36% | 45% | 100% | 100% | 10 | 0 | 24.4512 | -2.9008 | 0 | 0% | 0% | 20 | Linear | 0 | 0% | sqft | 159.9711 | 0.15285 | -0.018133 | 1.1464 | IL TRM - CI-HVC-DCV-V05-190101 | VENT_DCV-Heating-7PLN-v5-8 | 100000 | 2012
Industrial_Industrial - WA_New_Destratification Fans (HVLS) | WA | Industrial | Industrial - WA | New | Destratification Fans (HVLS) |  |  | 28.36% | 45% | 15% | 55% | 15 | 0 | 0.84476 | 0 | 0 | 0% | 0% | 20 | Linear | 0 | 0% | Strat Fan | 8.6207e-05 | 9799.2638 | 0 | 1.0743 | DL20_IHVLS-Ag-2021PLN-v2-8 | DL20_IHVLS-Ag-2021PLN-v2-8 | 100000 | 2016
Industrial_Industrial - WA_New_Condensing RTU | WA | Industrial | Industrial - WA | New | Condensing RTU |  |  | 28.36% | 45% | 100% | 100% | 5 | 0 | 44.3777 | 0 | 0 | 0% | 0% | 20 | Linear | 0 | 0% | sqft cond | 159.9711 | 0.27741 | 0 | 1.0348 | NEEA Condensing Rooftop Unit Field Study - October 28, 2019 | NEEA Condensing Rooftop Unit Field Study - October 28, 2019 | 100000 | 2019
Industrial_Industrial - WA_New_Industrial Air Curtains | WA | Industrial | Industrial - WA | New | Industrial Air Curtains |  |  | 28.36% | 45% | 15% | 75% | 15 | 0 | 43.1922 | 1.1998 | 0 | 0% | 0% | 20 | Linear | 0 | 0% | sqft | 159.9711 | 0.27 | 0.0075 | 1 | IL TRM - CI-HVC-AIRC-V03-200101 | IL TRM - CI-HVC-AIRC-V03-200101 | 100000 | 2021
Industrial_Industrial - WA_New_HVAC - Energy Recovery Ventilator | WA | Industrial | Industrial - WA | New | HVAC - Energy Recovery Ventilator |  |  | 28.36% | 45% | 100% | 100% | 20 | 0 | 173.9424 | 0 | 0 | 0% | 0% | 20 | Linear | 0 | 0% | sqft | 159.9711 | 1.0873 | 0 | 1.0873 | HRV-Cooling/Heating-E3T-1 | HRV-Cooling/Heating-E3T-1 | 100000 | 2015
Industrial_Industrial - WA_New_Thermostat - Connected | WA | Industrial | Industrial - WA | New | Thermostat - Connected |  |  | 28.36% | 45% | 5% | 35% | 5 | 0 | 0.22291 | -0.015059 | 0 | 0% | 0% | 20 | Linear | 0 | 0% | Stat Unit | 0.001 | 222.9079 | -15.0593 | 1.1247 | DL20_CSTAT_SMRT-Cool-RTF-v1.1-5 | IL TRM - CI-HVC-THST-V01-200101 | 100000 | 2013
Industrial_Industrial - WA_New_Gas Boiler - Maintenance | WA | Industrial | Industrial - WA | New | Gas Boiler - Maintenance |  |  | 28.36% | 25% | 5% | 10% | 3 | 0 | 2.7059 | 0 | 0 | 0% | 0% | 20 | Linear | 0 | 0% | kBtuh Heat | 2.8439 | 0.95148 | 0 | 1.1464 | GBLR_MNT-Heating-ILTRM-v4.0-43 | GBLR_MNT-Heating-ILTRM-v4.0-43 | 100000 | 2012
Industrial_Industrial - WA_New_Gas Furnace - Maintenance | WA | Industrial | Industrial - WA | New | Gas Furnace - Maintenance |  |  | 28.36% | 25% | 5% | 10% | 3 | 0 | 2.7059 | 0 | 0 | 0% | 0% | 20 | Linear | 0 | 0% | kBtuh Heat | 2.8439 | 0.95148 | 0 | 1.1464 | IL TRM - CI-HVC-FTUN-V03-200101 | GBLR_MNT-Heating-ILTRM-v4.0-43 | 100000 | 2012
Industrial_Industrial - WA_New_Gas Furnace - Tube Inserts | WA | Industrial | Industrial - WA | New | Gas Furnace - Tube Inserts |  |  | 28.36% | 25% | 0% | 0% | 5 | 0 | 159.9711 | 0 | 0 | 0% | 0% | 20 | Linear | 0 | 0% | sqft | 159.9711 | 1 | 0 | 1 | n/a | n/a | 100000 | 2021
Industrial_Industrial - WA_New_Gas Boiler - Burner Control Optimization | WA | Industrial | Industrial - WA | New | Gas Boiler - Burner Control Optimization |  |  | 28.36% | 25% | 5% | 85% | 18 | 0 | 2.6714 | 0 | 0 | 0% | 0% | 20 | Linear | 0 | 0% | kBtuh heat | 2.8439 | 0.93934 | 0 | 1.1051 | GBLR_O2TRM-Heating-ILTRM-v4.0-1 | GBLR_O2TRM-Heating-MEMD-2018-1 | 100000 | 2014
Industrial_Industrial - WA_New_Gas Boiler - High Turndown Burner | WA | Industrial | Industrial - WA | New | Gas Boiler - High Turndown Burner |  |  | 28.36% | 25% | 100% | 100% | 15 | 0 | 7.9514 | 0 | 0 | 0% | 0% | 20 | Linear | 0 | 0% | kbtuh heat | 2.8439 | 2.7959 | 0 | 1.1051 | GBLR_TRN-Heating-MNTRM-v2.1-1 | GBLR_TRN-Heating-MNTRM-v2.1-1 | 100000 | 2014
Industrial_Industrial - WA_New_Gas Boiler - Hot Water Reset | WA | Industrial | Industrial - WA | New | Gas Boiler - Hot Water Reset |  |  | 28.36% | 25% | 100% | 100% | 20 | 0 | 5.6835 | 0 | 0 | 0% | 0% | 20 | Linear | 0 | 0% | BoilerCtrl | 0.0071098 | 799.3848 | 0 | 1.3062 | GBLR_HWRST-Heating-ILTRM-v4.0-43 | GBLR_HWRST-Heating-ILTRM-v4.0-1 | 100000 | 2006
Industrial_Industrial - WA_New_Gas Boiler - Insulate Hot Water Lines | WA | Industrial | Industrial - WA | New | Gas Boiler - Insulate Hot Water Lines |  |  | 28.36% | 25% | 100% | 100% | 11 | 0 | 52.772 | 0 | 0 | 0% | 0% | 20 | Linear | 0 | 0% | boiler pipe | 2.0235 | 26.0797 | 0 | 1.1464 | GBLR_PINS_HW-Heating-PGE-R7-1 | GBLR_PINS_HW-Heating-PGE-R7-1 | 100000 | 2012
Industrial_Industrial - WA_New_Gas Boiler - Insulate Steam Lines/Condensate Tank | WA | Industrial | Industrial - WA | New | Gas Boiler - Insulate Steam Lines/Condensate Tank |  |  | 28.36% | 25% | 100% | 100% | 15 | 0 | 28.2533 | 0 | 0 | 0% | 0% | 20 | Linear | 0 | 0% | boiler pipe | 2.0235 | 13.9626 | 0 | 1.1464 | GBLR_PINS-Heating-ILTRM-v4.0-1 | GBLR_PINS_STM-Heating-PGE-R7-1 | 100000 | 2012
Industrial_Industrial - WA_New_Gas Boiler - Stack Economizer | WA | Industrial | Industrial - WA | New | Gas Boiler - Stack Economizer |  |  | 28.36% | 25% | 15% | 55% | 15 | 0 | 29.4298 | 0 | 0 | 0% | 0% | 20 | Linear | 0 | 0% | kBtuh Heat | 2.8439 | 10.3483 | 0 | 1.0348 | IL TRM - CI-HVC-BECO-V01-150601 | IL TRM - CI-HVC-BECO-V01-150601 | 100000 | 2019
Industrial_Industrial - WA_New_Gas Boiler - Steam Trap Replacement | WA | Industrial | Industrial - WA | New | Gas Boiler - Steam Trap Replacement |  |  | 28.36% | 25% | 0% | 10% | 6 | 0 | 0.00089837 | 0 | 0 | 0% | 0% | 20 | Linear | 0 | 0% | perBLDg | 1e-05 | 89.8373 | 0 | 1.1667 | IL TRM v9, Section 4.4.16 | IL TRM v9, Section 4.4.16 | 100000 | 2011
Industrial_Industrial - WA_New_Process Boiler - Hot Water Reset | WA | Industrial | Industrial - WA | New | Process Boiler - Hot Water Reset |  |  | 28.36% | 45% | 100% | 100% | 20 | 0 | 5.6835 | 0 | 0 | 0% | 0% | 20 | Linear | 0 | 0% | BoilerCtrl | 0.0071098 | 799.3848 | 0 | 1.3062 | GBLR_HWRST-Heating-ILTRM-v4.0-43 | GBLR_HWRST-Heating-ILTRM-v4.0-1 | 100000 | 2006
Industrial_Industrial - WA_New_Process Boiler - Burner Control Optimization | WA | Industrial | Industrial - WA | New | Process Boiler - Burner Control Optimization |  |  | 28.36% | 45% | 5% | 85% | 18 | 0 | 2.6714 | 0 | 0 | 0% | 0% | 20 | Linear | 0 | 0% | kBtuh heat | 2.8439 | 0.93934 | 0 | 1.1051 | GBLR_O2TRM-Heating-ILTRM-v4.0-1 | GBLR_O2TRM-Heating-MEMD-2018-1 | 100000 | 2014
Industrial_Industrial - WA_New_Process Boiler - Insulate Hot Water Lines | WA | Industrial | Industrial - WA | New | Process Boiler - Insulate Hot Water Lines |  |  | 28.36% | 45% | 100% | 100% | 11 | 0 | 52.772 | 0 | 0 | 0% | 0% | 20 | Linear | 0 | 0% | boiler pipe | 2.0235 | 26.0797 | 0 | 1.1464 | GBLR_PINS_HW-Heating-PGE-R7-1 | GBLR_PINS_HW-Heating-PGE-R7-1 | 100000 | 2012
Industrial_Industrial - WA_New_Process Boiler - Insulate Steam Lines/Condensate Tank | WA | Industrial | Industrial - WA | New | Process Boiler - Insulate Steam Lines/Condensate Tank |  |  | 28.36% | 45% | 100% | 100% | 15 | 0 | 28.2533 | 0 | 0 | 0% | 0% | 20 | Linear | 0 | 0% | boiler pipe | 2.0235 | 13.9626 | 0 | 1.1464 | GBLR_PINS-Heating-ILTRM-v4.0-1 | GBLR_PINS_STM-Heating-PGE-R7-1 | 100000 | 2012
Industrial_Industrial - WA_New_Process Boiler - Stack Economizer | WA | Industrial | Industrial - WA | New | Process Boiler - Stack Economizer |  |  | 28.36% | 45% | 15% | 55% | 15 | 0 | 29.4298 | 0 | 0 | 0% | 0% | 20 | Linear | 0 | 0% | kBtuh Heat | 2.8439 | 10.3483 | 0 | 1.0348 | IL TRM - CI-HVC-BECO-V01-150601 | IL TRM - CI-HVC-BECO-V01-150601 | 100000 | 2019
Industrial_Industrial - WA_New_Process Boiler - Steam Trap Replacement | WA | Industrial | Industrial - WA | New | Process Boiler - Steam Trap Replacement |  |  | 28.36% | 45% | 0% | 10% | 6 | 0 | 0.00089837 | 0 | 0 | 0% | 0% | 20 | Linear | 0 | 0% | perBLDg | 1e-05 | 89.8373 | 0 | 1.1667 | IL TRM v9, Section 4.4.16 | IL TRM v9, Section 4.4.16 | 100000 | 2011
Industrial_Industrial - WA_New_Process Boiler - Maintenance | WA | Industrial | Industrial - WA | New | Process Boiler - Maintenance |  |  | 28.36% | 45% | 5% | 10% | 3 | 0 | 2.7059 | 0 | 0 | 0% | 0% | 20 | Linear | 0 | 0% | kBtuh Heat | 2.8439 | 0.95148 | 0 | 1.1464 | GBLR_MNT-Heating-ILTRM-v4.0-43 | GBLR_MNT-Heating-ILTRM-v4.0-43 | 100000 | 2012
Industrial_Industrial - WA_New_Process - Heat Recovery | WA | Industrial | Industrial - WA | New | Process - Heat Recovery |  |  | 28.36% | 45% | 5% | 50% | 20 | 0 | 173.9424 | 0 | 0 | 0% | 0% | 20 | Linear | 0 | 0% | sqft | 159.9711 | 1.0873 | 0 | 1.0873 | HRV-Cooling/Heating-E3T-1 | HRV-Cooling/Heating-E3T-1 | 100000 | 2015
Industrial_Industrial - WA_New_Strategic Energy Management | WA | Industrial | Industrial - WA | New | Strategic Energy Management |  |  | 28.36% | 45% | 0% | 0% | 3 | 0 | 19.0573 | -3.3706 | 0 | 0% | 0% | 20 | Linear | 0 | 0% | sqft | 159.9711 | 0.11913 | -0.02107 | 1.0743 | DL20_COM_SEM-Misc-2021PLN-V4-1 | BEHAV_SEM-All-CPUC-2018_PG-2 | 100000 | 2016
Industrial_Industrial - WA_New_Retrocommissioning | WA | Industrial | Industrial - WA | New | Retrocommissioning |  |  | 28.36% | 45% | 0% | 0% | 3 | 0 | 208.9517 | -5.0322 | 0 | 0% | 0% | 20 | Linear | 0 | 0% | sqft | 159.9711 | 1.3062 | -0.031457 | 1.3062 | COM_RCX-HVAC-AEG-1 | N/A | 100000 | 2006
Industrial_Industrial - ID_Existing_Insulation - Ceiling | ID | Industrial | Industrial - ID | Existing | Insulation - Ceiling |  |  | 24.13% | 25% | 60% | 85% | 22 | 0 | 170.5914 | -5.4501 | 0 | 0% | 0% | 20 | Linear | 0 | 0% | sqft roof | 216.9078 | 0.78647 | -0.025126 | 1.0348 | Avista TRM | Avista TRM | 100000 | 2019
Industrial_Industrial - ID_Existing_Insulation - Wall Cavity | ID | Industrial | Industrial - ID | Existing | Insulation - Wall Cavity |  |  | 24.13% | 25% | 60% | 85% | 22 | 0 | 65.7829 | -6.9503 | 0 | 0% | 0% | 20 | Linear | 0 | 0% | sqft wall | 97.7982 | 0.67264 | -0.071068 | 1.0348 | Avista TRM | Avista TRM | 100000 | 2019
Industrial_Industrial - ID_Existing_Insulation - Ducting | ID | Industrial | Industrial - ID | Existing | Insulation - Ducting |  |  | 24.13% | 45% | 40% | 60% | 20 | 0 | 51.8686 | -0.13949 | 0 | 0% | 0% | 20 | Linear | 0 | 0% | sqft duct | 54.2269 | 0.95651 | -0.0025723 | 1.2422 | INS_DCT-All-DEER-1 | INS_DCT-All-DEER-1 | 100000 | 2008
Industrial_Industrial - ID_Existing_Ducting - Repair and Sealing | ID | Industrial | Industrial - ID | Existing | Ducting - Repair and Sealing |  |  | 22.18% | 45% | 15% | 50% | 18 | 0 | 35.4152 | -5.9831 | 0 | 0% | 0% | 20 | Linear | 0 | 0% | sqft duct | 54.2269 | 0.65309 | -0.11033 | 1.3062 | DCT_RPR-All-DEER-1 | DCT_RPR-Cooling-RTF-1 | 100000 | 2006
Industrial_Industrial - ID_Existing_Building Shell - Air Sealing (Infiltration Control) | ID | Industrial | Industrial - ID | Existing | Building Shell - Air Sealing (Infiltration Control) |  |  | 27.8% | 45% | 15% | 25% | 10 | 0 | 0.36441 | -0.16638 | 0 | 0% | 0% | 20 | Linear | 0 | 0% | foot door | 0.045551 | 8 | -3.6525 | 1 | IL TRM - CI-MSC-WTST-V01-200101 | IL TRM - CI-MSC-WTST-V01-200101 | 100000 | 2021
Industrial_Industrial - ID_Existing_Ventilation - Demand Controlled | ID | Industrial | Industrial - ID | Existing | Ventilation - Demand Controlled |  |  | 27.8% | 45% | 55% | 75% | 10 | 0 | 53.8751 | -3.8766 | 0 | 0% | 0% | 20 | Linear | 0 | 0% | sqft | 216.9078 | 0.24838 | -0.017872 | 1.1464 | IL TRM - CI-HVC-DCV-V05-190101 | VENT_DCV-Heating-7PLN-v5-8 | 100000 | 2012
Industrial_Industrial - ID_Existing_Destratification Fans (HVLS) | ID | Industrial | Industrial - ID | Existing | Destratification Fans (HVLS) |  |  | 27.8% | 45% | 15% | 55% | 15 | 0 | 0.84476 | 0 | 0 | 0% | 0% | 20 | Linear | 0 | 0% | Strat Fan | 8.6207e-05 | 9799.2638 | 0 | 1.0743 | DL20_IHVLS-Ag-2021PLN-v2-8 | DL20_IHVLS-Ag-2021PLN-v2-8 | 100000 | 2016
Industrial_Industrial - ID_Existing_Condensing RTU | ID | Industrial | Industrial - ID | Existing | Condensing RTU |  |  | 27.8% | 45% | 5% | 10% | 5 | 0 | 575.3719 | 0 | 0 | 0% | 0% | 20 | Linear | 0 | 0% | sqft cond | 216.9078 | 2.6526 | 0 | 1.0348 | NEEA Condensing Rooftop Unit Field Study - October 28, 2019 | NEEA Condensing Rooftop Unit Field Study - October 28, 2019 | 100000 | 2019
Industrial_Industrial - ID_Existing_Industrial Air Curtains | ID | Industrial | Industrial - ID | Existing | Industrial Air Curtains |  |  | 27.8% | 45% | 15% | 75% | 15 | 0 | 58.5651 | 1.6268 | 0 | 0% | 0% | 20 | Linear | 0 | 0% | sqft | 216.9078 | 0.27 | 0.0075 | 1 | IL TRM - CI-HVC-AIRC-V03-200101 | IL TRM - CI-HVC-AIRC-V03-200101 | 100000 | 2021
Industrial_Industrial - ID_Existing_HVAC - Energy Recovery Ventilator | ID | Industrial | Industrial - ID | Existing | HVAC - Energy Recovery Ventilator |  |  | 27.8% | 45% | 5% | 10% | 20 | 0 | 235.8517 | 0 | 0 | 0% | 0% | 20 | Linear | 0 | 0% | sqft | 216.9078 | 1.0873 | 0 | 1.0873 | HRV-Cooling/Heating-E3T-1 | HRV-Cooling/Heating-E3T-1 | 100000 | 2015
Industrial_Industrial - ID_Existing_Thermostat - Connected | ID | Industrial | Industrial - ID | Existing | Thermostat - Connected |  |  | 27.8% | 45% | 0% | 25% | 5 | 0 | 0.22291 | -0.01483 | 0 | 0% | 0% | 20 | Linear | 0 | 0% | Stat Unit | 0.001 | 222.9079 | -14.8303 | 1.1247 | DL20_CSTAT_SMRT-Cool-RTF-v1.1-5 | IL TRM - CI-HVC-THST-V01-200101 | 100000 | 2013
Industrial_Industrial - ID_Existing_Gas Boiler - Maintenance | ID | Industrial | Industrial - ID | Existing | Gas Boiler - Maintenance |  |  | 27.8% | 25% | 20% | 30% | 3 | 0 | 3.669 | 0 | 0 | 0% | 0% | 20 | Linear | 0 | 0% | kBtuh Heat | 3.8561 | 0.95148 | 0 | 1.1464 | GBLR_MNT-Heating-ILTRM-v4.0-43 | GBLR_MNT-Heating-ILTRM-v4.0-43 | 100000 | 2012
Industrial_Industrial - ID_Existing_Gas Furnace - Maintenance | ID | Industrial | Industrial - ID | Existing | Gas Furnace - Maintenance |  |  | 27.8% | 25% | 20% | 30% | 3 | 0 | 3.669 | 0 | 0 | 0% | 0% | 20 | Linear | 0 | 0% | kBtuh Heat | 3.8561 | 0.95148 | 0 | 1.1464 | IL TRM - CI-HVC-FTUN-V03-200101 | GBLR_MNT-Heating-ILTRM-v4.0-43 | 100000 | 2012
Industrial_Industrial - ID_Existing_Gas Furnace - Tube Inserts | ID | Industrial | Industrial - ID | Existing | Gas Furnace - Tube Inserts |  |  | 27.8% | 25% | 0% | 0% | 5 | 0 | 216.9078 | 0 | 0 | 0% | 0% | 20 | Linear | 0 | 0% | sqft | 216.9078 | 1 | 0 | 1 | n/a | n/a | 100000 | 2021
Industrial_Industrial - ID_Existing_Gas Boiler - Burner Control Optimization | ID | Industrial | Industrial - ID | Existing | Gas Boiler - Burner Control Optimization |  |  | 27.8% | 25% | 5% | 85% | 18 | 0 | 3.6222 | 0 | 0 | 0% | 0% | 20 | Linear | 0 | 0% | kBtuh heat | 3.8561 | 0.93934 | 0 | 1.1051 | GBLR_O2TRM-Heating-ILTRM-v4.0-1 | GBLR_O2TRM-Heating-MEMD-2018-1 | 100000 | 2014
Industrial_Industrial - ID_Existing_Gas Boiler - High Turndown Burner | ID | Industrial | Industrial - ID | Existing | Gas Boiler - High Turndown Burner |  |  | 27.8% | 25% | 25% | 50% | 15 | 0 | 10.7815 | 0 | 0 | 0% | 0% | 20 | Linear | 0 | 0% | kbtuh heat | 3.8561 | 2.7959 | 0 | 1.1051 | GBLR_TRN-Heating-MNTRM-v2.1-1 | GBLR_TRN-Heating-MNTRM-v2.1-1 | 100000 | 2014
Industrial_Industrial - ID_Existing_Gas Boiler - Hot Water Reset | ID | Industrial | Industrial - ID | Existing | Gas Boiler - Hot Water Reset |  |  | 27.8% | 25% | 35% | 55% | 20 | 0 | 7.7063 | 0 | 0 | 0% | 0% | 20 | Linear | 0 | 0% | BoilerCtrl | 0.0096403 | 799.3848 | 0 | 1.3062 | GBLR_HWRST-Heating-ILTRM-v4.0-43 | GBLR_HWRST-Heating-ILTRM-v4.0-1 | 100000 | 2006
Industrial_Industrial - ID_Existing_Gas Boiler - Insulate Hot Water Lines | ID | Industrial | Industrial - ID | Existing | Gas Boiler - Insulate Hot Water Lines |  |  | 27.8% | 25% | 30% | 40% | 11 | 0 | 71.5545 | 0 | 0 | 0% | 0% | 20 | Linear | 0 | 0% | boiler pipe | 2.7437 | 26.0797 | 0 | 1.1464 | GBLR_PINS_HW-Heating-PGE-R7-1 | GBLR_PINS_HW-Heating-PGE-R7-1 | 100000 | 2012
Industrial_Industrial - ID_Existing_Gas Boiler - Insulate Steam Lines/Condensate Tank | ID | Industrial | Industrial - ID | Existing | Gas Boiler - Insulate Steam Lines/Condensate Tank |  |  | 27.8% | 25% | 30% | 40% | 15 | 0 | 38.3092 | 0 | 0 | 0% | 0% | 20 | Linear | 0 | 0% | boiler pipe | 2.7437 | 13.9626 | 0 | 1.1464 | GBLR_PINS-Heating-ILTRM-v4.0-1 | GBLR_PINS_STM-Heating-PGE-R7-1 | 100000 | 2012
Industrial_Industrial - ID_Existing_Gas Boiler - Stack Economizer | ID | Industrial | Industrial - ID | Existing | Gas Boiler - Stack Economizer |  |  | 27.8% | 25% | 15% | 55% | 15 | 0 | 39.9044 | 0 | 0 | 0% | 0% | 20 | Linear | 0 | 0% | kBtuh Heat | 3.8561 | 10.3483 | 0 | 1.0348 | IL TRM - CI-HVC-BECO-V01-150601 | IL TRM - CI-HVC-BECO-V01-150601 | 100000 | 2019
Industrial_Industrial - ID_Existing_Gas Boiler - Steam Trap Replacement | ID | Industrial | Industrial - ID | Existing | Gas Boiler - Steam Trap Replacement |  |  | 27.8% | 25% | 73% | 100% | 6 | 0 | 0.00089837 | 0 | 0 | 0% | 0% | 20 | Linear | 0 | 0% | perBLDg | 1e-05 | 89.8373 | 0 | 1.1667 | IL TRM v9, Section 4.4.16 | IL TRM v9, Section 4.4.16 | 100000 | 2011
Industrial_Industrial - ID_Existing_Process Boiler - Hot Water Reset | ID | Industrial | Industrial - ID | Existing | Process Boiler - Hot Water Reset |  |  | 27.8% | 45% | 35% | 55% | 20 | 0 | 7.7063 | 0 | 0 | 0% | 0% | 20 | Linear | 0 | 0% | BoilerCtrl | 0.0096403 | 799.3848 | 0 | 1.3062 | GBLR_HWRST-Heating-ILTRM-v4.0-43 | GBLR_HWRST-Heating-ILTRM-v4.0-1 | 100000 | 2006
Industrial_Industrial - ID_Existing_Process Boiler - Burner Control Optimization | ID | Industrial | Industrial - ID | Existing | Process Boiler - Burner Control Optimization |  |  | 27.8% | 45% | 5% | 85% | 18 | 0 | 3.6222 | 0 | 0 | 0% | 0% | 20 | Linear | 0 | 0% | kBtuh heat | 3.8561 | 0.93934 | 0 | 1.1051 | GBLR_O2TRM-Heating-ILTRM-v4.0-1 | GBLR_O2TRM-Heating-MEMD-2018-1 | 100000 | 2014
Industrial_Industrial - ID_Existing_Process Boiler - Insulate Hot Water Lines | ID | Industrial | Industrial - ID | Existing | Process Boiler - Insulate Hot Water Lines |  |  | 27.8% | 45% | 30% | 40% | 11 | 0 | 71.5545 | 0 | 0 | 0% | 0% | 20 | Linear | 0 | 0% | boiler pipe | 2.7437 | 26.0797 | 0 | 1.1464 | GBLR_PINS_HW-Heating-PGE-R7-1 | GBLR_PINS_HW-Heating-PGE-R7-1 | 100000 | 2012
Industrial_Industrial - ID_Existing_Process Boiler - Insulate Steam Lines/Condensate Tank | ID | Industrial | Industrial - ID | Existing | Process Boiler - Insulate Steam Lines/Condensate Tank |  |  | 27.8% | 45% | 30% | 40% | 15 | 0 | 38.3092 | 0 | 0 | 0% | 0% | 20 | Linear | 0 | 0% | boiler pipe | 2.7437 | 13.9626 | 0 | 1.1464 | GBLR_PINS-Heating-ILTRM-v4.0-1 | GBLR_PINS_STM-Heating-PGE-R7-1 | 100000 | 2012
Industrial_Industrial - ID_Existing_Process Boiler - Stack Economizer | ID | Industrial | Industrial - ID | Existing | Process Boiler - Stack Economizer |  |  | 27.8% | 45% | 15% | 55% | 15 | 0 | 39.9044 | 0 | 0 | 0% | 0% | 20 | Linear | 0 | 0% | kBtuh Heat | 3.8561 | 10.3483 | 0 | 1.0348 | IL TRM - CI-HVC-BECO-V01-150601 | IL TRM - CI-HVC-BECO-V01-150601 | 100000 | 2019
Industrial_Industrial - ID_Existing_Process Boiler - Steam Trap Replacement | ID | Industrial | Industrial - ID | Existing | Process Boiler - Steam Trap Replacement |  |  | 27.8% | 45% | 73% | 100% | 6 | 0 | 0.00089837 | 0 | 0 | 0% | 0% | 20 | Linear | 0 | 0% | perBLDg | 1e-05 | 89.8373 | 0 | 1.1667 | IL TRM v9, Section 4.4.16 | IL TRM v9, Section 4.4.16 | 100000 | 2011
Industrial_Industrial - ID_Existing_Process Boiler - Maintenance | ID | Industrial | Industrial - ID | Existing | Process Boiler - Maintenance |  |  | 27.8% | 45% | 20% | 30% | 3 | 0 | 3.669 | 0 | 0 | 0% | 0% | 20 | Linear | 0 | 0% | kBtuh Heat | 3.8561 | 0.95148 | 0 | 1.1464 | GBLR_MNT-Heating-ILTRM-v4.0-43 | GBLR_MNT-Heating-ILTRM-v4.0-43 | 100000 | 2012
Industrial_Industrial - ID_Existing_Process - Heat Recovery | ID | Industrial | Industrial - ID | Existing | Process - Heat Recovery |  |  | 27.8% | 45% | 5% | 50% | 20 | 0 | 235.8517 | 0 | 0 | 0% | 0% | 20 | Linear | 0 | 0% | sqft | 216.9078 | 1.0873 | 0 | 1.0873 | HRV-Cooling/Heating-E3T-1 | HRV-Cooling/Heating-E3T-1 | 100000 | 2015
Industrial_Industrial - ID_Existing_Strategic Energy Management | ID | Industrial | Industrial - ID | Existing | Strategic Energy Management |  |  | 27.8% | 45% | 0% | 0% | 3 | 0 | 26.8164 | -4.5355 | 0 | 0% | 0% | 20 | Linear | 0 | 0% | sqft | 216.9078 | 0.12363 | -0.02091 | 1.0743 | DL20_COM_SEM-Misc-2021PLN-V4-1 | BEHAV_SEM-All-CPUC-2018_PG-2 | 100000 | 2016
Industrial_Industrial - ID_Existing_Retrocommissioning | ID | Industrial | Industrial - ID | Existing | Retrocommissioning |  |  | 27.8% | 45% | 20% | 40% | 3 | 0 | 28.9777 | -6.7714 | 0 | 0% | 0% | 20 | Linear | 0 | 0% | sqft | 216.9078 | 0.13359 | -0.031218 | 1.3062 | COM_RCX-HVAC-AEG-1 | COM_RCX-Heating-7PLN-v5-18 | 100000 | 2006
Industrial_Industrial - ID_New_Insulation - Ceiling | ID | Industrial | Industrial - ID | New | Insulation - Ceiling |  |  | 24.13% | 25% | 0% | 0% | 22 | 0 | 170.5914 | -5.8369 | 0 | 0% | 0% | 20 | Linear | 0 | 0% | sqft roof | 216.9078 | 0.78647 | -0.02691 | 1.0348 | Avista TRM | Avista TRM | 100000 | 2019
Industrial_Industrial - ID_New_Insulation - Wall Cavity | ID | Industrial | Industrial - ID | New | Insulation - Wall Cavity |  |  | 24.13% | 25% | 0% | 0% | 22 | 0 | 65.7829 | -7.4436 | 0 | 0% | 0% | 20 | Linear | 0 | 0% | sqft wall | 97.7982 | 0.67264 | -0.076112 | 1.0348 | Avista TRM | Avista TRM | 100000 | 2019
Industrial_Industrial - ID_New_Insulation - Ducting | ID | Industrial | Industrial - ID | New | Insulation - Ducting |  |  | 24.13% | 45% | 0% | 0% | 20 | 0 | 51.8686 | -1.4606 | 0 | 0% | 0% | 20 | Linear | 0 | 0% | sqft duct | 54.2269 | 0.95651 | -0.026934 | 1.2422 | INS_DCT-All-DEER-1 | INS_DCT-All-DEER-1 | 100000 | 2008
Industrial_Industrial - ID_New_Ducting - Repair and Sealing | ID | Industrial | Industrial - ID | New | Ducting - Repair and Sealing |  |  | 22.18% | 45% | 0% | 0% | 18 | 0 | 35.4152 | -6.0989 | 0 | 0% | 0% | 20 | Linear | 0 | 0% | sqft duct | 54.2269 | 0.65309 | -0.11247 | 1.3062 | DCT_RPR-All-DEER-1 | DCT_RPR-Cooling-RTF-1 | 100000 | 2006
Industrial_Industrial - ID_New_Building Shell - Air Sealing (Infiltration Control) | ID | Industrial | Industrial - ID | New | Building Shell - Air Sealing (Infiltration Control) |  |  | 27.8% | 45% | 15% | 25% | 10 | 0 | 0.36441 | -0.16961 | 0 | 0% | 0% | 20 | Linear | 0 | 0% | foot door | 0.045551 | 8 | -3.7236 | 1 | IL TRM - CI-MSC-WTST-V01-200101 | IL TRM - CI-MSC-WTST-V01-200101 | 100000 | 2021
Industrial_Industrial - ID_New_Ventilation - Demand Controlled | ID | Industrial | Industrial - ID | New | Ventilation - Demand Controlled |  |  | 27.8% | 45% | 100% | 100% | 10 | 0 | 33.1539 | -3.9503 | 0 | 0% | 0% | 20 | Linear | 0 | 0% | sqft | 216.9078 | 0.15285 | -0.018212 | 1.1464 | IL TRM - CI-HVC-DCV-V05-190101 | VENT_DCV-Heating-7PLN-v5-8 | 100000 | 2012
Industrial_Industrial - ID_New_Destratification Fans (HVLS) | ID | Industrial | Industrial - ID | New | Destratification Fans (HVLS) |  |  | 27.8% | 45% | 15% | 55% | 15 | 0 | 0.84476 | 0 | 0 | 0% | 0% | 20 | Linear | 0 | 0% | Strat Fan | 8.6207e-05 | 9799.2638 | 0 | 1.0743 | DL20_IHVLS-Ag-2021PLN-v2-8 | DL20_IHVLS-Ag-2021PLN-v2-8 | 100000 | 2016
Industrial_Industrial - ID_New_Condensing RTU | ID | Industrial | Industrial - ID | New | Condensing RTU |  |  | 27.8% | 45% | 100% | 100% | 5 | 0 | 60.1725 | 0 | 0 | 0% | 0% | 20 | Linear | 0 | 0% | sqft cond | 216.9078 | 0.27741 | 0 | 1.0348 | NEEA Condensing Rooftop Unit Field Study - October 28, 2019 | NEEA Condensing Rooftop Unit Field Study - October 28, 2019 | 100000 | 2019
Industrial_Industrial - ID_New_Industrial Air Curtains | ID | Industrial | Industrial - ID | New | Industrial Air Curtains |  |  | 27.8% | 45% | 15% | 75% | 15 | 0 | 58.5651 | 1.6268 | 0 | 0% | 0% | 20 | Linear | 0 | 0% | sqft | 216.9078 | 0.27 | 0.0075 | 1 | IL TRM - CI-HVC-AIRC-V03-200101 | IL TRM - CI-HVC-AIRC-V03-200101 | 100000 | 2021
Industrial_Industrial - ID_New_HVAC - Energy Recovery Ventilator | ID | Industrial | Industrial - ID | New | HVAC - Energy Recovery Ventilator |  |  | 27.8% | 45% | 100% | 100% | 20 | 0 | 235.8517 | 0 | 0 | 0% | 0% | 20 | Linear | 0 | 0% | sqft | 216.9078 | 1.0873 | 0 | 1.0873 | HRV-Cooling/Heating-E3T-1 | HRV-Cooling/Heating-E3T-1 | 100000 | 2015
Industrial_Industrial - ID_New_Thermostat - Connected | ID | Industrial | Industrial - ID | New | Thermostat - Connected |  |  | 27.8% | 45% | 5% | 35% | 5 | 0 | 0.22291 | -0.015119 | 0 | 0% | 0% | 20 | Linear | 0 | 0% | Stat Unit | 0.001 | 222.9079 | -15.1187 | 1.1247 | DL20_CSTAT_SMRT-Cool-RTF-v1.1-5 | IL TRM - CI-HVC-THST-V01-200101 | 100000 | 2013
Industrial_Industrial - ID_New_Gas Boiler - Maintenance | ID | Industrial | Industrial - ID | New | Gas Boiler - Maintenance |  |  | 27.8% | 25% | 5% | 10% | 3 | 0 | 3.669 | 0 | 0 | 0% | 0% | 20 | Linear | 0 | 0% | kBtuh Heat | 3.8561 | 0.95148 | 0 | 1.1464 | GBLR_MNT-Heating-ILTRM-v4.0-43 | GBLR_MNT-Heating-ILTRM-v4.0-43 | 100000 | 2012
Industrial_Industrial - ID_New_Gas Furnace - Maintenance | ID | Industrial | Industrial - ID | New | Gas Furnace - Maintenance |  |  | 27.8% | 25% | 5% | 10% | 3 | 0 | 3.669 | 0 | 0 | 0% | 0% | 20 | Linear | 0 | 0% | kBtuh Heat | 3.8561 | 0.95148 | 0 | 1.1464 | IL TRM - CI-HVC-FTUN-V03-200101 | GBLR_MNT-Heating-ILTRM-v4.0-43 | 100000 | 2012
Industrial_Industrial - ID_New_Gas Furnace - Tube Inserts | ID | Industrial | Industrial - ID | New | Gas Furnace - Tube Inserts |  |  | 27.8% | 25% | 0% | 0% | 5 | 0 | 216.9078 | 0 | 0 | 0% | 0% | 20 | Linear | 0 | 0% | sqft | 216.9078 | 1 | 0 | 1 | n/a | n/a | 100000 | 2021
Industrial_Industrial - ID_New_Gas Boiler - Burner Control Optimization | ID | Industrial | Industrial - ID | New | Gas Boiler - Burner Control Optimization |  |  | 27.8% | 25% | 5% | 85% | 18 | 0 | 3.6222 | 0 | 0 | 0% | 0% | 20 | Linear | 0 | 0% | kBtuh heat | 3.8561 | 0.93934 | 0 | 1.1051 | GBLR_O2TRM-Heating-ILTRM-v4.0-1 | GBLR_O2TRM-Heating-MEMD-2018-1 | 100000 | 2014
Industrial_Industrial - ID_New_Gas Boiler - High Turndown Burner | ID | Industrial | Industrial - ID | New | Gas Boiler - High Turndown Burner |  |  | 27.8% | 25% | 100% | 100% | 15 | 0 | 10.7815 | 0 | 0 | 0% | 0% | 20 | Linear | 0 | 0% | kbtuh heat | 3.8561 | 2.7959 | 0 | 1.1051 | GBLR_TRN-Heating-MNTRM-v2.1-1 | GBLR_TRN-Heating-MNTRM-v2.1-1 | 100000 | 2014
Industrial_Industrial - ID_New_Gas Boiler - Hot Water Reset | ID | Industrial | Industrial - ID | New | Gas Boiler - Hot Water Reset |  |  | 27.8% | 25% | 100% | 100% | 20 | 0 | 7.7063 | 0 | 0 | 0% | 0% | 20 | Linear | 0 | 0% | BoilerCtrl | 0.0096403 | 799.3848 | 0 | 1.3062 | GBLR_HWRST-Heating-ILTRM-v4.0-43 | GBLR_HWRST-Heating-ILTRM-v4.0-1 | 100000 | 2006
Industrial_Industrial - ID_New_Gas Boiler - Insulate Hot Water Lines | ID | Industrial | Industrial - ID | New | Gas Boiler - Insulate Hot Water Lines |  |  | 27.8% | 25% | 100% | 100% | 11 | 0 | 71.5545 | 0 | 0 | 0% | 0% | 20 | Linear | 0 | 0% | boiler pipe | 2.7437 | 26.0797 | 0 | 1.1464 | GBLR_PINS_HW-Heating-PGE-R7-1 | GBLR_PINS_HW-Heating-PGE-R7-1 | 100000 | 2012
Industrial_Industrial - ID_New_Gas Boiler - Insulate Steam Lines/Condensate Tank | ID | Industrial | Industrial - ID | New | Gas Boiler - Insulate Steam Lines/Condensate Tank |  |  | 27.8% | 25% | 100% | 100% | 15 | 0 | 38.3092 | 0 | 0 | 0% | 0% | 20 | Linear | 0 | 0% | boiler pipe | 2.7437 | 13.9626 | 0 | 1.1464 | GBLR_PINS-Heating-ILTRM-v4.0-1 | GBLR_PINS_STM-Heating-PGE-R7-1 | 100000 | 2012
Industrial_Industrial - ID_New_Gas Boiler - Stack Economizer | ID | Industrial | Industrial - ID | New | Gas Boiler - Stack Economizer |  |  | 27.8% | 25% | 15% | 55% | 15 | 0 | 39.9044 | 0 | 0 | 0% | 0% | 20 | Linear | 0 | 0% | kBtuh Heat | 3.8561 | 10.3483 | 0 | 1.0348 | IL TRM - CI-HVC-BECO-V01-150601 | IL TRM - CI-HVC-BECO-V01-150601 | 100000 | 2019
Industrial_Industrial - ID_New_Gas Boiler - Steam Trap Replacement | ID | Industrial | Industrial - ID | New | Gas Boiler - Steam Trap Replacement |  |  | 27.8% | 25% | 0% | 10% | 6 | 0 | 0.00089837 | 0 | 0 | 0% | 0% | 20 | Linear | 0 | 0% | perBLDg | 1e-05 | 89.8373 | 0 | 1.1667 | IL TRM v9, Section 4.4.16 | IL TRM v9, Section 4.4.16 | 100000 | 2011
Industrial_Industrial - ID_New_Process Boiler - Hot Water Reset | ID | Industrial | Industrial - ID | New | Process Boiler - Hot Water Reset |  |  | 27.8% | 45% | 100% | 100% | 20 | 0 | 7.7063 | 0 | 0 | 0% | 0% | 20 | Linear | 0 | 0% | BoilerCtrl | 0.0096403 | 799.3848 | 0 | 1.3062 | GBLR_HWRST-Heating-ILTRM-v4.0-43 | GBLR_HWRST-Heating-ILTRM-v4.0-1 | 100000 | 2006
Industrial_Industrial - ID_New_Process Boiler - Burner Control Optimization | ID | Industrial | Industrial - ID | New | Process Boiler - Burner Control Optimization |  |  | 27.8% | 45% | 5% | 85% | 18 | 0 | 3.6222 | 0 | 0 | 0% | 0% | 20 | Linear | 0 | 0% | kBtuh heat | 3.8561 | 0.93934 | 0 | 1.1051 | GBLR_O2TRM-Heating-ILTRM-v4.0-1 | GBLR_O2TRM-Heating-MEMD-2018-1 | 100000 | 2014
Industrial_Industrial - ID_New_Process Boiler - Insulate Hot Water Lines | ID | Industrial | Industrial - ID | New | Process Boiler - Insulate Hot Water Lines |  |  | 27.8% | 45% | 100% | 100% | 11 | 0 | 71.5545 | 0 | 0 | 0% | 0% | 20 | Linear | 0 | 0% | boiler pipe | 2.7437 | 26.0797 | 0 | 1.1464 | GBLR_PINS_HW-Heating-PGE-R7-1 | GBLR_PINS_HW-Heating-PGE-R7-1 | 100000 | 2012
Industrial_Industrial - ID_New_Process Boiler - Insulate Steam Lines/Condensate Tank | ID | Industrial | Industrial - ID | New | Process Boiler - Insulate Steam Lines/Condensate Tank |  |  | 27.8% | 45% | 100% | 100% | 15 | 0 | 38.3092 | 0 | 0 | 0% | 0% | 20 | Linear | 0 | 0% | boiler pipe | 2.7437 | 13.9626 | 0 | 1.1464 | GBLR_PINS-Heating-ILTRM-v4.0-1 | GBLR_PINS_STM-Heating-PGE-R7-1 | 100000 | 2012
Industrial_Industrial - ID_New_Process Boiler - Stack Economizer | ID | Industrial | Industrial - ID | New | Process Boiler - Stack Economizer |  |  | 27.8% | 45% | 15% | 55% | 15 | 0 | 39.9044 | 0 | 0 | 0% | 0% | 20 | Linear | 0 | 0% | kBtuh Heat | 3.8561 | 10.3483 | 0 | 1.0348 | IL TRM - CI-HVC-BECO-V01-150601 | IL TRM - CI-HVC-BECO-V01-150601 | 100000 | 2019
Industrial_Industrial - ID_New_Process Boiler - Steam Trap Replacement | ID | Industrial | Industrial - ID | New | Process Boiler - Steam Trap Replacement |  |  | 27.8% | 45% | 0% | 10% | 6 | 0 | 0.00089837 | 0 | 0 | 0% | 0% | 20 | Linear | 0 | 0% | perBLDg | 1e-05 | 89.8373 | 0 | 1.1667 | IL TRM v9, Section 4.4.16 | IL TRM v9, Section 4.4.16 | 100000 | 2011
Industrial_Industrial - ID_New_Process Boiler - Maintenance | ID | Industrial | Industrial - ID | New | Process Boiler - Maintenance |  |  | 27.8% | 45% | 5% | 10% | 3 | 0 | 3.669 | 0 | 0 | 0% | 0% | 20 | Linear | 0 | 0% | kBtuh Heat | 3.8561 | 0.95148 | 0 | 1.1464 | GBLR_MNT-Heating-ILTRM-v4.0-43 | GBLR_MNT-Heating-ILTRM-v4.0-43 | 100000 | 2012
Industrial_Industrial - ID_New_Process - Heat Recovery | ID | Industrial | Industrial - ID | New | Process - Heat Recovery |  |  | 27.8% | 45% | 5% | 50% | 20 | 0 | 235.8517 | 0 | 0 | 0% | 0% | 20 | Linear | 0 | 0% | sqft | 216.9078 | 1.0873 | 0 | 1.0873 | HRV-Cooling/Heating-E3T-1 | HRV-Cooling/Heating-E3T-1 | 100000 | 2015
Industrial_Industrial - ID_New_Strategic Energy Management | ID | Industrial | Industrial - ID | New | Strategic Energy Management |  |  | 27.8% | 45% | 0% | 0% | 3 | 0 | 25.8401 | -4.5793 | 0 | 0% | 0% | 20 | Linear | 0 | 0% | sqft | 216.9078 | 0.11913 | -0.021112 | 1.0743 | DL20_COM_SEM-Misc-2021PLN-V4-1 | BEHAV_SEM-All-CPUC-2018_PG-2 | 100000 | 2016
Industrial_Industrial - ID_New_Retrocommissioning | ID | Industrial | Industrial - ID | New | Retrocommissioning |  |  | 27.8% | 45% | 0% | 0% | 3 | 0 | 283.3215 | -6.8368 | 0 | 0% | 0% | 20 | Linear | 0 | 0% | sqft | 216.9078 | 1.3062 | -0.031519 | 1.3062 | COM_RCX-HVAC-AEG-1 | N/A | 100000 | 2006

## Final Results - C&S (hidden)
Key | Field | Sector | Segment | Vintage | End Use | Fuel | Technology | Case | Label | 2021 | 2022 | 2023 | 2024 | 2025 | 2026 | 2027 | 2028 | 2029 | 2030 | 2031 | 2032 | 2033 | 2034 | 2035 | 2036 | 2037 | 2038 | 2039 | 2040 | 2041 | 2042 | 2043 | 2044 | 2045 | 2046 | 2047 | 2048
[8 empty] | Codes & Standards Forecast | Units
[8 empty] | Codes & Standards Forecast | Usage (GWh)
[8 empty] | Codes & Standards Forecast | Summer Peak Demand (MW)
[8 empty] | Codes & Standards Forecast | Winter Peak Demand (MW)
[8 empty] | Codes & Standards Forecast | Turnover
[8 empty] | Codes & Standards Forecast | Avg. Replacement Usage (kWh)
[8 empty] | Codes & Standards Forecast | Avg. Replacement Summer Demand (kW)
[8 empty] | Codes & Standards Forecast | Avg. Replacement Winter Demand (kW)
[8 empty] | Codes & Standards Forecast | Units
[8 empty] | Codes & Standards Forecast | Usage (GWh)
[8 empty] | Codes & Standards Forecast | Summer Peak Demand (MW)
[8 empty] | Codes & Standards Forecast | Winter Peak Demand (MW)
[8 empty] | Codes & Standards Forecast | Turnover
[8 empty] | Codes & Standards Forecast | Avg. Replacement Usage (kWh)
[8 empty] | Codes & Standards Forecast | Avg. Replacement Summer Demand (kW)
[8 empty] | Codes & Standards Forecast | Avg. Replacement Winter Demand (kW)
[8 empty] | Codes & Standards Forecast | Units
[8 empty] | Codes & Standards Forecast | Usage (GWh)
[8 empty] | Codes & Standards Forecast | Summer Peak Demand (MW)
[8 empty] | Codes & Standards Forecast | Winter Peak Demand (MW)
[8 empty] | Codes & Standards Forecast | Turnover
[8 empty] | Codes & Standards Forecast | Avg. Replacement Usage (kWh)
[8 empty] | Codes & Standards Forecast | Avg. Replacement Summer Demand (kW)
[8 empty] | Codes & Standards Forecast | Avg. Replacement Winter Demand (kW)
[8 empty] | Codes & Standards Forecast | Units
[8 empty] | Codes & Standards Forecast | Usage (GWh)
[8 empty] | Codes & Standards Forecast | Summer Peak Demand (MW)
[8 empty] | Codes & Standards Forecast | Winter Peak Demand (MW)
[8 empty] | Codes & Standards Forecast | Turnover
[8 empty] | Codes & Standards Forecast | Avg. Replacement Usage (kWh)
[8 empty] | Codes & Standards Forecast | Avg. Replacement Summer Demand (kW)
[8 empty] | Codes & Standards Forecast | Avg. Replacement Winter Demand (kW)
[8 empty] | Codes & Standards Forecast | Units
[8 empty] | Codes & Standards Forecast | Usage (GWh)
[8 empty] | Codes & Standards Forecast | Summer Peak Demand (MW)
[8 empty] | Codes & Standards Forecast | Winter Peak Demand (MW)
[8 empty] | Codes & Standards Forecast | Turnover
[8 empty] | Codes & Standards Forecast | Avg. Replacement Usage (kWh)
[8 empty] | Codes & Standards Forecast | Avg. Replacement Summer Demand (kW)
[8 empty] | Codes & Standards Forecast | Avg. Replacement Winter Demand (kW)
[8 empty] | Codes & Standards Forecast | Units
[8 empty] | Codes & Standards Forecast | Usage (GWh)
[8 empty] | Codes & Standards Forecast | Summer Peak Demand (MW)
[8 empty] | Codes & Standards Forecast | Winter Peak Demand (MW)
[8 empty] | Codes & Standards Forecast | Turnover
[8 empty] | Codes & Standards Forecast | Avg. Replacement Usage (kWh)
[8 empty] | Codes & Standards Forecast | Avg. Replacement Summer Demand (kW)
[8 empty] | Codes & Standards Forecast | Avg. Replacement Winter Demand (kW)
[8 empty] | Codes & Standards Forecast | Units
[8 empty] | Codes & Standards Forecast | Usage (GWh)
[8 empty] | Codes & Standards Forecast | Summer Peak Demand (MW)
[8 empty] | Codes & Standards Forecast | Winter Peak Demand (MW)
[8 empty] | Codes & Standards Forecast | Turnover
[8 empty] | Codes & Standards Forecast | Avg. Replacement Usage (kWh)
[8 empty] | Codes & Standards Forecast | Avg. Replacement Summer Demand (kW)
[8 empty] | Codes & Standards Forecast | Avg. Replacement Winter Demand (kW)
[8 empty] | Codes & Standards Forecast | Units
[8 empty] | Codes & Standards Forecast | Usage (GWh)
[8 empty] | Codes & Standards Forecast | Summer Peak Demand (MW)
[8 empty] | Codes & Standards Forecast | Winter Peak Demand (MW)
[8 empty] | Codes & Standards Forecast | Turnover
[8 empty] | Codes & Standards Forecast | Avg. Replacement Usage (kWh)
[8 empty] | Codes & Standards Forecast | Avg. Replacement Summer Demand (kW)
[8 empty] | Codes & Standards Forecast | Avg. Replacement Winter Demand (kW)
[8 empty] | Codes & Standards Forecast | Units
[8 empty] | Codes & Standards Forecast | Usage (GWh)
[8 empty] | Codes & Standards Forecast | Summer Peak Demand (MW)
[8 empty] | Codes & Standards Forecast | Winter Peak Demand (MW)
[8 empty] | Codes & Standards Forecast | Turnover
[8 empty] | Codes & Standards Forecast | Avg. Replacement Usage (kWh)
[8 empty] | Codes & Standards Forecast | Avg. Replacement Summer Demand (kW)
[8 empty] | Codes & Standards Forecast | Avg. Replacement Winter Demand (kW)
[8 empty] | Codes & Standards Forecast | Units
[8 empty] | Codes & Standards Forecast | Usage (GWh)
[8 empty] | Codes & Standards Forecast | Summer Peak Demand (MW)
[8 empty] | Codes & Standards Forecast | Winter Peak Demand (MW)
[8 empty] | Codes & Standards Forecast | Turnover
[8 empty] | Codes & Standards Forecast | Avg. Replacement Usage (kWh)
[8 empty] | Codes & Standards Forecast | Avg. Replacement Summer Demand (kW)
[8 empty] | Codes & Standards Forecast | Avg. Replacement Winter Demand (kW)
[8 empty] | Codes & Standards Forecast | Units
[8 empty] | Codes & Standards Forecast | Usage (GWh)
[8 empty] | Codes & Standards Forecast | Summer Peak Demand (MW)
[8 empty] | Codes & Standards Forecast | Winter Peak Demand (MW)
[8 empty] | Codes & Standards Forecast | Turnover
[8 empty] | Codes & Standards Forecast | Avg. Replacement Usage (kWh)
[8 empty] | Codes & Standards Forecast | Avg. Replacement Summer Demand (kW)
[8 empty] | Codes & Standards Forecast | Avg. Replacement Winter Demand (kW)
[8 empty] | Codes & Standards Forecast | Units
[8 empty] | Codes & Standards Forecast | Usage (GWh)
[8 empty] | Codes & Standards Forecast | Summer Peak Demand (MW)
[8 empty] | Codes & Standards Forecast | Winter Peak Demand (MW)
[8 empty] | Codes & Standards Forecast | Turnover
[8 empty] | Codes & Standards Forecast | Avg. Replacement Usage (kWh)
[8 empty] | Codes & Standards Forecast | Avg. Replacement Summer Demand (kW)
[8 empty] | Codes & Standards Forecast | Avg. Replacement Winter Demand (kW)
[8 empty] | Codes & Standards Forecast | Units
[8 empty] | Codes & Standards Forecast | Usage (GWh)
[8 empty] | Codes & Standards Forecast | Summer Peak Demand (MW)
[8 empty] | Codes & Standards Forecast | Winter Peak Demand (MW)
[8 empty] | Codes & Standards Forecast | Turnover
[8 empty] | Codes & Standards Forecast | Avg. Replacement Usage (kWh)
[8 empty] | Codes & Standards Forecast | Avg. Replacement Summer Demand (kW)
[8 empty] | Codes & Standards Forecast | Avg. Replacement Winter Demand (kW)
[8 empty] | Codes & Standards Forecast | Units
[8 empty] | Codes & Standards Forecast | Usage (GWh)
[8 empty] | Codes & Standards Forecast | Summer Peak Demand (MW)
[8 empty] | Codes & Standards Forecast | Winter Peak Demand (MW)
[8 empty] | Codes & Standards Forecast | Turnover
[8 empty] | Codes & Standards Forecast | Avg. Replacement Usage (kWh)
[8 empty] | Codes & Standards Forecast | Avg. Replacement Summer Demand (kW)
[8 empty] | Codes & Standards Forecast | Avg. Replacement Winter Demand (kW)
[8 empty] | Codes & Standards Forecast | Units
[8 empty] | Codes & Standards Forecast | Usage (GWh)
[8 empty] | Codes & Standards Forecast | Summer Peak Demand (MW)
[8 empty] | Codes & Standards Forecast | Winter Peak Demand (MW)
[8 empty] | Codes & Standards Forecast | Turnover
[8 empty] | Codes & Standards Forecast | Avg. Replacement Usage (kWh)
[8 empty] | Codes & Standards Forecast | Avg. Replacement Summer Demand (kW)
[8 empty] | Codes & Standards Forecast | Avg. Replacement Winter Demand (kW)
[8 empty] | Codes & Standards Forecast | Units
[8 empty] | Codes & Standards Forecast | Usage (GWh)
[8 empty] | Codes & Standards Forecast | Summer Peak Demand (MW)
[8 empty] | Codes & Standards Forecast | Winter Peak Demand (MW)
[8 empty] | Codes & Standards Forecast | Turnover
[8 empty] | Codes & Standards Forecast | Avg. Replacement Usage (kWh)
[8 empty] | Codes & Standards Forecast | Avg. Replacement Summer Demand (kW)
[8 empty] | Codes & Standards Forecast | Avg. Replacement Winter Demand (kW)
[8 empty] | Codes & Standards Forecast | Units
[8 empty] | Codes & Standards Forecast | Usage (GWh)
[8 empty] | Codes & Standards Forecast | Summer Peak Demand (MW)
[8 empty] | Codes & Standards Forecast | Winter Peak Demand (MW)
[8 empty] | Codes & Standards Forecast | Turnover
[8 empty] | Codes & Standards Forecast | Avg. Replacement Usage (kWh)
[8 empty] | Codes & Standards Forecast | Avg. Replacement Summer Demand (kW)
[8 empty] | Codes & Standards Forecast | Avg. Replacement Winter Demand (kW)
[8 empty] | Codes & Standards Forecast | Units
[8 empty] | Codes & Standards Forecast | Usage (GWh)
[8 empty] | Codes & Standards Forecast | Summer Peak Demand (MW)
[8 empty] | Codes & Standards Forecast | Winter Peak Demand (MW)
[8 empty] | Codes & Standards Forecast | Turnover
[8 empty] | Codes & Standards Forecast | Avg. Replacement Usage (kWh)
[8 empty] | Codes & Standards Forecast | Avg. Replacement Summer Demand (kW)
[8 empty] | Codes & Standards Forecast | Avg. Replacement Winter Demand (kW)
[8 empty] | Codes & Standards Forecast | Units
[8 empty] | Codes & Standards Forecast | Usage (GWh)
[8 empty] | Codes & Standards Forecast | Summer Peak Demand (MW)
[8 empty] | Codes & Standards Forecast | Winter Peak Demand (MW)
[8 empty] | Codes & Standards Forecast | Turnover
[8 empty] | Codes & Standards Forecast | Avg. Replacement Usage (kWh)
[8 empty] | Codes & Standards Forecast | Avg. Replacement Summer Demand (kW)
[8 empty] | Codes & Standards Forecast | Avg. Replacement Winter Demand (kW)
[8 empty] | Codes & Standards Forecast | Units
[8 empty] | Codes & Standards Forecast | Usage (GWh)
[8 empty] | Codes & Standards Forecast | Summer Peak Demand (MW)
[8 empty] | Codes & Standards Forecast | Winter Peak Demand (MW)
[8 empty] | Codes & Standards Forecast | Turnover
[8 empty] | Codes & Standards Forecast | Avg. Replacement Usage (kWh)
[8 empty] | Codes & Standards Forecast | Avg. Replacement Summer Demand (kW)
[8 empty] | Codes & Standards Forecast | Avg. Replacement Winter Demand (kW)
[8 empty] | Codes & Standards Forecast | Units
[8 empty] | Codes & Standards Forecast | Usage (GWh)
[8 empty] | Codes & Standards Forecast | Summer Peak Demand (MW)
[8 empty] | Codes & Standards Forecast | Winter Peak Demand (MW)
[8 empty] | Codes & Standards Forecast | Turnover
[8 empty] | Codes & Standards Forecast | Avg. Replacement Usage (kWh)
[8 empty] | Codes & Standards Forecast | Avg. Replacement Summer Demand (kW)
[8 empty] | Codes & Standards Forecast | Avg. Replacement Winter Demand (kW)
[8 empty] | Codes & Standards Forecast | Units
[8 empty] | Codes & Standards Forecast | Usage (GWh)
[8 empty] | Codes & Standards Forecast | Summer Peak Demand (MW)
[8 empty] | Codes & Standards Forecast | Winter Peak Demand (MW)
[8 empty] | Codes & Standards Forecast | Turnover
[8 empty] | Codes & Standards Forecast | Avg. Replacement Usage (kWh)
[8 empty] | Codes & Standards Forecast | Avg. Replacement Summer Demand (kW)
[8 empty] | Codes & Standards Forecast | Avg. Replacement Winter Demand (kW)
[8 empty] | Codes & Standards Forecast | Units
[8 empty] | Codes & Standards Forecast | Usage (GWh)
[8 empty] | Codes & Standards Forecast | Summer Peak Demand (MW)
[8 empty] | Codes & Standards Forecast | Winter Peak Demand (MW)
[8 empty] | Codes & Standards Forecast | Turnover
[8 empty] | Codes & Standards Forecast | Avg. Replacement Usage (kWh)
[8 empty] | Codes & Standards Forecast | Avg. Replacement Summer Demand (kW)
[8 empty] | Codes & Standards Forecast | Avg. Replacement Winter Demand (kW)
[8 empty] | Codes & Standards Forecast | Units
[8 empty] | Codes & Standards Forecast | Usage (GWh)
[8 empty] | Codes & Standards Forecast | Summer Peak Demand (MW)
[8 empty] | Codes & Standards Forecast | Winter Peak Demand (MW)
[8 empty] | Codes & Standards Forecast | Turnover
[8 empty] | Codes & Standards Forecast | Avg. Replacement Usage (kWh)
[8 empty] | Codes & Standards Forecast | Avg. Replacement Summer Demand (kW)
[8 empty] | Codes & Standards Forecast | Avg. Replacement Winter Demand (kW)
[8 empty] | Codes & Standards Forecast | Units
[8 empty] | Codes & Standards Forecast | Usage (GWh)
[8 empty] | Codes & Standards Forecast | Summer Peak Demand (MW)
[8 empty] | Codes & Standards Forecast | Winter Peak Demand (MW)
[8 empty] | Codes & Standards Forecast | Turnover
[8 empty] | Codes & Standards Forecast | Avg. Replacement Usage (kWh)
[8 empty] | Codes & Standards Forecast | Avg. Replacement Summer Demand (kW)
[8 empty] | Codes & Standards Forecast | Avg. Replacement Winter Demand (kW)
[8 empty] | Codes & Standards Forecast | Units
[8 empty] | Codes & Standards Forecast | Usage (GWh)
[8 empty] | Codes & Standards Forecast | Summer Peak Demand (MW)
[8 empty] | Codes & Standards Forecast | Winter Peak Demand (MW)
[8 empty] | Codes & Standards Forecast | Turnover
[8 empty] | Codes & Standards Forecast | Avg. Replacement Usage (kWh)
[8 empty] | Codes & Standards Forecast | Avg. Replacement Summer Demand (kW)
[8 empty] | Codes & Standards Forecast | Avg. Replacement Winter Demand (kW)
[8 empty] | Codes & Standards Forecast | Units
[8 empty] | Codes & Standards Forecast | Usage (GWh)
[8 empty] | Codes & Standards Forecast | Summer Peak Demand (MW)
[8 empty] | Codes & Standards Forecast | Winter Peak Demand (MW)
[8 empty] | Codes & Standards Forecast | Turnover
[8 empty] | Codes & Standards Forecast | Avg. Replacement Usage (kWh)
[8 empty] | Codes & Standards Forecast | Avg. Replacement Summer Demand (kW)
[8 empty] | Codes & Standards Forecast | Avg. Replacement Winter Demand (kW)
[8 empty] | Codes & Standards Forecast | Units
[8 empty] | Codes & Standards Forecast | Usage (GWh)
[8 empty] | Codes & Standards Forecast | Summer Peak Demand (MW)
[8 empty] | Codes & Standards Forecast | Winter Peak Demand (MW)
[8 empty] | Codes & Standards Forecast | Turnover
[8 empty] | Codes & Standards Forecast | Avg. Replacement Usage (kWh)
[8 empty] | Codes & Standards Forecast | Avg. Replacement Summer Demand (kW)
[8 empty] | Codes & Standards Forecast | Avg. Replacement Winter Demand (kW)
[8 empty] | Codes & Standards Forecast | Units
[8 empty] | Codes & Standards Forecast | Usage (GWh)
[8 empty] | Codes & Standards Forecast | Summer Peak Demand (MW)
[8 empty] | Codes & Standards Forecast | Winter Peak Demand (MW)
[8 empty] | Codes & Standards Forecast | Turnover
[8 empty] | Codes & Standards Forecast | Avg. Replacement Usage (kWh)
[8 empty] | Codes & Standards Forecast | Avg. Replacement Summer Demand (kW)
[8 empty] | Codes & Standards Forecast | Avg. Replacement Winter Demand (kW)
[8 empty] | Codes & Standards Forecast | Units
[8 empty] | Codes & Standards Forecast | Usage (GWh)
[8 empty] | Codes & Standards Forecast | Summer Peak Demand (MW)
[8 empty] | Codes & Standards Forecast | Winter Peak Demand (MW)
[8 empty] | Codes & Standards Forecast | Turnover
[8 empty] | Codes & Standards Forecast | Avg. Replacement Usage (kWh)
[8 empty] | Codes & Standards Forecast | Avg. Replacement Summer Demand (kW)
[8 empty] | Codes & Standards Forecast | Avg. Replacement Winter Demand (kW)
[8 empty] | Codes & Standards Forecast | Units
[8 empty] | Codes & Standards Forecast | Usage (GWh)
[8 empty] | Codes & Standards Forecast | Summer Peak Demand (MW)
[8 empty] | Codes & Standards Forecast | Winter Peak Demand (MW)
[8 empty] | Codes & Standards Forecast | Turnover
[8 empty] | Codes & Standards Forecast | Avg. Replacement Usage (kWh)
[8 empty] | Codes & Standards Forecast | Avg. Replacement Summer Demand (kW)
[8 empty] | Codes & Standards Forecast | Avg. Replacement Winter Demand (kW)
[8 empty] | Codes & Standards Forecast | Units
[8 empty] | Codes & Standards Forecast | Usage (GWh)
[8 empty] | Codes & Standards Forecast | Summer Peak Demand (MW)
[8 empty] | Codes & Standards Forecast | Winter Peak Demand (MW)
[8 empty] | Codes & Standards Forecast | Turnover
[8 empty] | Codes & Standards Forecast | Avg. Replacement Usage (kWh)
[8 empty] | Codes & Standards Forecast | Avg. Replacement Summer Demand (kW)
[8 empty] | Codes & Standards Forecast | Avg. Replacement Winter Demand (kW)
[8 empty] | Codes & Standards Forecast | Units
[8 empty] | Codes & Standards Forecast | Usage (GWh)
[8 empty] | Codes & Standards Forecast | Summer Peak Demand (MW)
[8 empty] | Codes & Standards Forecast | Winter Peak Demand (MW)
[8 empty] | Codes & Standards Forecast | Turnover
[8 empty] | Codes & Standards Forecast | Avg. Replacement Usage (kWh)
[8 empty] | Codes & Standards Forecast | Avg. Replacement Summer Demand (kW)
[8 empty] | Codes & Standards Forecast | Avg. Replacement Winter Demand (kW)
[8 empty] | Codes & Standards Forecast | Units
[8 empty] | Codes & Standards Forecast | Usage (GWh)
[8 empty] | Codes & Standards Forecast | Summer Peak Demand (MW)
[8 empty] | Codes & Standards Forecast | Winter Peak Demand (MW)
[8 empty] | Codes & Standards Forecast | Turnover
[8 empty] | Codes & Standards Forecast | Avg. Replacement Usage (kWh)
[8 empty] | Codes & Standards Forecast | Avg. Replacement Summer Demand (kW)
[8 empty] | Codes & Standards Forecast | Avg. Replacement Winter Demand (kW)
[8 empty] | Codes & Standards Forecast | Units
[8 empty] | Codes & Standards Forecast | Usage (GWh)
[8 empty] | Codes & Standards Forecast | Summer Peak Demand (MW)
[8 empty] | Codes & Standards Forecast | Winter Peak Demand (MW)
[8 empty] | Codes & Standards Forecast | Turnover
[8 empty] | Codes & Standards Forecast | Avg. Replacement Usage (kWh)
[8 empty] | Codes & Standards Forecast | Avg. Replacement Summer Demand (kW)
[8 empty] | Codes & Standards Forecast | Avg. Replacement Winter Demand (kW)
[8 empty] | Codes & Standards Forecast | Units
[8 empty] | Codes & Standards Forecast | Usage (GWh)
[8 empty] | Codes & Standards Forecast | Summer Peak Demand (MW)
[8 empty] | Codes & Standards Forecast | Winter Peak Demand (MW)
[8 empty] | Codes & Standards Forecast | Turnover
[8 empty] | Codes & Standards Forecast | Avg. Replacement Usage (kWh)
[8 empty] | Codes & Standards Forecast | Avg. Replacement Summer Demand (kW)
[8 empty] | Codes & Standards Forecast | Avg. Replacement Winter Demand (kW)
[8 empty] | Codes & Standards Forecast | Units
[8 empty] | Codes & Standards Forecast | Usage (GWh)
[8 empty] | Codes & Standards Forecast | Summer Peak Demand (MW)
[8 empty] | Codes & Standards Forecast | Winter Peak Demand (MW)
[8 empty] | Codes & Standards Forecast | Turnover
[8 empty] | Codes & Standards Forecast | Avg. Replacement Usage (kWh)
[8 empty] | Codes & Standards Forecast | Avg. Replacement Summer Demand (kW)
[8 empty] | Codes & Standards Forecast | Avg. Replacement Winter Demand (kW)
[8 empty] | Codes & Standards Forecast | Units
[8 empty] | Codes & Standards Forecast | Usage (GWh)
[8 empty] | Codes & Standards Forecast | Summer Peak Demand (MW)
[8 empty] | Codes & Standards Forecast | Winter Peak Demand (MW)
[8 empty] | Codes & Standards Forecast | Turnover
[8 empty] | Codes & Standards Forecast | Avg. Replacement Usage (kWh)
[8 empty] | Codes & Standards Forecast | Avg. Replacement Summer Demand (kW)
[8 empty] | Codes & Standards Forecast | Avg. Replacement Winter Demand (kW)
[8 empty] | Codes & Standards Forecast | Units
[8 empty] | Codes & Standards Forecast | Usage (GWh)
[8 empty] | Codes & Standards Forecast | Summer Peak Demand (MW)
[8 empty] | Codes & Standards Forecast | Winter Peak Demand (MW)
[8 empty] | Codes & Standards Forecast | Turnover
[8 empty] | Codes & Standards Forecast | Avg. Replacement Usage (kWh)
[8 empty] | Codes & Standards Forecast | Avg. Replacement Summer Demand (kW)
[8 empty] | Codes & Standards Forecast | Avg. Replacement Winter Demand (kW)
[8 empty] | Codes & Standards Forecast | Units
[8 empty] | Codes & Standards Forecast | Usage (GWh)
[8 empty] | Codes & Standards Forecast | Summer Peak Demand (MW)
[8 empty] | Codes & Standards Forecast | Winter Peak Demand (MW)
[8 empty] | Codes & Standards Forecast | Turnover
[8 empty] | Codes & Standards Forecast | Avg. Replacement Usage (kWh)
[8 empty] | Codes & Standards Forecast | Avg. Replacement Summer Demand (kW)
[8 empty] | Codes & Standards Forecast | Avg. Replacement Winter Demand (kW)
[8 empty] | Codes & Standards Forecast | Units
[8 empty] | Codes & Standards Forecast | Usage (GWh)
[8 empty] | Codes & Standards Forecast | Summer Peak Demand (MW)
[8 empty] | Codes & Standards Forecast | Winter Peak Demand (MW)
[8 empty] | Codes & Standards Forecast | Turnover
[8 empty] | Codes & Standards Forecast | Avg. Replacement Usage (kWh)
[8 empty] | Codes & Standards Forecast | Avg. Replacement Summer Demand (kW)
[8 empty] | Codes & Standards Forecast | Avg. Replacement Winter Demand (kW)
[8 empty] | Codes & Standards Forecast | Units
[8 empty] | Codes & Standards Forecast | Usage (GWh)
[8 empty] | Codes & Standards Forecast | Summer Peak Demand (MW)
[8 empty] | Codes & Standards Forecast | Winter Peak Demand (MW)
[8 empty] | Codes & Standards Forecast | Turnover
[8 empty] | Codes & Standards Forecast | Avg. Replacement Usage (kWh)
[8 empty] | Codes & Standards Forecast | Avg. Replacement Summer Demand (kW)
[8 empty] | Codes & Standards Forecast | Avg. Replacement Winter Demand (kW)
[8 empty] | Codes & Standards Forecast | Units
[8 empty] | Codes & Standards Forecast | Usage (GWh)
[8 empty] | Codes & Standards Forecast | Summer Peak Demand (MW)
[8 empty] | Codes & Standards Forecast | Winter Peak Demand (MW)
[8 empty] | Codes & Standards Forecast | Turnover
[8 empty] | Codes & Standards Forecast | Avg. Replacement Usage (kWh)
[8 empty] | Codes & Standards Forecast | Avg. Replacement Summer Demand (kW)
[8 empty] | Codes & Standards Forecast | Avg. Replacement Winter Demand (kW)
[8 empty] | Codes & Standards Forecast | Units
[8 empty] | Codes & Standards Forecast | Usage (GWh)
[8 empty] | Codes & Standards Forecast | Summer Peak Demand (MW)
[8 empty] | Codes & Standards Forecast | Winter Peak Demand (MW)
[8 empty] | Codes & Standards Forecast | Turnover
[8 empty] | Codes & Standards Forecast | Avg. Replacement Usage (kWh)
[8 empty] | Codes & Standards Forecast | Avg. Replacement Summer Demand (kW)
[8 empty] | Codes & Standards Forecast | Avg. Replacement Winter Demand (kW)
[8 empty] | Codes & Standards Forecast | Units
[8 empty] | Codes & Standards Forecast | Usage (GWh)
[8 empty] | Codes & Standards Forecast | Summer Peak Demand (MW)
[8 empty] | Codes & Standards Forecast | Winter Peak Demand (MW)
[8 empty] | Codes & Standards Forecast | Turnover
[8 empty] | Codes & Standards Forecast | Avg. Replacement Usage (kWh)
[8 empty] | Codes & Standards Forecast | Avg. Replacement Summer Demand (kW)
[8 empty] | Codes & Standards Forecast | Avg. Replacement Winter Demand (kW)
[8 empty] | Codes & Standards Forecast | Units
[8 empty] | Codes & Standards Forecast | Usage (GWh)
[8 empty] | Codes & Standards Forecast | Summer Peak Demand (MW)
[8 empty] | Codes & Standards Forecast | Winter Peak Demand (MW)
[8 empty] | Codes & Standards Forecast | Turnover
[8 empty] | Codes & Standards Forecast | Avg. Replacement Usage (kWh)
[8 empty] | Codes & Standards Forecast | Avg. Replacement Summer Demand (kW)
[8 empty] | Codes & Standards Forecast | Avg. Replacement Winter Demand (kW)
[8 empty] | Codes & Standards Forecast | Units
[8 empty] | Codes & Standards Forecast | Usage (GWh)
[8 empty] | Codes & Standards Forecast | Summer Peak Demand (MW)
[8 empty] | Codes & Standards Forecast | Winter Peak Demand (MW)
[8 empty] | Codes & Standards Forecast | Turnover
[8 empty] | Codes & Standards Forecast | Avg. Replacement Usage (kWh)
[8 empty] | Codes & Standards Forecast | Avg. Replacement Summer Demand (kW)
[8 empty] | Codes & Standards Forecast | Avg. Replacement Winter Demand (kW)
[8 empty] | Codes & Standards Forecast | Units
[8 empty] | Codes & Standards Forecast | Usage (GWh)
[8 empty] | Codes & Standards Forecast | Summer Peak Demand (MW)
[8 empty] | Codes & Standards Forecast | Winter Peak Demand (MW)
[8 empty] | Codes & Standards Forecast | Turnover
[8 empty] | Codes & Standards Forecast | Avg. Replacement Usage (kWh)
[8 empty] | Codes & Standards Forecast | Avg. Replacement Summer Demand (kW)
[8 empty] | Codes & Standards Forecast | Avg. Replacement Winter Demand (kW)
[8 empty] | Codes & Standards Forecast | Units
[8 empty] | Codes & Standards Forecast | Usage (GWh)
[8 empty] | Codes & Standards Forecast | Summer Peak Demand (MW)
[8 empty] | Codes & Standards Forecast | Winter Peak Demand (MW)
[8 empty] | Codes & Standards Forecast | Turnover
[8 empty] | Codes & Standards Forecast | Avg. Replacement Usage (kWh)
[8 empty] | Codes & Standards Forecast | Avg. Replacement Summer Demand (kW)
[8 empty] | Codes & Standards Forecast | Avg. Replacement Winter Demand (kW)
[8 empty] | Codes & Standards Forecast | Units
[8 empty] | Codes & Standards Forecast | Usage (GWh)
[8 empty] | Codes & Standards Forecast | Summer Peak Demand (MW)
[8 empty] | Codes & Standards Forecast | Winter Peak Demand (MW)
[8 empty] | Codes & Standards Forecast | Turnover
[8 empty] | Codes & Standards Forecast | Avg. Replacement Usage (kWh)
[8 empty] | Codes & Standards Forecast | Avg. Replacement Summer Demand (kW)
[8 empty] | Codes & Standards Forecast | Avg. Replacement Winter Demand (kW)
[8 empty] | Codes & Standards Forecast | Units
[8 empty] | Codes & Standards Forecast | Usage (GWh)
[8 empty] | Codes & Standards Forecast | Summer Peak Demand (MW)
[8 empty] | Codes & Standards Forecast | Winter Peak Demand (MW)
[8 empty] | Codes & Standards Forecast | Turnover
[8 empty] | Codes & Standards Forecast | Avg. Replacement Usage (kWh)
[8 empty] | Codes & Standards Forecast | Avg. Replacement Summer Demand (kW)
[8 empty] | Codes & Standards Forecast | Avg. Replacement Winter Demand (kW)
[8 empty] | Codes & Standards Forecast | Units
[8 empty] | Codes & Standards Forecast | Usage (GWh)
[8 empty] | Codes & Standards Forecast | Summer Peak Demand (MW)
[8 empty] | Codes & Standards Forecast | Winter Peak Demand (MW)
[8 empty] | Codes & Standards Forecast | Turnover
[8 empty] | Codes & Standards Forecast | Avg. Replacement Usage (kWh)
[8 empty] | Codes & Standards Forecast | Avg. Replacement Summer Demand (kW)
[8 empty] | Codes & Standards Forecast | Avg. Replacement Winter Demand (kW)
[8 empty] | Codes & Standards Forecast | Units
[8 empty] | Codes & Standards Forecast | Usage (GWh)
[8 empty] | Codes & Standards Forecast | Summer Peak Demand (MW)
[8 empty] | Codes & Standards Forecast | Winter Peak Demand (MW)
[8 empty] | Codes & Standards Forecast | Turnover
[8 empty] | Codes & Standards Forecast | Avg. Replacement Usage (kWh)
[8 empty] | Codes & Standards Forecast | Avg. Replacement Summer Demand (kW)
[8 empty] | Codes & Standards Forecast | Avg. Replacement Winter Demand (kW)
[8 empty] | Codes & Standards Forecast | Units
[8 empty] | Codes & Standards Forecast | Usage (GWh)
[8 empty] | Codes & Standards Forecast | Summer Peak Demand (MW)
[8 empty] | Codes & Standards Forecast | Winter Peak Demand (MW)
[8 empty] | Codes & Standards Forecast | Turnover
[8 empty] | Codes & Standards Forecast | Avg. Replacement Usage (kWh)
[8 empty] | Codes & Standards Forecast | Avg. Replacement Summer Demand (kW)
[8 empty] | Codes & Standards Forecast | Avg. Replacement Winter Demand (kW)
[8 empty] | Codes & Standards Forecast | Units
[8 empty] | Codes & Standards Forecast | Usage (GWh)
[8 empty] | Codes & Standards Forecast | Summer Peak Demand (MW)
[8 empty] | Codes & Standards Forecast | Winter Peak Demand (MW)
[8 empty] | Codes & Standards Forecast | Turnover
[8 empty] | Codes & Standards Forecast | Avg. Replacement Usage (kWh)
[8 empty] | Codes & Standards Forecast | Avg. Replacement Summer Demand (kW)
[8 empty] | Codes & Standards Forecast | Avg. Replacement Winter Demand (kW)
[8 empty] | Codes & Standards Forecast | Units
[8 empty] | Codes & Standards Forecast | Usage (GWh)
[8 empty] | Codes & Standards Forecast | Summer Peak Demand (MW)
[8 empty] | Codes & Standards Forecast | Winter Peak Demand (MW)
[8 empty] | Codes & Standards Forecast | Turnover
[8 empty] | Codes & Standards Forecast | Avg. Replacement Usage (kWh)
[8 empty] | Codes & Standards Forecast | Avg. Replacement Summer Demand (kW)
[8 empty] | Codes & Standards Forecast | Avg. Replacement Winter Demand (kW)
[8 empty] | Codes & Standards Forecast | Units
[8 empty] | Codes & Standards Forecast | Usage (GWh)
[8 empty] | Codes & Standards Forecast | Summer Peak Demand (MW)
[8 empty] | Codes & Standards Forecast | Winter Peak Demand (MW)
[8 empty] | Codes & Standards Forecast | Turnover
[8 empty] | Codes & Standards Forecast | Avg. Replacement Usage (kWh)
[8 empty] | Codes & Standards Forecast | Avg. Replacement Summer Demand (kW)
[8 empty] | Codes & Standards Forecast | Avg. Replacement Winter Demand (kW)
[8 empty] | Codes & Standards Forecast | Units
[8 empty] | Codes & Standards Forecast | Usage (GWh)
[8 empty] | Codes & Standards Forecast | Summer Peak Demand (MW)
[8 empty] | Codes & Standards Forecast | Winter Peak Demand (MW)
[8 empty] | Codes & Standards Forecast | Turnover
[8 empty] | Codes & Standards Forecast | Avg. Replacement Usage (kWh)
[8 empty] | Codes & Standards Forecast | Avg. Replacement Summer Demand (kW)
[8 empty] | Codes & Standards Forecast | Avg. Replacement Winter Demand (kW)
[8 empty] | Codes & Standards Forecast | Units
[8 empty] | Codes & Standards Forecast | Usage (GWh)
[8 empty] | Codes & Standards Forecast | Summer Peak Demand (MW)
[8 empty] | Codes & Standards Forecast | Winter Peak Demand (MW)
[8 empty] | Codes & Standards Forecast | Turnover
[8 empty] | Codes & Standards Forecast | Avg. Replacement Usage (kWh)
[8 empty] | Codes & Standards Forecast | Avg. Replacement Summer Demand (kW)
[8 empty] | Codes & Standards Forecast | Avg. Replacement Winter Demand (kW)
[8 empty] | Codes & Standards Forecast | Units
[8 empty] | Codes & Standards Forecast | Usage (GWh)
[8 empty] | Codes & Standards Forecast | Summer Peak Demand (MW)
[8 empty] | Codes & Standards Forecast | Winter Peak Demand (MW)
[8 empty] | Codes & Standards Forecast | Turnover
[8 empty] | Codes & Standards Forecast | Avg. Replacement Usage (kWh)
[8 empty] | Codes & Standards Forecast | Avg. Replacement Summer Demand (kW)
[8 empty] | Codes & Standards Forecast | Avg. Replacement Winter Demand (kW)
[8 empty] | Codes & Standards Forecast | Units
[8 empty] | Codes & Standards Forecast | Usage (GWh)
[8 empty] | Codes & Standards Forecast | Summer Peak Demand (MW)
[8 empty] | Codes & Standards Forecast | Winter Peak Demand (MW)
[8 empty] | Codes & Standards Forecast | Turnover
[8 empty] | Codes & Standards Forecast | Avg. Replacement Usage (kWh)
[8 empty] | Codes & Standards Forecast | Avg. Replacement Summer Demand (kW)
[8 empty] | Codes & Standards Forecast | Avg. Replacement Winter Demand (kW)
[8 empty] | Codes & Standards Forecast | Units
[8 empty] | Codes & Standards Forecast | Usage (GWh)
[8 empty] | Codes & Standards Forecast | Summer Peak Demand (MW)
[8 empty] | Codes & Standards Forecast | Winter Peak Demand (MW)
[8 empty] | Codes & Standards Forecast | Turnover
[8 empty] | Codes & Standards Forecast | Avg. Replacement Usage (kWh)
[8 empty] | Codes & Standards Forecast | Avg. Replacement Summer Demand (kW)
[8 empty] | Codes & Standards Forecast | Avg. Replacement Winter Demand (kW)
[8 empty] | Codes & Standards Forecast | Units
[8 empty] | Codes & Standards Forecast | Usage (GWh)
[8 empty] | Codes & Standards Forecast | Summer Peak Demand (MW)
[8 empty] | Codes & Standards Forecast | Winter Peak Demand (MW)
[8 empty] | Codes & Standards Forecast | Turnover
[8 empty] | Codes & Standards Forecast | Avg. Replacement Usage (kWh)
[8 empty] | Codes & Standards Forecast | Avg. Replacement Summer Demand (kW)
[8 empty] | Codes & Standards Forecast | Avg. Replacement Winter Demand (kW)
[8 empty] | Codes & Standards Forecast | Units
[8 empty] | Codes & Standards Forecast | Usage (GWh)
[8 empty] | Codes & Standards Forecast | Summer Peak Demand (MW)
[8 empty] | Codes & Standards Forecast | Winter Peak Demand (MW)
[8 empty] | Codes & Standards Forecast | Turnover
[8 empty] | Codes & Standards Forecast | Avg. Replacement Usage (kWh)
[8 empty] | Codes & Standards Forecast | Avg. Replacement Summer Demand (kW)
[8 empty] | Codes & Standards Forecast | Avg. Replacement Winter Demand (kW)
[8 empty] | Codes & Standards Forecast | Units
[8 empty] | Codes & Standards Forecast | Usage (GWh)
[8 empty] | Codes & Standards Forecast | Summer Peak Demand (MW)
[8 empty] | Codes & Standards Forecast | Winter Peak Demand (MW)
[8 empty] | Codes & Standards Forecast | Turnover
[8 empty] | Codes & Standards Forecast | Avg. Replacement Usage (kWh)
[8 empty] | Codes & Standards Forecast | Avg. Replacement Summer Demand (kW)
[8 empty] | Codes & Standards Forecast | Avg. Replacement Winter Demand (kW)
[8 empty] | Codes & Standards Forecast | Units
[8 empty] | Codes & Standards Forecast | Usage (GWh)
[8 empty] | Codes & Standards Forecast | Summer Peak Demand (MW)
[8 empty] | Codes & Standards Forecast | Winter Peak Demand (MW)
[8 empty] | Codes & Standards Forecast | Turnover
[8 empty] | Codes & Standards Forecast | Avg. Replacement Usage (kWh)
[8 empty] | Codes & Standards Forecast | Avg. Replacement Summer Demand (kW)
[8 empty] | Codes & Standards Forecast | Avg. Replacement Winter Demand (kW)
[8 empty] | Codes & Standards Forecast | Units
[8 empty] | Codes & Standards Forecast | Usage (GWh)
[8 empty] | Codes & Standards Forecast | Summer Peak Demand (MW)
[8 empty] | Codes & Standards Forecast | Winter Peak Demand (MW)
[8 empty] | Codes & Standards Forecast | Turnover
[8 empty] | Codes & Standards Forecast | Avg. Replacement Usage (kWh)
[8 empty] | Codes & Standards Forecast | Avg. Replacement Summer Demand (kW)
[8 empty] | Codes & Standards Forecast | Avg. Replacement Winter Demand (kW)
[8 empty] | Codes & Standards Forecast | Units
[8 empty] | Codes & Standards Forecast | Usage (GWh)
[8 empty] | Codes & Standards Forecast | Summer Peak Demand (MW)
[8 empty] | Codes & Standards Forecast | Winter Peak Demand (MW)
[8 empty] | Codes & Standards Forecast | Turnover
[8 empty] | Codes & Standards Forecast | Avg. Replacement Usage (kWh)
[8 empty] | Codes & Standards Forecast | Avg. Replacement Summer Demand (kW)
[8 empty] | Codes & Standards Forecast | Avg. Replacement Winter Demand (kW)
[8 empty] | Codes & Standards Forecast | Units
[8 empty] | Codes & Standards Forecast | Usage (GWh)
[8 empty] | Codes & Standards Forecast | Summer Peak Demand (MW)
[8 empty] | Codes & Standards Forecast | Winter Peak Demand (MW)
[8 empty] | Codes & Standards Forecast | Turnover
[8 empty] | Codes & Standards Forecast | Avg. Replacement Usage (kWh)
[8 empty] | Codes & Standards Forecast | Avg. Replacement Summer Demand (kW)
[8 empty] | Codes & Standards Forecast | Avg. Replacement Winter Demand (kW)
[8 empty] | Codes & Standards Forecast | Units
[8 empty] | Codes & Standards Forecast | Usage (GWh)
[8 empty] | Codes & Standards Forecast | Summer Peak Demand (MW)
[8 empty] | Codes & Standards Forecast | Winter Peak Demand (MW)
[8 empty] | Codes & Standards Forecast | Turnover
[8 empty] | Codes & Standards Forecast | Avg. Replacement Usage (kWh)
[8 empty] | Codes & Standards Forecast | Avg. Replacement Summer Demand (kW)
[8 empty] | Codes & Standards Forecast | Avg. Replacement Winter Demand (kW)
[8 empty] | Codes & Standards Forecast | Units
[8 empty] | Codes & Standards Forecast | Usage (GWh)
[8 empty] | Codes & Standards Forecast | Summer Peak Demand (MW)
[8 empty] | Codes & Standards Forecast | Winter Peak Demand (MW)
[8 empty] | Codes & Standards Forecast | Turnover
[8 empty] | Codes & Standards Forecast | Avg. Replacement Usage (kWh)
[8 empty] | Codes & Standards Forecast | Avg. Replacement Summer Demand (kW)
[8 empty] | Codes & Standards Forecast | Avg. Replacement Winter Demand (kW)
[8 empty] | Codes & Standards Forecast | Units
[8 empty] | Codes & Standards Forecast | Usage (GWh)
[8 empty] | Codes & Standards Forecast | Summer Peak Demand (MW)
[8 empty] | Codes & Standards Forecast | Winter Peak Demand (MW)
[8 empty] | Codes & Standards Forecast | Turnover
[8 empty] | Codes & Standards Forecast | Avg. Replacement Usage (kWh)
[8 empty] | Codes & Standards Forecast | Avg. Replacement Summer Demand (kW)
[8 empty] | Codes & Standards Forecast | Avg. Replacement Winter Demand (kW)
[8 empty] | Codes & Standards Forecast | Units
[8 empty] | Codes & Standards Forecast | Usage (GWh)
[8 empty] | Codes & Standards Forecast | Summer Peak Demand (MW)
[8 empty] | Codes & Standards Forecast | Winter Peak Demand (MW)
[8 empty] | Codes & Standards Forecast | Turnover
[8 empty] | Codes & Standards Forecast | Avg. Replacement Usage (kWh)
[8 empty] | Codes & Standards Forecast | Avg. Replacement Summer Demand (kW)
[8 empty] | Codes & Standards Forecast | Avg. Replacement Winter Demand (kW)
[8 empty] | Codes & Standards Forecast | Units
[8 empty] | Codes & Standards Forecast | Usage (GWh)
[8 empty] | Codes & Standards Forecast | Summer Peak Demand (MW)
[8 empty] | Codes & Standards Forecast | Winter Peak Demand (MW)
[8 empty] | Codes & Standards Forecast | Turnover
[8 empty] | Codes & Standards Forecast | Avg. Replacement Usage (kWh)
[8 empty] | Codes & Standards Forecast | Avg. Replacement Summer Demand (kW)
[8 empty] | Codes & Standards Forecast | Avg. Replacement Winter Demand (kW)
[8 empty] | Codes & Standards Forecast | Units
[8 empty] | Codes & Standards Forecast | Usage (GWh)
[8 empty] | Codes & Standards Forecast | Summer Peak Demand (MW)
[8 empty] | Codes & Standards Forecast | Winter Peak Demand (MW)
[8 empty] | Codes & Standards Forecast | Turnover
[8 empty] | Codes & Standards Forecast | Avg. Replacement Usage (kWh)
[8 empty] | Codes & Standards Forecast | Avg. Replacement Summer Demand (kW)
[8 empty] | Codes & Standards Forecast | Avg. Replacement Winter Demand (kW)
[8 empty] | Codes & Standards Forecast | Units
[8 empty] | Codes & Standards Forecast | Usage (GWh)
[8 empty] | Codes & Standards Forecast | Summer Peak Demand (MW)
[8 empty] | Codes & Standards Forecast | Winter Peak Demand (MW)
[8 empty] | Codes & Standards Forecast | Turnover
[8 empty] | Codes & Standards Forecast | Avg. Replacement Usage (kWh)
[8 empty] | Codes & Standards Forecast | Avg. Replacement Summer Demand (kW)
[8 empty] | Codes & Standards Forecast | Avg. Replacement Winter Demand (kW)
[8 empty] | Codes & Standards Forecast | Units
[8 empty] | Codes & Standards Forecast | Usage (GWh)
[8 empty] | Codes & Standards Forecast | Summer Peak Demand (MW)
[8 empty] | Codes & Standards Forecast | Winter Peak Demand (MW)
[8 empty] | Codes & Standards Forecast | Turnover
[8 empty] | Codes & Standards Forecast | Avg. Replacement Usage (kWh)
[8 empty] | Codes & Standards Forecast | Avg. Replacement Summer Demand (kW)
[8 empty] | Codes & Standards Forecast | Avg. Replacement Winter Demand (kW)
[8 empty] | Codes & Standards Forecast | Units
[8 empty] | Codes & Standards Forecast | Usage (GWh)
[8 empty] | Codes & Standards Forecast | Summer Peak Demand (MW)
[8 empty] | Codes & Standards Forecast | Winter Peak Demand (MW)
[8 empty] | Codes & Standards Forecast | Turnover
[8 empty] | Codes & Standards Forecast | Avg. Replacement Usage (kWh)
[8 empty] | Codes & Standards Forecast | Avg. Replacement Summer Demand (kW)
[8 empty] | Codes & Standards Forecast | Avg. Replacement Winter Demand (kW)
[8 empty] | Codes & Standards Forecast | Units
[8 empty] | Codes & Standards Forecast | Usage (GWh)
[8 empty] | Codes & Standards Forecast | Summer Peak Demand (MW)
[8 empty] | Codes & Standards Forecast | Winter Peak Demand (MW)
[8 empty] | Codes & Standards Forecast | Turnover
[8 empty] | Codes & Standards Forecast | Avg. Replacement Usage (kWh)
[8 empty] | Codes & Standards Forecast | Avg. Replacement Summer Demand (kW)
[8 empty] | Codes & Standards Forecast | Avg. Replacement Winter Demand (kW)
[8 empty] | Codes & Standards Forecast | Units
[8 empty] | Codes & Standards Forecast | Usage (GWh)
[8 empty] | Codes & Standards Forecast | Summer Peak Demand (MW)
[8 empty] | Codes & Standards Forecast | Winter Peak Demand (MW)
[8 empty] | Codes & Standards Forecast | Turnover
[8 empty] | Codes & Standards Forecast | Avg. Replacement Usage (kWh)
[8 empty] | Codes & Standards Forecast | Avg. Replacement Summer Demand (kW)
[8 empty] | Codes & Standards Forecast | Avg. Replacement Winter Demand (kW)
[8 empty] | Codes & Standards Forecast | Units
[8 empty] | Codes & Standards Forecast | Usage (GWh)
[8 empty] | Codes & Standards Forecast | Summer Peak Demand (MW)
[8 empty] | Codes & Standards Forecast | Winter Peak Demand (MW)
[8 empty] | Codes & Standards Forecast | Turnover
[8 empty] | Codes & Standards Forecast | Avg. Replacement Usage (kWh)
[8 empty] | Codes & Standards Forecast | Avg. Replacement Summer Demand (kW)
[8 empty] | Codes & Standards Forecast | Avg. Replacement Winter Demand (kW)
[8 empty] | Codes & Standards Forecast | Units
[8 empty] | Codes & Standards Forecast | Usage (GWh)
[8 empty] | Codes & Standards Forecast | Summer Peak Demand (MW)
[8 empty] | Codes & Standards Forecast | Winter Peak Demand (MW)
[8 empty] | Codes & Standards Forecast | Turnover
[8 empty] | Codes & Standards Forecast | Avg. Replacement Usage (kWh)
[8 empty] | Codes & Standards Forecast | Avg. Replacement Summer Demand (kW)
[8 empty] | Codes & Standards Forecast | Avg. Replacement Winter Demand (kW)
[8 empty] | Codes & Standards Forecast | Units
[8 empty] | Codes & Standards Forecast | Usage (GWh)
[8 empty] | Codes & Standards Forecast | Summer Peak Demand (MW)
[8 empty] | Codes & Standards Forecast | Winter Peak Demand (MW)
[8 empty] | Codes & Standards Forecast | Turnover
[8 empty] | Codes & Standards Forecast | Avg. Replacement Usage (kWh)
[8 empty] | Codes & Standards Forecast | Avg. Replacement Summer Demand (kW)
[8 empty] | Codes & Standards Forecast | Avg. Replacement Winter Demand (kW)
[8 empty] | Codes & Standards Forecast | Units
[8 empty] | Codes & Standards Forecast | Usage (GWh)
[8 empty] | Codes & Standards Forecast | Summer Peak Demand (MW)
[8 empty] | Codes & Standards Forecast | Winter Peak Demand (MW)
[8 empty] | Codes & Standards Forecast | Turnover
[8 empty] | Codes & Standards Forecast | Avg. Replacement Usage (kWh)
[8 empty] | Codes & Standards Forecast | Avg. Replacement Summer Demand (kW)
[8 empty] | Codes & Standards Forecast | Avg. Replacement Winter Demand (kW)
[8 empty] | Codes & Standards Forecast | Units
[8 empty] | Codes & Standards Forecast | Usage (GWh)
[8 empty] | Codes & Standards Forecast | Summer Peak Demand (MW)
[8 empty] | Codes & Standards Forecast | Winter Peak Demand (MW)
[8 empty] | Codes & Standards Forecast | Turnover
[8 empty] | Codes & Standards Forecast | Avg. Replacement Usage (kWh)
[8 empty] | Codes & Standards Forecast | Avg. Replacement Summer Demand (kW)
[8 empty] | Codes & Standards Forecast | Avg. Replacement Winter Demand (kW)
[8 empty] | Codes & Standards Forecast | Units
[8 empty] | Codes & Standards Forecast | Usage (GWh)
[8 empty] | Codes & Standards Forecast | Summer Peak Demand (MW)
[8 empty] | Codes & Standards Forecast | Winter Peak Demand (MW)
[8 empty] | Codes & Standards Forecast | Turnover
[8 empty] | Codes & Standards Forecast | Avg. Replacement Usage (kWh)
[8 empty] | Codes & Standards Forecast | Avg. Replacement Summer Demand (kW)
[8 empty] | Codes & Standards Forecast | Avg. Replacement Winter Demand (kW)
[8 empty] | Codes & Standards Forecast | Units
[8 empty] | Codes & Standards Forecast | Usage (GWh)
[8 empty] | Codes & Standards Forecast | Summer Peak Demand (MW)
[8 empty] | Codes & Standards Forecast | Winter Peak Demand (MW)
[8 empty] | Codes & Standards Forecast | Turnover
[8 empty] | Codes & Standards Forecast | Avg. Replacement Usage (kWh)
[8 empty] | Codes & Standards Forecast | Avg. Replacement Summer Demand (kW)
[8 empty] | Codes & Standards Forecast | Avg. Replacement Winter Demand (kW)
[8 empty] | Codes & Standards Forecast | Units
[8 empty] | Codes & Standards Forecast | Usage (GWh)
[8 empty] | Codes & Standards Forecast | Summer Peak Demand (MW)
[8 empty] | Codes & Standards Forecast | Winter Peak Demand (MW)
[8 empty] | Codes & Standards Forecast | Turnover
[8 empty] | Codes & Standards Forecast | Avg. Replacement Usage (kWh)
[8 empty] | Codes & Standards Forecast | Avg. Replacement Summer Demand (kW)
[8 empty] | Codes & Standards Forecast | Avg. Replacement Winter Demand (kW)
[8 empty] | Codes & Standards Forecast | Units
[8 empty] | Codes & Standards Forecast | Usage (GWh)
[8 empty] | Codes & Standards Forecast | Summer Peak Demand (MW)
[8 empty] | Codes & Standards Forecast | Winter Peak Demand (MW)
[8 empty] | Codes & Standards Forecast | Turnover
[8 empty] | Codes & Standards Forecast | Avg. Replacement Usage (kWh)
[8 empty] | Codes & Standards Forecast | Avg. Replacement Summer Demand (kW)
[8 empty] | Codes & Standards Forecast | Avg. Replacement Winter Demand (kW)
[8 empty] | Codes & Standards Forecast | Units
[8 empty] | Codes & Standards Forecast | Usage (GWh)
[8 empty] | Codes & Standards Forecast | Summer Peak Demand (MW)
[8 empty] | Codes & Standards Forecast | Winter Peak Demand (MW)
[8 empty] | Codes & Standards Forecast | Turnover
[8 empty] | Codes & Standards Forecast | Avg. Replacement Usage (kWh)
[8 empty] | Codes & Standards Forecast | Avg. Replacement Summer Demand (kW)
[8 empty] | Codes & Standards Forecast | Avg. Replacement Winter Demand (kW)
[8 empty] | Codes & Standards Forecast | Units
[8 empty] | Codes & Standards Forecast | Usage (GWh)
[8 empty] | Codes & Standards Forecast | Summer Peak Demand (MW)
[8 empty] | Codes & Standards Forecast | Winter Peak Demand (MW)
[8 empty] | Codes & Standards Forecast | Turnover
[8 empty] | Codes & Standards Forecast | Avg. Replacement Usage (kWh)
[8 empty] | Codes & Standards Forecast | Avg. Replacement Summer Demand (kW)
[8 empty] | Codes & Standards Forecast | Avg. Replacement Winter Demand (kW)
[8 empty] | Codes & Standards Forecast | Units
[8 empty] | Codes & Standards Forecast | Usage (GWh)
[8 empty] | Codes & Standards Forecast | Summer Peak Demand (MW)
[8 empty] | Codes & Standards Forecast | Winter Peak Demand (MW)
[8 empty] | Codes & Standards Forecast | Turnover
[8 empty] | Codes & Standards Forecast | Avg. Replacement Usage (kWh)
[8 empty] | Codes & Standards Forecast | Avg. Replacement Summer Demand (kW)
[8 empty] | Codes & Standards Forecast | Avg. Replacement Winter Demand (kW)
[8 empty] | Codes & Standards Forecast | Units
[8 empty] | Codes & Standards Forecast | Usage (GWh)
[8 empty] | Codes & Standards Forecast | Summer Peak Demand (MW)
[8 empty] | Codes & Standards Forecast | Winter Peak Demand (MW)
[8 empty] | Codes & Standards Forecast | Turnover
[8 empty] | Codes & Standards Forecast | Avg. Replacement Usage (kWh)
[8 empty] | Codes & Standards Forecast | Avg. Replacement Summer Demand (kW)
[8 empty] | Codes & Standards Forecast | Avg. Replacement Winter Demand (kW)
[8 empty] | Codes & Standards Forecast | Units
[8 empty] | Codes & Standards Forecast | Usage (GWh)
[8 empty] | Codes & Standards Forecast | Summer Peak Demand (MW)
[8 empty] | Codes & Standards Forecast | Winter Peak Demand (MW)
[8 empty] | Codes & Standards Forecast | Turnover
[8 empty] | Codes & Standards Forecast | Avg. Replacement Usage (kWh)
[8 empty] | Codes & Standards Forecast | Avg. Replacement Summer Demand (kW)
[8 empty] | Codes & Standards Forecast | Avg. Replacement Winter Demand (kW)
[8 empty] | Codes & Standards Forecast | Units
[8 empty] | Codes & Standards Forecast | Usage (GWh)
[8 empty] | Codes & Standards Forecast | Summer Peak Demand (MW)
[8 empty] | Codes & Standards Forecast | Winter Peak Demand (MW)
[8 empty] | Codes & Standards Forecast | Turnover
[8 empty] | Codes & Standards Forecast | Avg. Replacement Usage (kWh)
[8 empty] | Codes & Standards Forecast | Avg. Replacement Summer Demand (kW)
[8 empty] | Codes & Standards Forecast | Avg. Replacement Winter Demand (kW)
[8 empty] | Codes & Standards Forecast | Units
[8 empty] | Codes & Standards Forecast | Usage (GWh)
[8 empty] | Codes & Standards Forecast | Summer Peak Demand (MW)
[8 empty] | Codes & Standards Forecast | Winter Peak Demand (MW)
[8 empty] | Codes & Standards Forecast | Turnover
[8 empty] | Codes & Standards Forecast | Avg. Replacement Usage (kWh)
[8 empty] | Codes & Standards Forecast | Avg. Replacement Summer Demand (kW)
[8 empty] | Codes & Standards Forecast | Avg. Replacement Winter Demand (kW)
[8 empty] | Codes & Standards Forecast | Units
[8 empty] | Codes & Standards Forecast | Usage (GWh)
[8 empty] | Codes & Standards Forecast | Summer Peak Demand (MW)
[8 empty] | Codes & Standards Forecast | Winter Peak Demand (MW)
[8 empty] | Codes & Standards Forecast | Turnover
[8 empty] | Codes & Standards Forecast | Avg. Replacement Usage (kWh)
[8 empty] | Codes & Standards Forecast | Avg. Replacement Summer Demand (kW)
[8 empty] | Codes & Standards Forecast | Avg. Replacement Winter Demand (kW)
[8 empty] | Codes & Standards Forecast | Units
[8 empty] | Codes & Standards Forecast | Usage (GWh)
[8 empty] | Codes & Standards Forecast | Summer Peak Demand (MW)
[8 empty] | Codes & Standards Forecast | Winter Peak Demand (MW)
[8 empty] | Codes & Standards Forecast | Turnover
[8 empty] | Codes & Standards Forecast | Avg. Replacement Usage (kWh)
[8 empty] | Codes & Standards Forecast | Avg. Replacement Summer Demand (kW)
[8 empty] | Codes & Standards Forecast | Avg. Replacement Winter Demand (kW)
[8 empty] | Codes & Standards Forecast | Units
[8 empty] | Codes & Standards Forecast | Usage (GWh)
[8 empty] | Codes & Standards Forecast | Summer Peak Demand (MW)
[8 empty] | Codes & Standards Forecast | Winter Peak Demand (MW)
[8 empty] | Codes & Standards Forecast | Turnover
[8 empty] | Codes & Standards Forecast | Avg. Replacement Usage (kWh)
[8 empty] | Codes & Standards Forecast | Avg. Replacement Summer Demand (kW)
[8 empty] | Codes & Standards Forecast | Avg. Replacement Winter Demand (kW)
[8 empty] | Codes & Standards Forecast | Units
[8 empty] | Codes & Standards Forecast | Usage (GWh)
[8 empty] | Codes & Standards Forecast | Summer Peak Demand (MW)
[8 empty] | Codes & Standards Forecast | Winter Peak Demand (MW)
[8 empty] | Codes & Standards Forecast | Turnover
[8 empty] | Codes & Standards Forecast | Avg. Replacement Usage (kWh)
[8 empty] | Codes & Standards Forecast | Avg. Replacement Summer Demand (kW)
[8 empty] | Codes & Standards Forecast | Avg. Replacement Winter Demand (kW)
[8 empty] | Codes & Standards Forecast | Units
[8 empty] | Codes & Standards Forecast | Usage (GWh)
[8 empty] | Codes & Standards Forecast | Summer Peak Demand (MW)
[8 empty] | Codes & Standards Forecast | Winter Peak Demand (MW)
[8 empty] | Codes & Standards Forecast | Turnover
[8 empty] | Codes & Standards Forecast | Avg. Replacement Usage (kWh)
[8 empty] | Codes & Standards Forecast | Avg. Replacement Summer Demand (kW)
[8 empty] | Codes & Standards Forecast | Avg. Replacement Winter Demand (kW)
[8 empty] | Codes & Standards Forecast | Units
[8 empty] | Codes & Standards Forecast | Usage (GWh)
[8 empty] | Codes & Standards Forecast | Summer Peak Demand (MW)
[8 empty] | Codes & Standards Forecast | Winter Peak Demand (MW)
[8 empty] | Codes & Standards Forecast | Turnover
[8 empty] | Codes & Standards Forecast | Avg. Replacement Usage (kWh)
[8 empty] | Codes & Standards Forecast | Avg. Replacement Summer Demand (kW)
[8 empty] | Codes & Standards Forecast | Avg. Replacement Winter Demand (kW)
[8 empty] | Codes & Standards Forecast | Units
[8 empty] | Codes & Standards Forecast | Usage (GWh)
[8 empty] | Codes & Standards Forecast | Summer Peak Demand (MW)
[8 empty] | Codes & Standards Forecast | Winter Peak Demand (MW)
[8 empty] | Codes & Standards Forecast | Turnover
[8 empty] | Codes & Standards Forecast | Avg. Replacement Usage (kWh)
[8 empty] | Codes & Standards Forecast | Avg. Replacement Summer Demand (kW)
[8 empty] | Codes & Standards Forecast | Avg. Replacement Winter Demand (kW)
[8 empty] | Codes & Standards Forecast | Units
[8 empty] | Codes & Standards Forecast | Usage (GWh)
[8 empty] | Codes & Standards Forecast | Summer Peak Demand (MW)
[8 empty] | Codes & Standards Forecast | Winter Peak Demand (MW)
[8 empty] | Codes & Standards Forecast | Turnover
[8 empty] | Codes & Standards Forecast | Avg. Replacement Usage (kWh)
[8 empty] | Codes & Standards Forecast | Avg. Replacement Summer Demand (kW)
[8 empty] | Codes & Standards Forecast | Avg. Replacement Winter Demand (kW)
[8 empty] | Codes & Standards Forecast | Units
[8 empty] | Codes & Standards Forecast | Usage (GWh)
[8 empty] | Codes & Standards Forecast | Summer Peak Demand (MW)
[8 empty] | Codes & Standards Forecast | Winter Peak Demand (MW)
[8 empty] | Codes & Standards Forecast | Turnover
[8 empty] | Codes & Standards Forecast | Avg. Replacement Usage (kWh)
[8 empty] | Codes & Standards Forecast | Avg. Replacement Summer Demand (kW)
[8 empty] | Codes & Standards Forecast | Avg. Replacement Winter Demand (kW)
[8 empty] | Codes & Standards Forecast | Units
[8 empty] | Codes & Standards Forecast | Usage (GWh)
[8 empty] | Codes & Standards Forecast | Summer Peak Demand (MW)
[8 empty] | Codes & Standards Forecast | Winter Peak Demand (MW)
[8 empty] | Codes & Standards Forecast | Turnover
[8 empty] | Codes & Standards Forecast | Avg. Replacement Usage (kWh)
[8 empty] | Codes & Standards Forecast | Avg. Replacement Summer Demand (kW)
[8 empty] | Codes & Standards Forecast | Avg. Replacement Winter Demand (kW)
[8 empty] | Codes & Standards Forecast | Units
[8 empty] | Codes & Standards Forecast | Usage (GWh)
[8 empty] | Codes & Standards Forecast | Summer Peak Demand (MW)
[8 empty] | Codes & Standards Forecast | Winter Peak Demand (MW)
[8 empty] | Codes & Standards Forecast | Turnover
[8 empty] | Codes & Standards Forecast | Avg. Replacement Usage (kWh)
[8 empty] | Codes & Standards Forecast | Avg. Replacement Summer Demand (kW)
[8 empty] | Codes & Standards Forecast | Avg. Replacement Winter Demand (kW)
[8 empty] | Codes & Standards Forecast | Units
[8 empty] | Codes & Standards Forecast | Usage (GWh)
[8 empty] | Codes & Standards Forecast | Summer Peak Demand (MW)
[8 empty] | Codes & Standards Forecast | Winter Peak Demand (MW)
[8 empty] | Codes & Standards Forecast | Turnover
[8 empty] | Codes & Standards Forecast | Avg. Replacement Usage (kWh)
[8 empty] | Codes & Standards Forecast | Avg. Replacement Summer Demand (kW)
[8 empty] | Codes & Standards Forecast | Avg. Replacement Winter Demand (kW)
[8 empty] | Codes & Standards Forecast | Units
[8 empty] | Codes & Standards Forecast | Usage (GWh)
[8 empty] | Codes & Standards Forecast | Summer Peak Demand (MW)
[8 empty] | Codes & Standards Forecast | Winter Peak Demand (MW)
[8 empty] | Codes & Standards Forecast | Turnover
[8 empty] | Codes & Standards Forecast | Avg. Replacement Usage (kWh)
[8 empty] | Codes & Standards Forecast | Avg. Replacement Summer Demand (kW)
[8 empty] | Codes & Standards Forecast | Avg. Replacement Winter Demand (kW)
[8 empty] | Codes & Standards Forecast | Units
[8 empty] | Codes & Standards Forecast | Usage (GWh)
[8 empty] | Codes & Standards Forecast | Summer Peak Demand (MW)
[8 empty] | Codes & Standards Forecast | Winter Peak Demand (MW)
[8 empty] | Codes & Standards Forecast | Turnover
[8 empty] | Codes & Standards Forecast | Avg. Replacement Usage (kWh)
[8 empty] | Codes & Standards Forecast | Avg. Replacement Summer Demand (kW)
[8 empty] | Codes & Standards Forecast | Avg. Replacement Winter Demand (kW)
[8 empty] | Codes & Standards Forecast | Units
[8 empty] | Codes & Standards Forecast | Usage (GWh)
[8 empty] | Codes & Standards Forecast | Summer Peak Demand (MW)
[8 empty] | Codes & Standards Forecast | Winter Peak Demand (MW)
[8 empty] | Codes & Standards Forecast | Turnover
[8 empty] | Codes & Standards Forecast | Avg. Replacement Usage (kWh)
[8 empty] | Codes & Standards Forecast | Avg. Replacement Summer Demand (kW)
[8 empty] | Codes & Standards Forecast | Avg. Replacement Winter Demand (kW)
[8 empty] | Codes & Standards Forecast | Units
[8 empty] | Codes & Standards Forecast | Usage (GWh)
[8 empty] | Codes & Standards Forecast | Summer Peak Demand (MW)
[8 empty] | Codes & Standards Forecast | Winter Peak Demand (MW)
[8 empty] | Codes & Standards Forecast | Turnover
[8 empty] | Codes & Standards Forecast | Avg. Replacement Usage (kWh)
[8 empty] | Codes & Standards Forecast | Avg. Replacement Summer Demand (kW)
[8 empty] | Codes & Standards Forecast | Avg. Replacement Winter Demand (kW)
[8 empty] | Codes & Standards Forecast | Units
[8 empty] | Codes & Standards Forecast | Usage (GWh)
[8 empty] | Codes & Standards Forecast | Summer Peak Demand (MW)
[8 empty] | Codes & Standards Forecast | Winter Peak Demand (MW)
[8 empty] | Codes & Standards Forecast | Turnover
[8 empty] | Codes & Standards Forecast | Avg. Replacement Usage (kWh)
[8 empty] | Codes & Standards Forecast | Avg. Replacement Summer Demand (kW)
[8 empty] | Codes & Standards Forecast | Avg. Replacement Winter Demand (kW)
[8 empty] | Codes & Standards Forecast | Units
[8 empty] | Codes & Standards Forecast | Usage (GWh)
[8 empty] | Codes & Standards Forecast | Summer Peak Demand (MW)
[8 empty] | Codes & Standards Forecast | Winter Peak Demand (MW)
[8 empty] | Codes & Standards Forecast | Turnover
[8 empty] | Codes & Standards Forecast | Avg. Replacement Usage (kWh)
[8 empty] | Codes & Standards Forecast | Avg. Replacement Summer Demand (kW)
[8 empty] | Codes & Standards Forecast | Avg. Replacement Winter Demand (kW)
[8 empty] | Codes & Standards Forecast | Units
[8 empty] | Codes & Standards Forecast | Usage (GWh)
[8 empty] | Codes & Standards Forecast | Summer Peak Demand (MW)
[8 empty] | Codes & Standards Forecast | Winter Peak Demand (MW)
[8 empty] | Codes & Standards Forecast | Turnover
[8 empty] | Codes & Standards Forecast | Avg. Replacement Usage (kWh)
[8 empty] | Codes & Standards Forecast | Avg. Replacement Summer Demand (kW)
[8 empty] | Codes & Standards Forecast | Avg. Replacement Winter Demand (kW)
[8 empty] | Codes & Standards Forecast | Units
[8 empty] | Codes & Standards Forecast | Usage (GWh)
[8 empty] | Codes & Standards Forecast | Summer Peak Demand (MW)
[8 empty] | Codes & Standards Forecast | Winter Peak Demand (MW)
[8 empty] | Codes & Standards Forecast | Turnover
[8 empty] | Codes & Standards Forecast | Avg. Replacement Usage (kWh)
[8 empty] | Codes & Standards Forecast | Avg. Replacement Summer Demand (kW)
[8 empty] | Codes & Standards Forecast | Avg. Replacement Winter Demand (kW)
[8 empty] | Codes & Standards Forecast | Units
[8 empty] | Codes & Standards Forecast | Usage (GWh)
[8 empty] | Codes & Standards Forecast | Summer Peak Demand (MW)
[8 empty] | Codes & Standards Forecast | Winter Peak Demand (MW)
[8 empty] | Codes & Standards Forecast | Turnover
[8 empty] | Codes & Standards Forecast | Avg. Replacement Usage (kWh)
[8 empty] | Codes & Standards Forecast | Avg. Replacement Summer Demand (kW)
[8 empty] | Codes & Standards Forecast | Avg. Replacement Winter Demand (kW)
[8 empty] | Codes & Standards Forecast | Units
[8 empty] | Codes & Standards Forecast | Usage (GWh)
[8 empty] | Codes & Standards Forecast | Summer Peak Demand (MW)
[8 empty] | Codes & Standards Forecast | Winter Peak Demand (MW)
[8 empty] | Codes & Standards Forecast | Turnover
[8 empty] | Codes & Standards Forecast | Avg. Replacement Usage (kWh)
[8 empty] | Codes & Standards Forecast | Avg. Replacement Summer Demand (kW)
[8 empty] | Codes & Standards Forecast | Avg. Replacement Winter Demand (kW)
[8 empty] | Codes & Standards Forecast | Units
[8 empty] | Codes & Standards Forecast | Usage (GWh)
[8 empty] | Codes & Standards Forecast | Summer Peak Demand (MW)
[8 empty] | Codes & Standards Forecast | Winter Peak Demand (MW)
[8 empty] | Codes & Standards Forecast | Turnover
[8 empty] | Codes & Standards Forecast | Avg. Replacement Usage (kWh)
[8 empty] | Codes & Standards Forecast | Avg. Replacement Summer Demand (kW)
[8 empty] | Codes & Standards Forecast | Avg. Replacement Winter Demand (kW)
[8 empty] | Codes & Standards Forecast | Units
[8 empty] | Codes & Standards Forecast | Usage (GWh)
[8 empty] | Codes & Standards Forecast | Summer Peak Demand (MW)
[8 empty] | Codes & Standards Forecast | Winter Peak Demand (MW)
[8 empty] | Codes & Standards Forecast | Turnover
[8 empty] | Codes & Standards Forecast | Avg. Replacement Usage (kWh)
[8 empty] | Codes & Standards Forecast | Avg. Replacement Summer Demand (kW)
[8 empty] | Codes & Standards Forecast | Avg. Replacement Winter Demand (kW)
[8 empty] | Codes & Standards Forecast | Units
[8 empty] | Codes & Standards Forecast | Usage (GWh)
[8 empty] | Codes & Standards Forecast | Summer Peak Demand (MW)
[8 empty] | Codes & Standards Forecast | Winter Peak Demand (MW)
[8 empty] | Codes & Standards Forecast | Turnover
[8 empty] | Codes & Standards Forecast | Avg. Replacement Usage (kWh)
[8 empty] | Codes & Standards Forecast | Avg. Replacement Summer Demand (kW)
[8 empty] | Codes & Standards Forecast | Avg. Replacement Winter Demand (kW)
[8 empty] | Codes & Standards Forecast | Units
[8 empty] | Codes & Standards Forecast | Usage (GWh)
[8 empty] | Codes & Standards Forecast | Summer Peak Demand (MW)
[8 empty] | Codes & Standards Forecast | Winter Peak Demand (MW)
[8 empty] | Codes & Standards Forecast | Turnover
[8 empty] | Codes & Standards Forecast | Avg. Replacement Usage (kWh)
[8 empty] | Codes & Standards Forecast | Avg. Replacement Summer Demand (kW)
[8 empty] | Codes & Standards Forecast | Avg. Replacement Winter Demand (kW)
[8 empty] | Codes & Standards Forecast | Units
[8 empty] | Codes & Standards Forecast | Usage (GWh)
[8 empty] | Codes & Standards Forecast | Summer Peak Demand (MW)
[8 empty] | Codes & Standards Forecast | Winter Peak Demand (MW)
[8 empty] | Codes & Standards Forecast | Turnover
[8 empty] | Codes & Standards Forecast | Avg. Replacement Usage (kWh)
[8 empty] | Codes & Standards Forecast | Avg. Replacement Summer Demand (kW)
[8 empty] | Codes & Standards Forecast | Avg. Replacement Winter Demand (kW)
[8 empty] | Codes & Standards Forecast | Units
[8 empty] | Codes & Standards Forecast | Usage (GWh)
[8 empty] | Codes & Standards Forecast | Summer Peak Demand (MW)
[8 empty] | Codes & Standards Forecast | Winter Peak Demand (MW)
[8 empty] | Codes & Standards Forecast | Turnover
[8 empty] | Codes & Standards Forecast | Avg. Replacement Usage (kWh)
[8 empty] | Codes & Standards Forecast | Avg. Replacement Summer Demand (kW)
[8 empty] | Codes & Standards Forecast | Avg. Replacement Winter Demand (kW)
[8 empty] | Codes & Standards Forecast | Units
[8 empty] | Codes & Standards Forecast | Usage (GWh)
[8 empty] | Codes & Standards Forecast | Summer Peak Demand (MW)
[8 empty] | Codes & Standards Forecast | Winter Peak Demand (MW)
[8 empty] | Codes & Standards Forecast | Turnover
[8 empty] | Codes & Standards Forecast | Avg. Replacement Usage (kWh)
[8 empty] | Codes & Standards Forecast | Avg. Replacement Summer Demand (kW)
[8 empty] | Codes & Standards Forecast | Avg. Replacement Winter Demand (kW)
[8 empty] | Codes & Standards Forecast | Units
[8 empty] | Codes & Standards Forecast | Usage (GWh)
[8 empty] | Codes & Standards Forecast | Summer Peak Demand (MW)
[8 empty] | Codes & Standards Forecast | Winter Peak Demand (MW)
[8 empty] | Codes & Standards Forecast | Turnover
[8 empty] | Codes & Standards Forecast | Avg. Replacement Usage (kWh)
[8 empty] | Codes & Standards Forecast | Avg. Replacement Summer Demand (kW)
[8 empty] | Codes & Standards Forecast | Avg. Replacement Winter Demand (kW)
[8 empty] | Codes & Standards Forecast | Units
[8 empty] | Codes & Standards Forecast | Usage (GWh)
[8 empty] | Codes & Standards Forecast | Summer Peak Demand (MW)
[8 empty] | Codes & Standards Forecast | Winter Peak Demand (MW)
[8 empty] | Codes & Standards Forecast | Turnover
[8 empty] | Codes & Standards Forecast | Avg. Replacement Usage (kWh)
[8 empty] | Codes & Standards Forecast | Avg. Replacement Summer Demand (kW)
[8 empty] | Codes & Standards Forecast | Avg. Replacement Winter Demand (kW)
[8 empty] | Codes & Standards Forecast | Units
[8 empty] | Codes & Standards Forecast | Usage (GWh)
[8 empty] | Codes & Standards Forecast | Summer Peak Demand (MW)
[8 empty] | Codes & Standards Forecast | Winter Peak Demand (MW)
[8 empty] | Codes & Standards Forecast | Turnover
[8 empty] | Codes & Standards Forecast | Avg. Replacement Usage (kWh)
[8 empty] | Codes & Standards Forecast | Avg. Replacement Summer Demand (kW)
[8 empty] | Codes & Standards Forecast | Avg. Replacement Winter Demand (kW)
[8 empty] | Codes & Standards Forecast | Units
[8 empty] | Codes & Standards Forecast | Usage (GWh)
[8 empty] | Codes & Standards Forecast | Summer Peak Demand (MW)
[8 empty] | Codes & Standards Forecast | Winter Peak Demand (MW)
[8 empty] | Codes & Standards Forecast | Turnover
[8 empty] | Codes & Standards Forecast | Avg. Replacement Usage (kWh)
[8 empty] | Codes & Standards Forecast | Avg. Replacement Summer Demand (kW)
[8 empty] | Codes & Standards Forecast | Avg. Replacement Winter Demand (kW)
[8 empty] | Codes & Standards Forecast | Units
[8 empty] | Codes & Standards Forecast | Usage (GWh)
[8 empty] | Codes & Standards Forecast | Summer Peak Demand (MW)
[8 empty] | Codes & Standards Forecast | Winter Peak Demand (MW)
[8 empty] | Codes & Standards Forecast | Turnover
[8 empty] | Codes & Standards Forecast | Avg. Replacement Usage (kWh)
[8 empty] | Codes & Standards Forecast | Avg. Replacement Summer Demand (kW)
[8 empty] | Codes & Standards Forecast | Avg. Replacement Winter Demand (kW)
[8 empty] | Codes & Standards Forecast | Units
[8 empty] | Codes & Standards Forecast | Usage (GWh)
[8 empty] | Codes & Standards Forecast | Summer Peak Demand (MW)
[8 empty] | Codes & Standards Forecast | Winter Peak Demand (MW)
[8 empty] | Codes & Standards Forecast | Turnover
[8 empty] | Codes & Standards Forecast | Avg. Replacement Usage (kWh)
[8 empty] | Codes & Standards Forecast | Avg. Replacement Summer Demand (kW)
[8 empty] | Codes & Standards Forecast | Avg. Replacement Winter Demand (kW)
[8 empty] | Codes & Standards Forecast | Units
[8 empty] | Codes & Standards Forecast | Usage (GWh)
[8 empty] | Codes & Standards Forecast | Summer Peak Demand (MW)
[8 empty] | Codes & Standards Forecast | Winter Peak Demand (MW)
[8 empty] | Codes & Standards Forecast | Turnover
[8 empty] | Codes & Standards Forecast | Avg. Replacement Usage (kWh)
[8 empty] | Codes & Standards Forecast | Avg. Replacement Summer Demand (kW)
[8 empty] | Codes & Standards Forecast | Avg. Replacement Winter Demand (kW)
[8 empty] | Codes & Standards Forecast | Units
[8 empty] | Codes & Standards Forecast | Usage (GWh)
[8 empty] | Codes & Standards Forecast | Summer Peak Demand (MW)
[8 empty] | Codes & Standards Forecast | Winter Peak Demand (MW)
[8 empty] | Codes & Standards Forecast | Turnover
[8 empty] | Codes & Standards Forecast | Avg. Replacement Usage (kWh)
[8 empty] | Codes & Standards Forecast | Avg. Replacement Summer Demand (kW)
[8 empty] | Codes & Standards Forecast | Avg. Replacement Winter Demand (kW)
[8 empty] | Codes & Standards Forecast | Units
[8 empty] | Codes & Standards Forecast | Usage (GWh)
[8 empty] | Codes & Standards Forecast | Summer Peak Demand (MW)
[8 empty] | Codes & Standards Forecast | Winter Peak Demand (MW)
[8 empty] | Codes & Standards Forecast | Turnover
[8 empty] | Codes & Standards Forecast | Avg. Replacement Usage (kWh)
[8 empty] | Codes & Standards Forecast | Avg. Replacement Summer Demand (kW)
[8 empty] | Codes & Standards Forecast | Avg. Replacement Winter Demand (kW)
[8 empty] | Codes & Standards Forecast | Units
[8 empty] | Codes & Standards Forecast | Usage (GWh)
[8 empty] | Codes & Standards Forecast | Summer Peak Demand (MW)
[8 empty] | Codes & Standards Forecast | Winter Peak Demand (MW)
[8 empty] | Codes & Standards Forecast | Turnover
[8 empty] | Codes & Standards Forecast | Avg. Replacement Usage (kWh)
[8 empty] | Codes & Standards Forecast | Avg. Replacement Summer Demand (kW)
[8 empty] | Codes & Standards Forecast | Avg. Replacement Winter Demand (kW)
[8 empty] | Codes & Standards Forecast | Units
[8 empty] | Codes & Standards Forecast | Usage (GWh)
[8 empty] | Codes & Standards Forecast | Summer Peak Demand (MW)
[8 empty] | Codes & Standards Forecast | Winter Peak Demand (MW)
[8 empty] | Codes & Standards Forecast | Turnover
[8 empty] | Codes & Standards Forecast | Avg. Replacement Usage (kWh)
[8 empty] | Codes & Standards Forecast | Avg. Replacement Summer Demand (kW)
[8 empty] | Codes & Standards Forecast | Avg. Replacement Winter Demand (kW)
[8 empty] | Codes & Standards Forecast | Units
[8 empty] | Codes & Standards Forecast | Usage (GWh)
[8 empty] | Codes & Standards Forecast | Summer Peak Demand (MW)
[8 empty] | Codes & Standards Forecast | Winter Peak Demand (MW)
[8 empty] | Codes & Standards Forecast | Turnover
[8 empty] | Codes & Standards Forecast | Avg. Replacement Usage (kWh)
[8 empty] | Codes & Standards Forecast | Avg. Replacement Summer Demand (kW)
[8 empty] | Codes & Standards Forecast | Avg. Replacement Winter Demand (kW)
[8 empty] | Codes & Standards Forecast | Units
[8 empty] | Codes & Standards Forecast | Usage (GWh)
[8 empty] | Codes & Standards Forecast | Summer Peak Demand (MW)
[8 empty] | Codes & Standards Forecast | Winter Peak Demand (MW)
[8 empty] | Codes & Standards Forecast | Turnover
[8 empty] | Codes & Standards Forecast | Avg. Replacement Usage (kWh)
[8 empty] | Codes & Standards Forecast | Avg. Replacement Summer Demand (kW)
[8 empty] | Codes & Standards Forecast | Avg. Replacement Winter Demand (kW)
[8 empty] | Codes & Standards Forecast | Units
[8 empty] | Codes & Standards Forecast | Usage (GWh)
[8 empty] | Codes & Standards Forecast | Summer Peak Demand (MW)
[8 empty] | Codes & Standards Forecast | Winter Peak Demand (MW)
[8 empty] | Codes & Standards Forecast | Turnover
[8 empty] | Codes & Standards Forecast | Avg. Replacement Usage (kWh)
[8 empty] | Codes & Standards Forecast | Avg. Replacement Summer Demand (kW)
[8 empty] | Codes & Standards Forecast | Avg. Replacement Winter Demand (kW)
[8 empty] | Codes & Standards Forecast | Units
[8 empty] | Codes & Standards Forecast | Usage (GWh)
[8 empty] | Codes & Standards Forecast | Summer Peak Demand (MW)
[8 empty] | Codes & Standards Forecast | Winter Peak Demand (MW)
[8 empty] | Codes & Standards Forecast | Turnover
[8 empty] | Codes & Standards Forecast | Avg. Replacement Usage (kWh)
[8 empty] | Codes & Standards Forecast | Avg. Replacement Summer Demand (kW)
[8 empty] | Codes & Standards Forecast | Avg. Replacement Winter Demand (kW)
[8 empty] | Codes & Standards Forecast | Units
[8 empty] | Codes & Standards Forecast | Usage (GWh)
[8 empty] | Codes & Standards Forecast | Summer Peak Demand (MW)
[8 empty] | Codes & Standards Forecast | Winter Peak Demand (MW)
[8 empty] | Codes & Standards Forecast | Turnover
[8 empty] | Codes & Standards Forecast | Avg. Replacement Usage (kWh)
[8 empty] | Codes & Standards Forecast | Avg. Replacement Summer Demand (kW)
[8 empty] | Codes & Standards Forecast | Avg. Replacement Winter Demand (kW)
[8 empty] | Codes & Standards Forecast | Units
[8 empty] | Codes & Standards Forecast | Usage (GWh)
[8 empty] | Codes & Standards Forecast | Summer Peak Demand (MW)
[8 empty] | Codes & Standards Forecast | Winter Peak Demand (MW)
[8 empty] | Codes & Standards Forecast | Turnover
[8 empty] | Codes & Standards Forecast | Avg. Replacement Usage (kWh)
[8 empty] | Codes & Standards Forecast | Avg. Replacement Summer Demand (kW)
[8 empty] | Codes & Standards Forecast | Avg. Replacement Winter Demand (kW)
[8 empty] | Codes & Standards Forecast | Units
[8 empty] | Codes & Standards Forecast | Usage (GWh)
[8 empty] | Codes & Standards Forecast | Summer Peak Demand (MW)
[8 empty] | Codes & Standards Forecast | Winter Peak Demand (MW)
[8 empty] | Codes & Standards Forecast | Turnover
[8 empty] | Codes & Standards Forecast | Avg. Replacement Usage (kWh)
[8 empty] | Codes & Standards Forecast | Avg. Replacement Summer Demand (kW)
[8 empty] | Codes & Standards Forecast | Avg. Replacement Winter Demand (kW)
[8 empty] | Codes & Standards Forecast | Units
[8 empty] | Codes & Standards Forecast | Usage (GWh)
[8 empty] | Codes & Standards Forecast | Summer Peak Demand (MW)
[8 empty] | Codes & Standards Forecast | Winter Peak Demand (MW)
[8 empty] | Codes & Standards Forecast | Turnover
[8 empty] | Codes & Standards Forecast | Avg. Replacement Usage (kWh)
[8 empty] | Codes & Standards Forecast | Avg. Replacement Summer Demand (kW)
[8 empty] | Codes & Standards Forecast | Avg. Replacement Winter Demand (kW)
[8 empty] | Codes & Standards Forecast | Units
[8 empty] | Codes & Standards Forecast | Usage (GWh)
[8 empty] | Codes & Standards Forecast | Summer Peak Demand (MW)
[8 empty] | Codes & Standards Forecast | Winter Peak Demand (MW)
[8 empty] | Codes & Standards Forecast | Turnover
[8 empty] | Codes & Standards Forecast | Avg. Replacement Usage (kWh)
[8 empty] | Codes & Standards Forecast | Avg. Replacement Summer Demand (kW)
[8 empty] | Codes & Standards Forecast | Avg. Replacement Winter Demand (kW)
[8 empty] | Codes & Standards Forecast | Units
[8 empty] | Codes & Standards Forecast | Usage (GWh)
[8 empty] | Codes & Standards Forecast | Summer Peak Demand (MW)
[8 empty] | Codes & Standards Forecast | Winter Peak Demand (MW)
[8 empty] | Codes & Standards Forecast | Turnover
[8 empty] | Codes & Standards Forecast | Avg. Replacement Usage (kWh)
[8 empty] | Codes & Standards Forecast | Avg. Replacement Summer Demand (kW)
[8 empty] | Codes & Standards Forecast | Avg. Replacement Winter Demand (kW)
[8 empty] | Codes & Standards Forecast | Units
[8 empty] | Codes & Standards Forecast | Usage (GWh)
[8 empty] | Codes & Standards Forecast | Summer Peak Demand (MW)
[8 empty] | Codes & Standards Forecast | Winter Peak Demand (MW)
[8 empty] | Codes & Standards Forecast | Turnover
[8 empty] | Codes & Standards Forecast | Avg. Replacement Usage (kWh)
[8 empty] | Codes & Standards Forecast | Avg. Replacement Summer Demand (kW)
[8 empty] | Codes & Standards Forecast | Avg. Replacement Winter Demand (kW)
[8 empty] | Codes & Standards Forecast | Units
[8 empty] | Codes & Standards Forecast | Usage (GWh)
[8 empty] | Codes & Standards Forecast | Summer Peak Demand (MW)
[8 empty] | Codes & Standards Forecast | Winter Peak Demand (MW)
[8 empty] | Codes & Standards Forecast | Turnover
[8 empty] | Codes & Standards Forecast | Avg. Replacement Usage (kWh)
[8 empty] | Codes & Standards Forecast | Avg. Replacement Summer Demand (kW)
[8 empty] | Codes & Standards Forecast | Avg. Replacement Winter Demand (kW)
[8 empty] | Codes & Standards Forecast | Units
[8 empty] | Codes & Standards Forecast | Usage (GWh)
[8 empty] | Codes & Standards Forecast | Summer Peak Demand (MW)
[8 empty] | Codes & Standards Forecast | Winter Peak Demand (MW)
[8 empty] | Codes & Standards Forecast | Turnover
[8 empty] | Codes & Standards Forecast | Avg. Replacement Usage (kWh)
[8 empty] | Codes & Standards Forecast | Avg. Replacement Summer Demand (kW)
[8 empty] | Codes & Standards Forecast | Avg. Replacement Winter Demand (kW)
[8 empty] | Codes & Standards Forecast | Units
[8 empty] | Codes & Standards Forecast | Usage (GWh)
[8 empty] | Codes & Standards Forecast | Summer Peak Demand (MW)
[8 empty] | Codes & Standards Forecast | Winter Peak Demand (MW)
[8 empty] | Codes & Standards Forecast | Turnover
[8 empty] | Codes & Standards Forecast | Avg. Replacement Usage (kWh)
[8 empty] | Codes & Standards Forecast | Avg. Replacement Summer Demand (kW)
[8 empty] | Codes & Standards Forecast | Avg. Replacement Winter Demand (kW)
[8 empty] | Codes & Standards Forecast | Units
[8 empty] | Codes & Standards Forecast | Usage (GWh)
[8 empty] | Codes & Standards Forecast | Summer Peak Demand (MW)
[8 empty] | Codes & Standards Forecast | Winter Peak Demand (MW)
[8 empty] | Codes & Standards Forecast | Turnover
[8 empty] | Codes & Standards Forecast | Avg. Replacement Usage (kWh)
[8 empty] | Codes & Standards Forecast | Avg. Replacement Summer Demand (kW)
[8 empty] | Codes & Standards Forecast | Avg. Replacement Winter Demand (kW)
[8 empty] | Codes & Standards Forecast | Units
[8 empty] | Codes & Standards Forecast | Usage (GWh)
[8 empty] | Codes & Standards Forecast | Summer Peak Demand (MW)
[8 empty] | Codes & Standards Forecast | Winter Peak Demand (MW)
[8 empty] | Codes & Standards Forecast | Turnover
[8 empty] | Codes & Standards Forecast | Avg. Replacement Usage (kWh)
[8 empty] | Codes & Standards Forecast | Avg. Replacement Summer Demand (kW)
[8 empty] | Codes & Standards Forecast | Avg. Replacement Winter Demand (kW)
[8 empty] | Codes & Standards Forecast | Units
[8 empty] | Codes & Standards Forecast | Usage (GWh)
[8 empty] | Codes & Standards Forecast | Summer Peak Demand (MW)
[8 empty] | Codes & Standards Forecast | Winter Peak Demand (MW)
[8 empty] | Codes & Standards Forecast | Turnover
[8 empty] | Codes & Standards Forecast | Avg. Replacement Usage (kWh)
[8 empty] | Codes & Standards Forecast | Avg. Replacement Summer Demand (kW)
[8 empty] | Codes & Standards Forecast | Avg. Replacement Winter Demand (kW)
[8 empty] | Codes & Standards Forecast | Units
[8 empty] | Codes & Standards Forecast | Usage (GWh)
[8 empty] | Codes & Standards Forecast | Summer Peak Demand (MW)
[8 empty] | Codes & Standards Forecast | Winter Peak Demand (MW)
[8 empty] | Codes & Standards Forecast | Turnover
[8 empty] | Codes & Standards Forecast | Avg. Replacement Usage (kWh)
[8 empty] | Codes & Standards Forecast | Avg. Replacement Summer Demand (kW)
[8 empty] | Codes & Standards Forecast | Avg. Replacement Winter Demand (kW)
[8 empty] | Codes & Standards Forecast | Units
[8 empty] | Codes & Standards Forecast | Usage (GWh)
[8 empty] | Codes & Standards Forecast | Summer Peak Demand (MW)
[8 empty] | Codes & Standards Forecast | Winter Peak Demand (MW)
[8 empty] | Codes & Standards Forecast | Turnover
[8 empty] | Codes & Standards Forecast | Avg. Replacement Usage (kWh)
[8 empty] | Codes & Standards Forecast | Avg. Replacement Summer Demand (kW)
[8 empty] | Codes & Standards Forecast | Avg. Replacement Winter Demand (kW)
[8 empty] | Codes & Standards Forecast | Units
[8 empty] | Codes & Standards Forecast | Usage (GWh)
[8 empty] | Codes & Standards Forecast | Summer Peak Demand (MW)
[8 empty] | Codes & Standards Forecast | Winter Peak Demand (MW)
[8 empty] | Codes & Standards Forecast | Turnover
[8 empty] | Codes & Standards Forecast | Avg. Replacement Usage (kWh)
[8 empty] | Codes & Standards Forecast | Avg. Replacement Summer Demand (kW)
[8 empty] | Codes & Standards Forecast | Avg. Replacement Winter Demand (kW)
[8 empty] | Codes & Standards Forecast | Units
[8 empty] | Codes & Standards Forecast | Usage (GWh)
[8 empty] | Codes & Standards Forecast | Summer Peak Demand (MW)
[8 empty] | Codes & Standards Forecast | Winter Peak Demand (MW)
[8 empty] | Codes & Standards Forecast | Turnover
[8 empty] | Codes & Standards Forecast | Avg. Replacement Usage (kWh)
[8 empty] | Codes & Standards Forecast | Avg. Replacement Summer Demand (kW)
[8 empty] | Codes & Standards Forecast | Avg. Replacement Winter Demand (kW)
[8 empty] | Codes & Standards Forecast | Units
[8 empty] | Codes & Standards Forecast | Usage (GWh)
[8 empty] | Codes & Standards Forecast | Summer Peak Demand (MW)
[8 empty] | Codes & Standards Forecast | Winter Peak Demand (MW)
[8 empty] | Codes & Standards Forecast | Turnover
[8 empty] | Codes & Standards Forecast | Avg. Replacement Usage (kWh)
[8 empty] | Codes & Standards Forecast | Avg. Replacement Summer Demand (kW)
[8 empty] | Codes & Standards Forecast | Avg. Replacement Winter Demand (kW)
[8 empty] | Codes & Standards Forecast | Units
[8 empty] | Codes & Standards Forecast | Usage (GWh)
[8 empty] | Codes & Standards Forecast | Summer Peak Demand (MW)
[8 empty] | Codes & Standards Forecast | Winter Peak Demand (MW)
[8 empty] | Codes & Standards Forecast | Turnover
[8 empty] | Codes & Standards Forecast | Avg. Replacement Usage (kWh)
[8 empty] | Codes & Standards Forecast | Avg. Replacement Summer Demand (kW)
[8 empty] | Codes & Standards Forecast | Avg. Replacement Winter Demand (kW)
[8 empty] | Codes & Standards Forecast | Units
[8 empty] | Codes & Standards Forecast | Usage (GWh)
[8 empty] | Codes & Standards Forecast | Summer Peak Demand (MW)
[8 empty] | Codes & Standards Forecast | Winter Peak Demand (MW)
[8 empty] | Codes & Standards Forecast | Turnover
[8 empty] | Codes & Standards Forecast | Avg. Replacement Usage (kWh)
[8 empty] | Codes & Standards Forecast | Avg. Replacement Summer Demand (kW)
[8 empty] | Codes & Standards Forecast | Avg. Replacement Winter Demand (kW)
[8 empty] | Codes & Standards Forecast | Units
[8 empty] | Codes & Standards Forecast | Usage (GWh)
[8 empty] | Codes & Standards Forecast | Summer Peak Demand (MW)
[8 empty] | Codes & Standards Forecast | Winter Peak Demand (MW)
[8 empty] | Codes & Standards Forecast | Turnover
[8 empty] | Codes & Standards Forecast | Avg. Replacement Usage (kWh)
[8 empty] | Codes & Standards Forecast | Avg. Replacement Summer Demand (kW)
[8 empty] | Codes & Standards Forecast | Avg. Replacement Winter Demand (kW)
[8 empty] | Codes & Standards Forecast | Units
[8 empty] | Codes & Standards Forecast | Usage (GWh)
[8 empty] | Codes & Standards Forecast | Summer Peak Demand (MW)
[8 empty] | Codes & Standards Forecast | Winter Peak Demand (MW)
[8 empty] | Codes & Standards Forecast | Turnover
[8 empty] | Codes & Standards Forecast | Avg. Replacement Usage (kWh)
[8 empty] | Codes & Standards Forecast | Avg. Replacement Summer Demand (kW)
[8 empty] | Codes & Standards Forecast | Avg. Replacement Winter Demand (kW)
[8 empty] | Codes & Standards Forecast | Units
[8 empty] | Codes & Standards Forecast | Usage (GWh)
[8 empty] | Codes & Standards Forecast | Summer Peak Demand (MW)
[8 empty] | Codes & Standards Forecast | Winter Peak Demand (MW)
[8 empty] | Codes & Standards Forecast | Turnover
[8 empty] | Codes & Standards Forecast | Avg. Replacement Usage (kWh)
[8 empty] | Codes & Standards Forecast | Avg. Replacement Summer Demand (kW)
[8 empty] | Codes & Standards Forecast | Avg. Replacement Winter Demand (kW)
[8 empty] | Codes & Standards Forecast | Units
[8 empty] | Codes & Standards Forecast | Usage (GWh)
[8 empty] | Codes & Standards Forecast | Summer Peak Demand (MW)
[8 empty] | Codes & Standards Forecast | Winter Peak Demand (MW)
[8 empty] | Codes & Standards Forecast | Turnover
[8 empty] | Codes & Standards Forecast | Avg. Replacement Usage (kWh)
[8 empty] | Codes & Standards Forecast | Avg. Replacement Summer Demand (kW)
[8 empty] | Codes & Standards Forecast | Avg. Replacement Winter Demand (kW)
[8 empty] | Codes & Standards Forecast | Units
[8 empty] | Codes & Standards Forecast | Usage (GWh)
[8 empty] | Codes & Standards Forecast | Summer Peak Demand (MW)
[8 empty] | Codes & Standards Forecast | Winter Peak Demand (MW)
[8 empty] | Codes & Standards Forecast | Turnover
[8 empty] | Codes & Standards Forecast | Avg. Replacement Usage (kWh)
[8 empty] | Codes & Standards Forecast | Avg. Replacement Summer Demand (kW)
[8 empty] | Codes & Standards Forecast | Avg. Replacement Winter Demand (kW)
[8 empty] | Codes & Standards Forecast | Units
[8 empty] | Codes & Standards Forecast | Usage (GWh)
[8 empty] | Codes & Standards Forecast | Summer Peak Demand (MW)
[8 empty] | Codes & Standards Forecast | Winter Peak Demand (MW)
[8 empty] | Codes & Standards Forecast | Turnover
[8 empty] | Codes & Standards Forecast | Avg. Replacement Usage (kWh)
[8 empty] | Codes & Standards Forecast | Avg. Replacement Summer Demand (kW)
[8 empty] | Codes & Standards Forecast | Avg. Replacement Winter Demand (kW)
[8 empty] | Codes & Standards Forecast | Units
[8 empty] | Codes & Standards Forecast | Usage (GWh)
[8 empty] | Codes & Standards Forecast | Summer Peak Demand (MW)
[8 empty] | Codes & Standards Forecast | Winter Peak Demand (MW)
[8 empty] | Codes & Standards Forecast | Turnover
[8 empty] | Codes & Standards Forecast | Avg. Replacement Usage (kWh)
[8 empty] | Codes & Standards Forecast | Avg. Replacement Summer Demand (kW)
[8 empty] | Codes & Standards Forecast | Avg. Replacement Winter Demand (kW)
[8 empty] | Codes & Standards Forecast | Units
[8 empty] | Codes & Standards Forecast | Usage (GWh)
[8 empty] | Codes & Standards Forecast | Summer Peak Demand (MW)
[8 empty] | Codes & Standards Forecast | Winter Peak Demand (MW)
[8 empty] | Codes & Standards Forecast | Turnover
[8 empty] | Codes & Standards Forecast | Avg. Replacement Usage (kWh)
[8 empty] | Codes & Standards Forecast | Avg. Replacement Summer Demand (kW)
[8 empty] | Codes & Standards Forecast | Avg. Replacement Winter Demand (kW)
[8 empty] | Codes & Standards Forecast | Units
[8 empty] | Codes & Standards Forecast | Usage (GWh)
[8 empty] | Codes & Standards Forecast | Summer Peak Demand (MW)
[8 empty] | Codes & Standards Forecast | Winter Peak Demand (MW)
[8 empty] | Codes & Standards Forecast | Turnover
[8 empty] | Codes & Standards Forecast | Avg. Replacement Usage (kWh)
[8 empty] | Codes & Standards Forecast | Avg. Replacement Summer Demand (kW)
[8 empty] | Codes & Standards Forecast | Avg. Replacement Winter Demand (kW)
[8 empty] | Codes & Standards Forecast | Units
[8 empty] | Codes & Standards Forecast | Usage (GWh)
[8 empty] | Codes & Standards Forecast | Summer Peak Demand (MW)
[8 empty] | Codes & Standards Forecast | Winter Peak Demand (MW)
[8 empty] | Codes & Standards Forecast | Turnover
[8 empty] | Codes & Standards Forecast | Avg. Replacement Usage (kWh)
[8 empty] | Codes & Standards Forecast | Avg. Replacement Summer Demand (kW)
[8 empty] | Codes & Standards Forecast | Avg. Replacement Winter Demand (kW)
[8 empty] | Codes & Standards Forecast | Units
[8 empty] | Codes & Standards Forecast | Usage (GWh)
[8 empty] | Codes & Standards Forecast | Summer Peak Demand (MW)
[8 empty] | Codes & Standards Forecast | Winter Peak Demand (MW)
[8 empty] | Codes & Standards Forecast | Turnover
[8 empty] | Codes & Standards Forecast | Avg. Replacement Usage (kWh)
[8 empty] | Codes & Standards Forecast | Avg. Replacement Summer Demand (kW)
[8 empty] | Codes & Standards Forecast | Avg. Replacement Winter Demand (kW)
[8 empty] | Codes & Standards Forecast | Units
[8 empty] | Codes & Standards Forecast | Usage (GWh)
[8 empty] | Codes & Standards Forecast | Summer Peak Demand (MW)
[8 empty] | Codes & Standards Forecast | Winter Peak Demand (MW)
[8 empty] | Codes & Standards Forecast | Turnover
[8 empty] | Codes & Standards Forecast | Avg. Replacement Usage (kWh)
[8 empty] | Codes & Standards Forecast | Avg. Replacement Summer Demand (kW)
[8 empty] | Codes & Standards Forecast | Avg. Replacement Winter Demand (kW)
[8 empty] | Codes & Standards Forecast | Units
[8 empty] | Codes & Standards Forecast | Usage (GWh)
[8 empty] | Codes & Standards Forecast | Summer Peak Demand (MW)
[8 empty] | Codes & Standards Forecast | Winter Peak Demand (MW)
[8 empty] | Codes & Standards Forecast | Turnover
[8 empty] | Codes & Standards Forecast | Avg. Replacement Usage (kWh)
[8 empty] | Codes & Standards Forecast | Avg. Replacement Summer Demand (kW)
[8 empty] | Codes & Standards Forecast | Avg. Replacement Winter Demand (kW)
[8 empty] | Codes & Standards Forecast | Units
[8 empty] | Codes & Standards Forecast | Usage (GWh)
[8 empty] | Codes & Standards Forecast | Summer Peak Demand (MW)
[8 empty] | Codes & Standards Forecast | Winter Peak Demand (MW)
[8 empty] | Codes & Standards Forecast | Turnover
[8 empty] | Codes & Standards Forecast | Avg. Replacement Usage (kWh)
[8 empty] | Codes & Standards Forecast | Avg. Replacement Summer Demand (kW)
[8 empty] | Codes & Standards Forecast | Avg. Replacement Winter Demand (kW)
[8 empty] | Codes & Standards Forecast | Units
[8 empty] | Codes & Standards Forecast | Usage (GWh)
[8 empty] | Codes & Standards Forecast | Summer Peak Demand (MW)
[8 empty] | Codes & Standards Forecast | Winter Peak Demand (MW)
[8 empty] | Codes & Standards Forecast | Turnover
[8 empty] | Codes & Standards Forecast | Avg. Replacement Usage (kWh)
[8 empty] | Codes & Standards Forecast | Avg. Replacement Summer Demand (kW)
[8 empty] | Codes & Standards Forecast | Avg. Replacement Winter Demand (kW)
[8 empty] | Codes & Standards Forecast | Units
[8 empty] | Codes & Standards Forecast | Usage (GWh)
[8 empty] | Codes & Standards Forecast | Summer Peak Demand (MW)
[8 empty] | Codes & Standards Forecast | Winter Peak Demand (MW)
[8 empty] | Codes & Standards Forecast | Turnover
[8 empty] | Codes & Standards Forecast | Avg. Replacement Usage (kWh)
[8 empty] | Codes & Standards Forecast | Avg. Replacement Summer Demand (kW)
[8 empty] | Codes & Standards Forecast | Avg. Replacement Winter Demand (kW)
[8 empty] | Codes & Standards Forecast | Units
[8 empty] | Codes & Standards Forecast | Usage (GWh)
[8 empty] | Codes & Standards Forecast | Summer Peak Demand (MW)
[8 empty] | Codes & Standards Forecast | Winter Peak Demand (MW)
[8 empty] | Codes & Standards Forecast | Turnover
[8 empty] | Codes & Standards Forecast | Avg. Replacement Usage (kWh)
[8 empty] | Codes & Standards Forecast | Avg. Replacement Summer Demand (kW)
[8 empty] | Codes & Standards Forecast | Avg. Replacement Winter Demand (kW)
[8 empty] | Codes & Standards Forecast | Units
[8 empty] | Codes & Standards Forecast | Usage (GWh)
[8 empty] | Codes & Standards Forecast | Summer Peak Demand (MW)
[8 empty] | Codes & Standards Forecast | Winter Peak Demand (MW)
[8 empty] | Codes & Standards Forecast | Turnover
[8 empty] | Codes & Standards Forecast | Avg. Replacement Usage (kWh)
[8 empty] | Codes & Standards Forecast | Avg. Replacement Summer Demand (kW)
[8 empty] | Codes & Standards Forecast | Avg. Replacement Winter Demand (kW)
[8 empty] | Codes & Standards Forecast | Units
[8 empty] | Codes & Standards Forecast | Usage (GWh)
[8 empty] | Codes & Standards Forecast | Summer Peak Demand (MW)
[8 empty] | Codes & Standards Forecast | Winter Peak Demand (MW)
[8 empty] | Codes & Standards Forecast | Turnover
[8 empty] | Codes & Standards Forecast | Avg. Replacement Usage (kWh)
[8 empty] | Codes & Standards Forecast | Avg. Replacement Summer Demand (kW)
[8 empty] | Codes & Standards Forecast | Avg. Replacement Winter Demand (kW)
[8 empty] | Codes & Standards Forecast | Units
[8 empty] | Codes & Standards Forecast | Usage (GWh)
[8 empty] | Codes & Standards Forecast | Summer Peak Demand (MW)
[8 empty] | Codes & Standards Forecast | Winter Peak Demand (MW)
[8 empty] | Codes & Standards Forecast | Turnover
[8 empty] | Codes & Standards Forecast | Avg. Replacement Usage (kWh)
[8 empty] | Codes & Standards Forecast | Avg. Replacement Summer Demand (kW)
[8 empty] | Codes & Standards Forecast | Avg. Replacement Winter Demand (kW)
[8 empty] | Codes & Standards Forecast | Units
[8 empty] | Codes & Standards Forecast | Usage (GWh)
[8 empty] | Codes & Standards Forecast | Summer Peak Demand (MW)
[8 empty] | Codes & Standards Forecast | Winter Peak Demand (MW)
[8 empty] | Codes & Standards Forecast | Turnover
[8 empty] | Codes & Standards Forecast | Avg. Replacement Usage (kWh)
[8 empty] | Codes & Standards Forecast | Avg. Replacement Summer Demand (kW)
[8 empty] | Codes & Standards Forecast | Avg. Replacement Winter Demand (kW)
[8 empty] | Codes & Standards Forecast | Units
[8 empty] | Codes & Standards Forecast | Usage (GWh)
[8 empty] | Codes & Standards Forecast | Summer Peak Demand (MW)
[8 empty] | Codes & Standards Forecast | Winter Peak Demand (MW)
[8 empty] | Codes & Standards Forecast | Turnover
[8 empty] | Codes & Standards Forecast | Avg. Replacement Usage (kWh)
[8 empty] | Codes & Standards Forecast | Avg. Replacement Summer Demand (kW)
[8 empty] | Codes & Standards Forecast | Avg. Replacement Winter Demand (kW)
[8 empty] | Codes & Standards Forecast | Units
[8 empty] | Codes & Standards Forecast | Usage (GWh)
[8 empty] | Codes & Standards Forecast | Summer Peak Demand (MW)
[8 empty] | Codes & Standards Forecast | Winter Peak Demand (MW)
[8 empty] | Codes & Standards Forecast | Turnover
[8 empty] | Codes & Standards Forecast | Avg. Replacement Usage (kWh)
[8 empty] | Codes & Standards Forecast | Avg. Replacement Summer Demand (kW)
[8 empty] | Codes & Standards Forecast | Avg. Replacement Winter Demand (kW)
[8 empty] | Codes & Standards Forecast | Units
[8 empty] | Codes & Standards Forecast | Usage (GWh)
[8 empty] | Codes & Standards Forecast | Summer Peak Demand (MW)
[8 empty] | Codes & Standards Forecast | Winter Peak Demand (MW)
[8 empty] | Codes & Standards Forecast | Turnover
[8 empty] | Codes & Standards Forecast | Avg. Replacement Usage (kWh)
[8 empty] | Codes & Standards Forecast | Avg. Replacement Summer Demand (kW)
[8 empty] | Codes & Standards Forecast | Avg. Replacement Winter Demand (kW)
[8 empty] | Codes & Standards Forecast | Units
[8 empty] | Codes & Standards Forecast | Usage (GWh)
[8 empty] | Codes & Standards Forecast | Summer Peak Demand (MW)
[8 empty] | Codes & Standards Forecast | Winter Peak Demand (MW)
[8 empty] | Codes & Standards Forecast | Turnover
[8 empty] | Codes & Standards Forecast | Avg. Replacement Usage (kWh)
[8 empty] | Codes & Standards Forecast | Avg. Replacement Summer Demand (kW)
[8 empty] | Codes & Standards Forecast | Avg. Replacement Winter Demand (kW)
[8 empty] | Codes & Standards Forecast | Units
[8 empty] | Codes & Standards Forecast | Usage (GWh)
[8 empty] | Codes & Standards Forecast | Summer Peak Demand (MW)
[8 empty] | Codes & Standards Forecast | Winter Peak Demand (MW)
[8 empty] | Codes & Standards Forecast | Turnover
[8 empty] | Codes & Standards Forecast | Avg. Replacement Usage (kWh)
[8 empty] | Codes & Standards Forecast | Avg. Replacement Summer Demand (kW)
[8 empty] | Codes & Standards Forecast | Avg. Replacement Winter Demand (kW)
[8 empty] | Codes & Standards Forecast | Units
[8 empty] | Codes & Standards Forecast | Usage (GWh)
[8 empty] | Codes & Standards Forecast | Summer Peak Demand (MW)
[8 empty] | Codes & Standards Forecast | Winter Peak Demand (MW)
[8 empty] | Codes & Standards Forecast | Turnover
[8 empty] | Codes & Standards Forecast | Avg. Replacement Usage (kWh)
[8 empty] | Codes & Standards Forecast | Avg. Replacement Summer Demand (kW)
[8 empty] | Codes & Standards Forecast | Avg. Replacement Winter Demand (kW)
[8 empty] | Codes & Standards Forecast | Units
[8 empty] | Codes & Standards Forecast | Usage (GWh)
[8 empty] | Codes & Standards Forecast | Summer Peak Demand (MW)
[8 empty] | Codes & Standards Forecast | Winter Peak Demand (MW)
[8 empty] | Codes & Standards Forecast | Turnover
[8 empty] | Codes & Standards Forecast | Avg. Replacement Usage (kWh)
[8 empty] | Codes & Standards Forecast | Avg. Replacement Summer Demand (kW)
[8 empty] | Codes & Standards Forecast | Avg. Replacement Winter Demand (kW)
[8 empty] | Codes & Standards Forecast | Units
[8 empty] | Codes & Standards Forecast | Usage (GWh)
[8 empty] | Codes & Standards Forecast | Summer Peak Demand (MW)
[8 empty] | Codes & Standards Forecast | Winter Peak Demand (MW)
[8 empty] | Codes & Standards Forecast | Turnover
[8 empty] | Codes & Standards Forecast | Avg. Replacement Usage (kWh)
[8 empty] | Codes & Standards Forecast | Avg. Replacement Summer Demand (kW)
[8 empty] | Codes & Standards Forecast | Avg. Replacement Winter Demand (kW)
[8 empty] | Codes & Standards Forecast | Units
[8 empty] | Codes & Standards Forecast | Usage (GWh)
[8 empty] | Codes & Standards Forecast | Summer Peak Demand (MW)
[8 empty] | Codes & Standards Forecast | Winter Peak Demand (MW)
[8 empty] | Codes & Standards Forecast | Turnover
[8 empty] | Codes & Standards Forecast | Avg. Replacement Usage (kWh)
[8 empty] | Codes & Standards Forecast | Avg. Replacement Summer Demand (kW)
[8 empty] | Codes & Standards Forecast | Avg. Replacement Winter Demand (kW)
[8 empty] | Codes & Standards Forecast | Units
[8 empty] | Codes & Standards Forecast | Usage (GWh)
[8 empty] | Codes & Standards Forecast | Summer Peak Demand (MW)
[8 empty] | Codes & Standards Forecast | Winter Peak Demand (MW)
[8 empty] | Codes & Standards Forecast | Turnover
[8 empty] | Codes & Standards Forecast | Avg. Replacement Usage (kWh)
[8 empty] | Codes & Standards Forecast | Avg. Replacement Summer Demand (kW)
[8 empty] | Codes & Standards Forecast | Avg. Replacement Winter Demand (kW)
[8 empty] | Codes & Standards Forecast | Units
[8 empty] | Codes & Standards Forecast | Usage (GWh)
[8 empty] | Codes & Standards Forecast | Summer Peak Demand (MW)
[8 empty] | Codes & Standards Forecast | Winter Peak Demand (MW)
[8 empty] | Codes & Standards Forecast | Turnover
[8 empty] | Codes & Standards Forecast | Avg. Replacement Usage (kWh)
[8 empty] | Codes & Standards Forecast | Avg. Replacement Summer Demand (kW)
[8 empty] | Codes & Standards Forecast | Avg. Replacement Winter Demand (kW)
[8 empty] | Codes & Standards Forecast | Units
[8 empty] | Codes & Standards Forecast | Usage (GWh)
[8 empty] | Codes & Standards Forecast | Summer Peak Demand (MW)
[8 empty] | Codes & Standards Forecast | Winter Peak Demand (MW)
[8 empty] | Codes & Standards Forecast | Turnover
[8 empty] | Codes & Standards Forecast | Avg. Replacement Usage (kWh)
[8 empty] | Codes & Standards Forecast | Avg. Replacement Summer Demand (kW)
[8 empty] | Codes & Standards Forecast | Avg. Replacement Winter Demand (kW)
[8 empty] | Codes & Standards Forecast | Units
[8 empty] | Codes & Standards Forecast | Usage (GWh)
[8 empty] | Codes & Standards Forecast | Summer Peak Demand (MW)
[8 empty] | Codes & Standards Forecast | Winter Peak Demand (MW)
[8 empty] | Codes & Standards Forecast | Turnover
[8 empty] | Codes & Standards Forecast | Avg. Replacement Usage (kWh)
[8 empty] | Codes & Standards Forecast | Avg. Replacement Summer Demand (kW)
[8 empty] | Codes & Standards Forecast | Avg. Replacement Winter Demand (kW)
[8 empty] | Codes & Standards Forecast | Units
[8 empty] | Codes & Standards Forecast | Usage (GWh)
[8 empty] | Codes & Standards Forecast | Summer Peak Demand (MW)
[8 empty] | Codes & Standards Forecast | Winter Peak Demand (MW)
[8 empty] | Codes & Standards Forecast | Turnover
[8 empty] | Codes & Standards Forecast | Avg. Replacement Usage (kWh)
[8 empty] | Codes & Standards Forecast | Avg. Replacement Summer Demand (kW)
[8 empty] | Codes & Standards Forecast | Avg. Replacement Winter Demand (kW)
[8 empty] | Codes & Standards Forecast | Units
[8 empty] | Codes & Standards Forecast | Usage (GWh)
[8 empty] | Codes & Standards Forecast | Summer Peak Demand (MW)
[8 empty] | Codes & Standards Forecast | Winter Peak Demand (MW)
[8 empty] | Codes & Standards Forecast | Turnover
[8 empty] | Codes & Standards Forecast | Avg. Replacement Usage (kWh)
[8 empty] | Codes & Standards Forecast | Avg. Replacement Summer Demand (kW)
[8 empty] | Codes & Standards Forecast | Avg. Replacement Winter Demand (kW)
[8 empty] | Codes & Standards Forecast | Units
[8 empty] | Codes & Standards Forecast | Usage (GWh)
[8 empty] | Codes & Standards Forecast | Summer Peak Demand (MW)
[8 empty] | Codes & Standards Forecast | Winter Peak Demand (MW)
[8 empty] | Codes & Standards Forecast | Turnover
[8 empty] | Codes & Standards Forecast | Avg. Replacement Usage (kWh)
[8 empty] | Codes & Standards Forecast | Avg. Replacement Summer Demand (kW)
[8 empty] | Codes & Standards Forecast | Avg. Replacement Winter Demand (kW)
[8 empty] | Codes & Standards Forecast | Units
[8 empty] | Codes & Standards Forecast | Usage (GWh)
[8 empty] | Codes & Standards Forecast | Summer Peak Demand (MW)
[8 empty] | Codes & Standards Forecast | Winter Peak Demand (MW)
[8 empty] | Codes & Standards Forecast | Turnover
[8 empty] | Codes & Standards Forecast | Avg. Replacement Usage (kWh)
[8 empty] | Codes & Standards Forecast | Avg. Replacement Summer Demand (kW)
[8 empty] | Codes & Standards Forecast | Avg. Replacement Winter Demand (kW)
[8 empty] | Codes & Standards Forecast | Units
[8 empty] | Codes & Standards Forecast | Usage (GWh)
[8 empty] | Codes & Standards Forecast | Summer Peak Demand (MW)
[8 empty] | Codes & Standards Forecast | Winter Peak Demand (MW)
[8 empty] | Codes & Standards Forecast | Turnover
[8 empty] | Codes & Standards Forecast | Avg. Replacement Usage (kWh)
[8 empty] | Codes & Standards Forecast | Avg. Replacement Summer Demand (kW)
[8 empty] | Codes & Standards Forecast | Avg. Replacement Winter Demand (kW)
[8 empty] | Codes & Standards Forecast | Units
[8 empty] | Codes & Standards Forecast | Usage (GWh)
[8 empty] | Codes & Standards Forecast | Summer Peak Demand (MW)
[8 empty] | Codes & Standards Forecast | Winter Peak Demand (MW)
[8 empty] | Codes & Standards Forecast | Turnover
[8 empty] | Codes & Standards Forecast | Avg. Replacement Usage (kWh)
[8 empty] | Codes & Standards Forecast | Avg. Replacement Summer Demand (kW)
[8 empty] | Codes & Standards Forecast | Avg. Replacement Winter Demand (kW)
[8 empty] | Codes & Standards Forecast | Units
[8 empty] | Codes & Standards Forecast | Usage (GWh)
[8 empty] | Codes & Standards Forecast | Summer Peak Demand (MW)
[8 empty] | Codes & Standards Forecast | Winter Peak Demand (MW)
[8 empty] | Codes & Standards Forecast | Turnover
[8 empty] | Codes & Standards Forecast | Avg. Replacement Usage (kWh)
[8 empty] | Codes & Standards Forecast | Avg. Replacement Summer Demand (kW)
[8 empty] | Codes & Standards Forecast | Avg. Replacement Winter Demand (kW)
[8 empty] | Codes & Standards Forecast | Units
[8 empty] | Codes & Standards Forecast | Usage (GWh)
[8 empty] | Codes & Standards Forecast | Summer Peak Demand (MW)
[8 empty] | Codes & Standards Forecast | Winter Peak Demand (MW)
[8 empty] | Codes & Standards Forecast | Turnover
[8 empty] | Codes & Standards Forecast | Avg. Replacement Usage (kWh)
[8 empty] | Codes & Standards Forecast | Avg. Replacement Summer Demand (kW)
[8 empty] | Codes & Standards Forecast | Avg. Replacement Winter Demand (kW)
[8 empty] | Codes & Standards Forecast | Units
[8 empty] | Codes & Standards Forecast | Usage (GWh)
[8 empty] | Codes & Standards Forecast | Summer Peak Demand (MW)
[8 empty] | Codes & Standards Forecast | Winter Peak Demand (MW)
[8 empty] | Codes & Standards Forecast | Turnover
[8 empty] | Codes & Standards Forecast | Avg. Replacement Usage (kWh)
[8 empty] | Codes & Standards Forecast | Avg. Replacement Summer Demand (kW)
[8 empty] | Codes & Standards Forecast | Avg. Replacement Winter Demand (kW)
[8 empty] | Codes & Standards Forecast | Units
[8 empty] | Codes & Standards Forecast | Usage (GWh)
[8 empty] | Codes & Standards Forecast | Summer Peak Demand (MW)
[8 empty] | Codes & Standards Forecast | Winter Peak Demand (MW)
[8 empty] | Codes & Standards Forecast | Turnover
[8 empty] | Codes & Standards Forecast | Avg. Replacement Usage (kWh)
[8 empty] | Codes & Standards Forecast | Avg. Replacement Summer Demand (kW)
[8 empty] | Codes & Standards Forecast | Avg. Replacement Winter Demand (kW)
[8 empty] | Codes & Standards Forecast | Units
[8 empty] | Codes & Standards Forecast | Usage (GWh)
[8 empty] | Codes & Standards Forecast | Summer Peak Demand (MW)
[8 empty] | Codes & Standards Forecast | Winter Peak Demand (MW)
[8 empty] | Codes & Standards Forecast | Turnover
[8 empty] | Codes & Standards Forecast | Avg. Replacement Usage (kWh)
[8 empty] | Codes & Standards Forecast | Avg. Replacement Summer Demand (kW)
[8 empty] | Codes & Standards Forecast | Avg. Replacement Winter Demand (kW)
[8 empty] | Codes & Standards Forecast | Units
[8 empty] | Codes & Standards Forecast | Usage (GWh)
[8 empty] | Codes & Standards Forecast | Summer Peak Demand (MW)
[8 empty] | Codes & Standards Forecast | Winter Peak Demand (MW)
[8 empty] | Codes & Standards Forecast | Turnover
[8 empty] | Codes & Standards Forecast | Avg. Replacement Usage (kWh)
[8 empty] | Codes & Standards Forecast | Avg. Replacement Summer Demand (kW)
[8 empty] | Codes & Standards Forecast | Avg. Replacement Winter Demand (kW)
[8 empty] | Codes & Standards Forecast | Units
[8 empty] | Codes & Standards Forecast | Usage (GWh)
[8 empty] | Codes & Standards Forecast | Summer Peak Demand (MW)
[8 empty] | Codes & Standards Forecast | Winter Peak Demand (MW)
[8 empty] | Codes & Standards Forecast | Turnover
[8 empty] | Codes & Standards Forecast | Avg. Replacement Usage (kWh)
[8 empty] | Codes & Standards Forecast | Avg. Replacement Summer Demand (kW)
[8 empty] | Codes & Standards Forecast | Avg. Replacement Winter Demand (kW)
[8 empty] | Codes & Standards Forecast | Units
[8 empty] | Codes & Standards Forecast | Usage (GWh)
[8 empty] | Codes & Standards Forecast | Summer Peak Demand (MW)
[8 empty] | Codes & Standards Forecast | Winter Peak Demand (MW)
[8 empty] | Codes & Standards Forecast | Turnover
[8 empty] | Codes & Standards Forecast | Avg. Replacement Usage (kWh)
[8 empty] | Codes & Standards Forecast | Avg. Replacement Summer Demand (kW)
[8 empty] | Codes & Standards Forecast | Avg. Replacement Winter Demand (kW)
[8 empty] | Codes & Standards Forecast | Units
[8 empty] | Codes & Standards Forecast | Usage (GWh)
[8 empty] | Codes & Standards Forecast | Summer Peak Demand (MW)
[8 empty] | Codes & Standards Forecast | Winter Peak Demand (MW)
[8 empty] | Codes & Standards Forecast | Turnover
[8 empty] | Codes & Standards Forecast | Avg. Replacement Usage (kWh)
[8 empty] | Codes & Standards Forecast | Avg. Replacement Summer Demand (kW)
[8 empty] | Codes & Standards Forecast | Avg. Replacement Winter Demand (kW)
[8 empty] | Codes & Standards Forecast | Units
[8 empty] | Codes & Standards Forecast | Usage (GWh)
[8 empty] | Codes & Standards Forecast | Summer Peak Demand (MW)
[8 empty] | Codes & Standards Forecast | Winter Peak Demand (MW)
[8 empty] | Codes & Standards Forecast | Turnover
[8 empty] | Codes & Standards Forecast | Avg. Replacement Usage (kWh)
[8 empty] | Codes & Standards Forecast | Avg. Replacement Summer Demand (kW)
[8 empty] | Codes & Standards Forecast | Avg. Replacement Winter Demand (kW)
[8 empty] | Codes & Standards Forecast | Units
[8 empty] | Codes & Standards Forecast | Usage (GWh)
[8 empty] | Codes & Standards Forecast | Summer Peak Demand (MW)
[8 empty] | Codes & Standards Forecast | Winter Peak Demand (MW)
[8 empty] | Codes & Standards Forecast | Turnover
[8 empty] | Codes & Standards Forecast | Avg. Replacement Usage (kWh)
[8 empty] | Codes & Standards Forecast | Avg. Replacement Summer Demand (kW)
[8 empty] | Codes & Standards Forecast | Avg. Replacement Winter Demand (kW)
[8 empty] | Codes & Standards Forecast | Units
[8 empty] | Codes & Standards Forecast | Usage (GWh)
[8 empty] | Codes & Standards Forecast | Summer Peak Demand (MW)
[8 empty] | Codes & Standards Forecast | Winter Peak Demand (MW)
[8 empty] | Codes & Standards Forecast | Turnover
[8 empty] | Codes & Standards Forecast | Avg. Replacement Usage (kWh)
[8 empty] | Codes & Standards Forecast | Avg. Replacement Summer Demand (kW)
[8 empty] | Codes & Standards Forecast | Avg. Replacement Winter Demand (kW)
[8 empty] | Codes & Standards Forecast | Units
[8 empty] | Codes & Standards Forecast | Usage (GWh)
[8 empty] | Codes & Standards Forecast | Summer Peak Demand (MW)
[8 empty] | Codes & Standards Forecast | Winter Peak Demand (MW)
[8 empty] | Codes & Standards Forecast | Turnover
[8 empty] | Codes & Standards Forecast | Avg. Replacement Usage (kWh)
[8 empty] | Codes & Standards Forecast | Avg. Replacement Summer Demand (kW)
[8 empty] | Codes & Standards Forecast | Avg. Replacement Winter Demand (kW)
[8 empty] | Codes & Standards Forecast | Units
[8 empty] | Codes & Standards Forecast | Usage (GWh)
[8 empty] | Codes & Standards Forecast | Summer Peak Demand (MW)
[8 empty] | Codes & Standards Forecast | Winter Peak Demand (MW)
[8 empty] | Codes & Standards Forecast | Turnover
[8 empty] | Codes & Standards Forecast | Avg. Replacement Usage (kWh)
[8 empty] | Codes & Standards Forecast | Avg. Replacement Summer Demand (kW)
[8 empty] | Codes & Standards Forecast | Avg. Replacement Winter Demand (kW)
[8 empty] | Codes & Standards Forecast | Units
[8 empty] | Codes & Standards Forecast | Usage (GWh)
[8 empty] | Codes & Standards Forecast | Summer Peak Demand (MW)
[8 empty] | Codes & Standards Forecast | Winter Peak Demand (MW)
[8 empty] | Codes & Standards Forecast | Turnover
[8 empty] | Codes & Standards Forecast | Avg. Replacement Usage (kWh)
[8 empty] | Codes & Standards Forecast | Avg. Replacement Summer Demand (kW)
[8 empty] | Codes & Standards Forecast | Avg. Replacement Winter Demand (kW)
[8 empty] | Codes & Standards Forecast | Units
[8 empty] | Codes & Standards Forecast | Usage (GWh)
[8 empty] | Codes & Standards Forecast | Summer Peak Demand (MW)
[8 empty] | Codes & Standards Forecast | Winter Peak Demand (MW)
[8 empty] | Codes & Standards Forecast | Turnover
[8 empty] | Codes & Standards Forecast | Avg. Replacement Usage (kWh)
[8 empty] | Codes & Standards Forecast | Avg. Replacement Summer Demand (kW)
[8 empty] | Codes & Standards Forecast | Avg. Replacement Winter Demand (kW)
[8 empty] | Codes & Standards Forecast | Units
[8 empty] | Codes & Standards Forecast | Usage (GWh)
[8 empty] | Codes & Standards Forecast | Summer Peak Demand (MW)
[8 empty] | Codes & Standards Forecast | Winter Peak Demand (MW)
[8 empty] | Codes & Standards Forecast | Turnover
[8 empty] | Codes & Standards Forecast | Avg. Replacement Usage (kWh)
[8 empty] | Codes & Standards Forecast | Avg. Replacement Summer Demand (kW)
[8 empty] | Codes & Standards Forecast | Avg. Replacement Winter Demand (kW)
[8 empty] | Codes & Standards Forecast | Units
[8 empty] | Codes & Standards Forecast | Usage (GWh)
[8 empty] | Codes & Standards Forecast | Summer Peak Demand (MW)
[8 empty] | Codes & Standards Forecast | Winter Peak Demand (MW)
[8 empty] | Codes & Standards Forecast | Turnover
[8 empty] | Codes & Standards Forecast | Avg. Replacement Usage (kWh)
[8 empty] | Codes & Standards Forecast | Avg. Replacement Summer Demand (kW)
[8 empty] | Codes & Standards Forecast | Avg. Replacement Winter Demand (kW)
[8 empty] | Codes & Standards Forecast | Units
[8 empty] | Codes & Standards Forecast | Usage (GWh)
[8 empty] | Codes & Standards Forecast | Summer Peak Demand (MW)
[8 empty] | Codes & Standards Forecast | Winter Peak Demand (MW)
[8 empty] | Codes & Standards Forecast | Turnover
[8 empty] | Codes & Standards Forecast | Avg. Replacement Usage (kWh)
[8 empty] | Codes & Standards Forecast | Avg. Replacement Summer Demand (kW)
[8 empty] | Codes & Standards Forecast | Avg. Replacement Winter Demand (kW)
[8 empty] | Codes & Standards Forecast | Units
[8 empty] | Codes & Standards Forecast | Usage (GWh)
[8 empty] | Codes & Standards Forecast | Summer Peak Demand (MW)
[8 empty] | Codes & Standards Forecast | Winter Peak Demand (MW)
[8 empty] | Codes & Standards Forecast | Turnover
[8 empty] | Codes & Standards Forecast | Avg. Replacement Usage (kWh)
[8 empty] | Codes & Standards Forecast | Avg. Replacement Summer Demand (kW)
[8 empty] | Codes & Standards Forecast | Avg. Replacement Winter Demand (kW)
[8 empty] | Codes & Standards Forecast | Units
[8 empty] | Codes & Standards Forecast | Usage (GWh)
[8 empty] | Codes & Standards Forecast | Summer Peak Demand (MW)
[8 empty] | Codes & Standards Forecast | Winter Peak Demand (MW)
[8 empty] | Codes & Standards Forecast | Turnover
[8 empty] | Codes & Standards Forecast | Avg. Replacement Usage (kWh)
[8 empty] | Codes & Standards Forecast | Avg. Replacement Summer Demand (kW)
[8 empty] | Codes & Standards Forecast | Avg. Replacement Winter Demand (kW)
[8 empty] | Codes & Standards Forecast | Units
[8 empty] | Codes & Standards Forecast | Usage (GWh)
[8 empty] | Codes & Standards Forecast | Summer Peak Demand (MW)
[8 empty] | Codes & Standards Forecast | Winter Peak Demand (MW)
[8 empty] | Codes & Standards Forecast | Turnover
[8 empty] | Codes & Standards Forecast | Avg. Replacement Usage (kWh)
[8 empty] | Codes & Standards Forecast | Avg. Replacement Summer Demand (kW)
[8 empty] | Codes & Standards Forecast | Avg. Replacement Winter Demand (kW)
[8 empty] | Codes & Standards Forecast | Units
[8 empty] | Codes & Standards Forecast | Usage (GWh)
[8 empty] | Codes & Standards Forecast | Summer Peak Demand (MW)
[8 empty] | Codes & Standards Forecast | Winter Peak Demand (MW)
[8 empty] | Codes & Standards Forecast | Turnover
[8 empty] | Codes & Standards Forecast | Avg. Replacement Usage (kWh)
[8 empty] | Codes & Standards Forecast | Avg. Replacement Summer Demand (kW)
[8 empty] | Codes & Standards Forecast | Avg. Replacement Winter Demand (kW)
[8 empty] | Codes & Standards Forecast | Units
[8 empty] | Codes & Standards Forecast | Usage (GWh)
[8 empty] | Codes & Standards Forecast | Summer Peak Demand (MW)
[8 empty] | Codes & Standards Forecast | Winter Peak Demand (MW)
[8 empty] | Codes & Standards Forecast | Turnover
[8 empty] | Codes & Standards Forecast | Avg. Replacement Usage (kWh)
[8 empty] | Codes & Standards Forecast | Avg. Replacement Summer Demand (kW)
[8 empty] | Codes & Standards Forecast | Avg. Replacement Winter Demand (kW)
[8 empty] | Codes & Standards Forecast | Units
[8 empty] | Codes & Standards Forecast | Usage (GWh)
[8 empty] | Codes & Standards Forecast | Summer Peak Demand (MW)
[8 empty] | Codes & Standards Forecast | Winter Peak Demand (MW)
[8 empty] | Codes & Standards Forecast | Turnover
[8 empty] | Codes & Standards Forecast | Avg. Replacement Usage (kWh)
[8 empty] | Codes & Standards Forecast | Avg. Replacement Summer Demand (kW)
[8 empty] | Codes & Standards Forecast | Avg. Replacement Winter Demand (kW)
[8 empty] | Codes & Standards Forecast | Units
[8 empty] | Codes & Standards Forecast | Usage (GWh)
[8 empty] | Codes & Standards Forecast | Summer Peak Demand (MW)
[8 empty] | Codes & Standards Forecast | Winter Peak Demand (MW)
[8 empty] | Codes & Standards Forecast | Turnover
[8 empty] | Codes & Standards Forecast | Avg. Replacement Usage (kWh)
[8 empty] | Codes & Standards Forecast | Avg. Replacement Summer Demand (kW)
[8 empty] | Codes & Standards Forecast | Avg. Replacement Winter Demand (kW)
[8 empty] | Codes & Standards Forecast | Units
[8 empty] | Codes & Standards Forecast | Usage (GWh)
[8 empty] | Codes & Standards Forecast | Summer Peak Demand (MW)
[8 empty] | Codes & Standards Forecast | Winter Peak Demand (MW)
[8 empty] | Codes & Standards Forecast | Turnover
[8 empty] | Codes & Standards Forecast | Avg. Replacement Usage (kWh)
[8 empty] | Codes & Standards Forecast | Avg. Replacement Summer Demand (kW)
[8 empty] | Codes & Standards Forecast | Avg. Replacement Winter Demand (kW)
[8 empty] | Codes & Standards Forecast | Units
[8 empty] | Codes & Standards Forecast | Usage (GWh)
[8 empty] | Codes & Standards Forecast | Summer Peak Demand (MW)
[8 empty] | Codes & Standards Forecast | Winter Peak Demand (MW)
[8 empty] | Codes & Standards Forecast | Turnover
[8 empty] | Codes & Standards Forecast | Avg. Replacement Usage (kWh)
[8 empty] | Codes & Standards Forecast | Avg. Replacement Summer Demand (kW)
[8 empty] | Codes & Standards Forecast | Avg. Replacement Winter Demand (kW)
[8 empty] | Codes & Standards Forecast | Units
[8 empty] | Codes & Standards Forecast | Usage (GWh)
[8 empty] | Codes & Standards Forecast | Summer Peak Demand (MW)
[8 empty] | Codes & Standards Forecast | Winter Peak Demand (MW)
[8 empty] | Codes & Standards Forecast | Turnover
[8 empty] | Codes & Standards Forecast | Avg. Replacement Usage (kWh)
[8 empty] | Codes & Standards Forecast | Avg. Replacement Summer Demand (kW)
[8 empty] | Codes & Standards Forecast | Avg. Replacement Winter Demand (kW)
[8 empty] | Codes & Standards Forecast | Units
[8 empty] | Codes & Standards Forecast | Usage (GWh)
[8 empty] | Codes & Standards Forecast | Summer Peak Demand (MW)
[8 empty] | Codes & Standards Forecast | Winter Peak Demand (MW)
[8 empty] | Codes & Standards Forecast | Turnover
[8 empty] | Codes & Standards Forecast | Avg. Replacement Usage (kWh)
[8 empty] | Codes & Standards Forecast | Avg. Replacement Summer Demand (kW)
[8 empty] | Codes & Standards Forecast | Avg. Replacement Winter Demand (kW)
[8 empty] | Codes & Standards Forecast | Units
[8 empty] | Codes & Standards Forecast | Usage (GWh)
[8 empty] | Codes & Standards Forecast | Summer Peak Demand (MW)
[8 empty] | Codes & Standards Forecast | Winter Peak Demand (MW)
[8 empty] | Codes & Standards Forecast | Turnover
[8 empty] | Codes & Standards Forecast | Avg. Replacement Usage (kWh)
[8 empty] | Codes & Standards Forecast | Avg. Replacement Summer Demand (kW)
[8 empty] | Codes & Standards Forecast | Avg. Replacement Winter Demand (kW)
[8 empty] | Codes & Standards Forecast | Units
[8 empty] | Codes & Standards Forecast | Usage (GWh)
[8 empty] | Codes & Standards Forecast | Summer Peak Demand (MW)
[8 empty] | Codes & Standards Forecast | Winter Peak Demand (MW)
[8 empty] | Codes & Standards Forecast | Turnover
[8 empty] | Codes & Standards Forecast | Avg. Replacement Usage (kWh)
[8 empty] | Codes & Standards Forecast | Avg. Replacement Summer Demand (kW)
[8 empty] | Codes & Standards Forecast | Avg. Replacement Winter Demand (kW)
[8 empty] | Codes & Standards Forecast | Units
[8 empty] | Codes & Standards Forecast | Usage (GWh)
[8 empty] | Codes & Standards Forecast | Summer Peak Demand (MW)
[8 empty] | Codes & Standards Forecast | Winter Peak Demand (MW)
[8 empty] | Codes & Standards Forecast | Turnover
[8 empty] | Codes & Standards Forecast | Avg. Replacement Usage (kWh)
[8 empty] | Codes & Standards Forecast | Avg. Replacement Summer Demand (kW)
[8 empty] | Codes & Standards Forecast | Avg. Replacement Winter Demand (kW)
[8 empty] | Codes & Standards Forecast | Units
[8 empty] | Codes & Standards Forecast | Usage (GWh)
[8 empty] | Codes & Standards Forecast | Summer Peak Demand (MW)
[8 empty] | Codes & Standards Forecast | Winter Peak Demand (MW)
[8 empty] | Codes & Standards Forecast | Turnover
[8 empty] | Codes & Standards Forecast | Avg. Replacement Usage (kWh)
[8 empty] | Codes & Standards Forecast | Avg. Replacement Summer Demand (kW)
[8 empty] | Codes & Standards Forecast | Avg. Replacement Winter Demand (kW)
[8 empty] | Codes & Standards Forecast | Units
[8 empty] | Codes & Standards Forecast | Usage (GWh)
[8 empty] | Codes & Standards Forecast | Summer Peak Demand (MW)
[8 empty] | Codes & Standards Forecast | Winter Peak Demand (MW)
[8 empty] | Codes & Standards Forecast | Turnover
[8 empty] | Codes & Standards Forecast | Avg. Replacement Usage (kWh)
[8 empty] | Codes & Standards Forecast | Avg. Replacement Summer Demand (kW)
[8 empty] | Codes & Standards Forecast | Avg. Replacement Winter Demand (kW)
[8 empty] | Codes & Standards Forecast | Units
[8 empty] | Codes & Standards Forecast | Usage (GWh)
[8 empty] | Codes & Standards Forecast | Summer Peak Demand (MW)
[8 empty] | Codes & Standards Forecast | Winter Peak Demand (MW)
[8 empty] | Codes & Standards Forecast | Turnover
[8 empty] | Codes & Standards Forecast | Avg. Replacement Usage (kWh)
[8 empty] | Codes & Standards Forecast | Avg. Replacement Summer Demand (kW)
[8 empty] | Codes & Standards Forecast | Avg. Replacement Winter Demand (kW)
[8 empty] | Codes & Standards Forecast | Units
[8 empty] | Codes & Standards Forecast | Usage (GWh)
[8 empty] | Codes & Standards Forecast | Summer Peak Demand (MW)
[8 empty] | Codes & Standards Forecast | Winter Peak Demand (MW)
[8 empty] | Codes & Standards Forecast | Turnover
[8 empty] | Codes & Standards Forecast | Avg. Replacement Usage (kWh)
[8 empty] | Codes & Standards Forecast | Avg. Replacement Summer Demand (kW)
[8 empty] | Codes & Standards Forecast | Avg. Replacement Winter Demand (kW)
[8 empty] | Codes & Standards Forecast | Units
[8 empty] | Codes & Standards Forecast | Usage (GWh)
[8 empty] | Codes & Standards Forecast | Summer Peak Demand (MW)
[8 empty] | Codes & Standards Forecast | Winter Peak Demand (MW)
[8 empty] | Codes & Standards Forecast | Turnover
[8 empty] | Codes & Standards Forecast | Avg. Replacement Usage (kWh)
[8 empty] | Codes & Standards Forecast | Avg. Replacement Summer Demand (kW)
[8 empty] | Codes & Standards Forecast | Avg. Replacement Winter Demand (kW)
[8 empty] | Codes & Standards Forecast | Units
[8 empty] | Codes & Standards Forecast | Usage (GWh)
[8 empty] | Codes & Standards Forecast | Summer Peak Demand (MW)
[8 empty] | Codes & Standards Forecast | Winter Peak Demand (MW)
[8 empty] | Codes & Standards Forecast | Turnover
[8 empty] | Codes & Standards Forecast | Avg. Replacement Usage (kWh)
[8 empty] | Codes & Standards Forecast | Avg. Replacement Summer Demand (kW)
[8 empty] | Codes & Standards Forecast | Avg. Replacement Winter Demand (kW)
[8 empty] | Codes & Standards Forecast | Units
[8 empty] | Codes & Standards Forecast | Usage (GWh)
[8 empty] | Codes & Standards Forecast | Summer Peak Demand (MW)
[8 empty] | Codes & Standards Forecast | Winter Peak Demand (MW)
[8 empty] | Codes & Standards Forecast | Turnover
[8 empty] | Codes & Standards Forecast | Avg. Replacement Usage (kWh)
[8 empty] | Codes & Standards Forecast | Avg. Replacement Summer Demand (kW)
[8 empty] | Codes & Standards Forecast | Avg. Replacement Winter Demand (kW)
[8 empty] | Codes & Standards Forecast | Units
[8 empty] | Codes & Standards Forecast | Usage (GWh)
[8 empty] | Codes & Standards Forecast | Summer Peak Demand (MW)
[8 empty] | Codes & Standards Forecast | Winter Peak Demand (MW)
[8 empty] | Codes & Standards Forecast | Turnover
[8 empty] | Codes & Standards Forecast | Avg. Replacement Usage (kWh)
[8 empty] | Codes & Standards Forecast | Avg. Replacement Summer Demand (kW)
[8 empty] | Codes & Standards Forecast | Avg. Replacement Winter Demand (kW)
[8 empty] | Codes & Standards Forecast | Units
[8 empty] | Codes & Standards Forecast | Usage (GWh)
[8 empty] | Codes & Standards Forecast | Summer Peak Demand (MW)
[8 empty] | Codes & Standards Forecast | Winter Peak Demand (MW)
[8 empty] | Codes & Standards Forecast | Turnover
[8 empty] | Codes & Standards Forecast | Avg. Replacement Usage (kWh)
[8 empty] | Codes & Standards Forecast | Avg. Replacement Summer Demand (kW)
[8 empty] | Codes & Standards Forecast | Avg. Replacement Winter Demand (kW)
[8 empty] | Codes & Standards Forecast | Units
[8 empty] | Codes & Standards Forecast | Usage (GWh)
[8 empty] | Codes & Standards Forecast | Summer Peak Demand (MW)
[8 empty] | Codes & Standards Forecast | Winter Peak Demand (MW)
[8 empty] | Codes & Standards Forecast | Turnover
[8 empty] | Codes & Standards Forecast | Avg. Replacement Usage (kWh)
[8 empty] | Codes & Standards Forecast | Avg. Replacement Summer Demand (kW)
[8 empty] | Codes & Standards Forecast | Avg. Replacement Winter Demand (kW)
[8 empty] | Codes & Standards Forecast | Units
[8 empty] | Codes & Standards Forecast | Usage (GWh)
[8 empty] | Codes & Standards Forecast | Summer Peak Demand (MW)
[8 empty] | Codes & Standards Forecast | Winter Peak Demand (MW)
[8 empty] | Codes & Standards Forecast | Turnover
[8 empty] | Codes & Standards Forecast | Avg. Replacement Usage (kWh)
[8 empty] | Codes & Standards Forecast | Avg. Replacement Summer Demand (kW)
[8 empty] | Codes & Standards Forecast | Avg. Replacement Winter Demand (kW)
[8 empty] | Codes & Standards Forecast | Units
[8 empty] | Codes & Standards Forecast | Usage (GWh)
[8 empty] | Codes & Standards Forecast | Summer Peak Demand (MW)
[8 empty] | Codes & Standards Forecast | Winter Peak Demand (MW)
[8 empty] | Codes & Standards Forecast | Turnover
[8 empty] | Codes & Standards Forecast | Avg. Replacement Usage (kWh)
[8 empty] | Codes & Standards Forecast | Avg. Replacement Summer Demand (kW)
[8 empty] | Codes & Standards Forecast | Avg. Replacement Winter Demand (kW)
[8 empty] | Codes & Standards Forecast | Units
[8 empty] | Codes & Standards Forecast | Usage (GWh)
[8 empty] | Codes & Standards Forecast | Summer Peak Demand (MW)
[8 empty] | Codes & Standards Forecast | Winter Peak Demand (MW)
[8 empty] | Codes & Standards Forecast | Turnover
[8 empty] | Codes & Standards Forecast | Avg. Replacement Usage (kWh)
[8 empty] | Codes & Standards Forecast | Avg. Replacement Summer Demand (kW)
[8 empty] | Codes & Standards Forecast | Avg. Replacement Winter Demand (kW)
[8 empty] | Codes & Standards Forecast | Units
[8 empty] | Codes & Standards Forecast | Usage (GWh)
[8 empty] | Codes & Standards Forecast | Summer Peak Demand (MW)
[8 empty] | Codes & Standards Forecast | Winter Peak Demand (MW)
[8 empty] | Codes & Standards Forecast | Turnover
[8 empty] | Codes & Standards Forecast | Avg. Replacement Usage (kWh)
[8 empty] | Codes & Standards Forecast | Avg. Replacement Summer Demand (kW)
[8 empty] | Codes & Standards Forecast | Avg. Replacement Winter Demand (kW)
[8 empty] | Codes & Standards Forecast | Units
[8 empty] | Codes & Standards Forecast | Usage (GWh)
[8 empty] | Codes & Standards Forecast | Summer Peak Demand (MW)
[8 empty] | Codes & Standards Forecast | Winter Peak Demand (MW)
[8 empty] | Codes & Standards Forecast | Turnover
[8 empty] | Codes & Standards Forecast | Avg. Replacement Usage (kWh)
[8 empty] | Codes & Standards Forecast | Avg. Replacement Summer Demand (kW)
[8 empty] | Codes & Standards Forecast | Avg. Replacement Winter Demand (kW)
[8 empty] | Codes & Standards Forecast | Units
[8 empty] | Codes & Standards Forecast | Usage (GWh)
[8 empty] | Codes & Standards Forecast | Summer Peak Demand (MW)
[8 empty] | Codes & Standards Forecast | Winter Peak Demand (MW)
[8 empty] | Codes & Standards Forecast | Turnover
[8 empty] | Codes & Standards Forecast | Avg. Replacement Usage (kWh)
[8 empty] | Codes & Standards Forecast | Avg. Replacement Summer Demand (kW)
[8 empty] | Codes & Standards Forecast | Avg. Replacement Winter Demand (kW)
[8 empty] | Codes & Standards Forecast | Units
[8 empty] | Codes & Standards Forecast | Usage (GWh)
[8 empty] | Codes & Standards Forecast | Summer Peak Demand (MW)
[8 empty] | Codes & Standards Forecast | Winter Peak Demand (MW)
[8 empty] | Codes & Standards Forecast | Turnover
[8 empty] | Codes & Standards Forecast | Avg. Replacement Usage (kWh)
[8 empty] | Codes & Standards Forecast | Avg. Replacement Summer Demand (kW)
[8 empty] | Codes & Standards Forecast | Avg. Replacement Winter Demand (kW)
[8 empty] | Codes & Standards Forecast | Units
[8 empty] | Codes & Standards Forecast | Usage (GWh)
[8 empty] | Codes & Standards Forecast | Summer Peak Demand (MW)
[8 empty] | Codes & Standards Forecast | Winter Peak Demand (MW)
[8 empty] | Codes & Standards Forecast | Turnover
[8 empty] | Codes & Standards Forecast | Avg. Replacement Usage (kWh)
[8 empty] | Codes & Standards Forecast | Avg. Replacement Summer Demand (kW)
[8 empty] | Codes & Standards Forecast | Avg. Replacement Winter Demand (kW)
[8 empty] | Codes & Standards Forecast | Units
[8 empty] | Codes & Standards Forecast | Usage (GWh)
[8 empty] | Codes & Standards Forecast | Summer Peak Demand (MW)
[8 empty] | Codes & Standards Forecast | Winter Peak Demand (MW)
[8 empty] | Codes & Standards Forecast | Turnover
[8 empty] | Codes & Standards Forecast | Avg. Replacement Usage (kWh)
[8 empty] | Codes & Standards Forecast | Avg. Replacement Summer Demand (kW)
[8 empty] | Codes & Standards Forecast | Avg. Replacement Winter Demand (kW)
[8 empty] | Codes & Standards Forecast | Units
[8 empty] | Codes & Standards Forecast | Usage (GWh)
[8 empty] | Codes & Standards Forecast | Summer Peak Demand (MW)
[8 empty] | Codes & Standards Forecast | Winter Peak Demand (MW)
[8 empty] | Codes & Standards Forecast | Turnover
[8 empty] | Codes & Standards Forecast | Avg. Replacement Usage (kWh)
[8 empty] | Codes & Standards Forecast | Avg. Replacement Summer Demand (kW)
[8 empty] | Codes & Standards Forecast | Avg. Replacement Winter Demand (kW)
[8 empty] | Codes & Standards Forecast | Units
[8 empty] | Codes & Standards Forecast | Usage (GWh)
[8 empty] | Codes & Standards Forecast | Summer Peak Demand (MW)
[8 empty] | Codes & Standards Forecast | Winter Peak Demand (MW)
[8 empty] | Codes & Standards Forecast | Turnover
[8 empty] | Codes & Standards Forecast | Avg. Replacement Usage (kWh)
[8 empty] | Codes & Standards Forecast | Avg. Replacement Summer Demand (kW)
[8 empty] | Codes & Standards Forecast | Avg. Replacement Winter Demand (kW)
[8 empty] | Codes & Standards Forecast | Units
[8 empty] | Codes & Standards Forecast | Usage (GWh)
[8 empty] | Codes & Standards Forecast | Summer Peak Demand (MW)
[8 empty] | Codes & Standards Forecast | Winter Peak Demand (MW)
[8 empty] | Codes & Standards Forecast | Turnover
[8 empty] | Codes & Standards Forecast | Avg. Replacement Usage (kWh)
[8 empty] | Codes & Standards Forecast | Avg. Replacement Summer Demand (kW)
[8 empty] | Codes & Standards Forecast | Avg. Replacement Winter Demand (kW)
[8 empty] | Codes & Standards Forecast | Units
[8 empty] | Codes & Standards Forecast | Usage (GWh)
[8 empty] | Codes & Standards Forecast | Summer Peak Demand (MW)
[8 empty] | Codes & Standards Forecast | Winter Peak Demand (MW)
[8 empty] | Codes & Standards Forecast | Turnover
[8 empty] | Codes & Standards Forecast | Avg. Replacement Usage (kWh)
[8 empty] | Codes & Standards Forecast | Avg. Replacement Summer Demand (kW)
[8 empty] | Codes & Standards Forecast | Avg. Replacement Winter Demand (kW)
[8 empty] | Codes & Standards Forecast | Units
[8 empty] | Codes & Standards Forecast | Usage (GWh)
[8 empty] | Codes & Standards Forecast | Summer Peak Demand (MW)
[8 empty] | Codes & Standards Forecast | Winter Peak Demand (MW)
[8 empty] | Codes & Standards Forecast | Turnover
[8 empty] | Codes & Standards Forecast | Avg. Replacement Usage (kWh)
[8 empty] | Codes & Standards Forecast | Avg. Replacement Summer Demand (kW)
[8 empty] | Codes & Standards Forecast | Avg. Replacement Winter Demand (kW)
[8 empty] | Codes & Standards Forecast | Units
[8 empty] | Codes & Standards Forecast | Usage (GWh)
[8 empty] | Codes & Standards Forecast | Summer Peak Demand (MW)
[8 empty] | Codes & Standards Forecast | Winter Peak Demand (MW)
[8 empty] | Codes & Standards Forecast | Turnover
[8 empty] | Codes & Standards Forecast | Avg. Replacement Usage (kWh)
[8 empty] | Codes & Standards Forecast | Avg. Replacement Summer Demand (kW)
[8 empty] | Codes & Standards Forecast | Avg. Replacement Winter Demand (kW)
[8 empty] | Codes & Standards Forecast | Units
[8 empty] | Codes & Standards Forecast | Usage (GWh)
[8 empty] | Codes & Standards Forecast | Summer Peak Demand (MW)
[8 empty] | Codes & Standards Forecast | Winter Peak Demand (MW)
[8 empty] | Codes & Standards Forecast | Turnover
[8 empty] | Codes & Standards Forecast | Avg. Replacement Usage (kWh)
[8 empty] | Codes & Standards Forecast | Avg. Replacement Summer Demand (kW)
[8 empty] | Codes & Standards Forecast | Avg. Replacement Winter Demand (kW)
[8 empty] | Codes & Standards Forecast | Units
[8 empty] | Codes & Standards Forecast | Usage (GWh)
[8 empty] | Codes & Standards Forecast | Summer Peak Demand (MW)
[8 empty] | Codes & Standards Forecast | Winter Peak Demand (MW)
[8 empty] | Codes & Standards Forecast | Turnover
[8 empty] | Codes & Standards Forecast | Avg. Replacement Usage (kWh)
[8 empty] | Codes & Standards Forecast | Avg. Replacement Summer Demand (kW)
[8 empty] | Codes & Standards Forecast | Avg. Replacement Winter Demand (kW)
[8 empty] | Codes & Standards Forecast | Units
[8 empty] | Codes & Standards Forecast | Usage (GWh)
[8 empty] | Codes & Standards Forecast | Summer Peak Demand (MW)
[8 empty] | Codes & Standards Forecast | Winter Peak Demand (MW)
[8 empty] | Codes & Standards Forecast | Turnover
[8 empty] | Codes & Standards Forecast | Avg. Replacement Usage (kWh)
[8 empty] | Codes & Standards Forecast | Avg. Replacement Summer Demand (kW)
[8 empty] | Codes & Standards Forecast | Avg. Replacement Winter Demand (kW)
[8 empty] | Codes & Standards Forecast | Units
[8 empty] | Codes & Standards Forecast | Usage (GWh)
[8 empty] | Codes & Standards Forecast | Summer Peak Demand (MW)
[8 empty] | Codes & Standards Forecast | Winter Peak Demand (MW)
[8 empty] | Codes & Standards Forecast | Turnover
[8 empty] | Codes & Standards Forecast | Avg. Replacement Usage (kWh)
[8 empty] | Codes & Standards Forecast | Avg. Replacement Summer Demand (kW)
[8 empty] | Codes & Standards Forecast | Avg. Replacement Winter Demand (kW)
[8 empty] | Codes & Standards Forecast | Units
[8 empty] | Codes & Standards Forecast | Usage (GWh)
[8 empty] | Codes & Standards Forecast | Summer Peak Demand (MW)
[8 empty] | Codes & Standards Forecast | Winter Peak Demand (MW)
[8 empty] | Codes & Standards Forecast | Turnover
[8 empty] | Codes & Standards Forecast | Avg. Replacement Usage (kWh)
[8 empty] | Codes & Standards Forecast | Avg. Replacement Summer Demand (kW)
[8 empty] | Codes & Standards Forecast | Avg. Replacement Winter Demand (kW)
[8 empty] | Codes & Standards Forecast | Units
[8 empty] | Codes & Standards Forecast | Usage (GWh)
[8 empty] | Codes & Standards Forecast | Summer Peak Demand (MW)
[8 empty] | Codes & Standards Forecast | Winter Peak Demand (MW)
[8 empty] | Codes & Standards Forecast | Turnover
[8 empty] | Codes & Standards Forecast | Avg. Replacement Usage (kWh)
[8 empty] | Codes & Standards Forecast | Avg. Replacement Summer Demand (kW)
[8 empty] | Codes & Standards Forecast | Avg. Replacement Winter Demand (kW)
[8 empty] | Codes & Standards Forecast | Units
[8 empty] | Codes & Standards Forecast | Usage (GWh)
[8 empty] | Codes & Standards Forecast | Summer Peak Demand (MW)
[8 empty] | Codes & Standards Forecast | Winter Peak Demand (MW)
[8 empty] | Codes & Standards Forecast | Turnover
[8 empty] | Codes & Standards Forecast | Avg. Replacement Usage (kWh)
[8 empty] | Codes & Standards Forecast | Avg. Replacement Summer Demand (kW)
[8 empty] | Codes & Standards Forecast | Avg. Replacement Winter Demand (kW)
[8 empty] | Codes & Standards Forecast | Units
[8 empty] | Codes & Standards Forecast | Usage (GWh)
[8 empty] | Codes & Standards Forecast | Summer Peak Demand (MW)
[8 empty] | Codes & Standards Forecast | Winter Peak Demand (MW)
[8 empty] | Codes & Standards Forecast | Turnover
[8 empty] | Codes & Standards Forecast | Avg. Replacement Usage (kWh)
[8 empty] | Codes & Standards Forecast | Avg. Replacement Summer Demand (kW)
[8 empty] | Codes & Standards Forecast | Avg. Replacement Winter Demand (kW)
[8 empty] | Codes & Standards Forecast | Units
[8 empty] | Codes & Standards Forecast | Usage (GWh)
[8 empty] | Codes & Standards Forecast | Summer Peak Demand (MW)
[8 empty] | Codes & Standards Forecast | Winter Peak Demand (MW)
[8 empty] | Codes & Standards Forecast | Turnover
[8 empty] | Codes & Standards Forecast | Avg. Replacement Usage (kWh)
[8 empty] | Codes & Standards Forecast | Avg. Replacement Summer Demand (kW)
[8 empty] | Codes & Standards Forecast | Avg. Replacement Winter Demand (kW)
[8 empty] | Codes & Standards Forecast | Units
[8 empty] | Codes & Standards Forecast | Usage (GWh)
[8 empty] | Codes & Standards Forecast | Summer Peak Demand (MW)
[8 empty] | Codes & Standards Forecast | Winter Peak Demand (MW)
[8 empty] | Codes & Standards Forecast | Turnover
[8 empty] | Codes & Standards Forecast | Avg. Replacement Usage (kWh)
[8 empty] | Codes & Standards Forecast | Avg. Replacement Summer Demand (kW)
[8 empty] | Codes & Standards Forecast | Avg. Replacement Winter Demand (kW)
[8 empty] | Codes & Standards Forecast | Units
[8 empty] | Codes & Standards Forecast | Usage (GWh)
[8 empty] | Codes & Standards Forecast | Summer Peak Demand (MW)
[8 empty] | Codes & Standards Forecast | Winter Peak Demand (MW)
[8 empty] | Codes & Standards Forecast | Turnover
[8 empty] | Codes & Standards Forecast | Avg. Replacement Usage (kWh)
[8 empty] | Codes & Standards Forecast | Avg. Replacement Summer Demand (kW)
[8 empty] | Codes & Standards Forecast | Avg. Replacement Winter Demand (kW)
[8 empty] | Codes & Standards Forecast | Units
[8 empty] | Codes & Standards Forecast | Usage (GWh)
[8 empty] | Codes & Standards Forecast | Summer Peak Demand (MW)
[8 empty] | Codes & Standards Forecast | Winter Peak Demand (MW)
[8 empty] | Codes & Standards Forecast | Turnover
[8 empty] | Codes & Standards Forecast | Avg. Replacement Usage (kWh)
[8 empty] | Codes & Standards Forecast | Avg. Replacement Summer Demand (kW)
[8 empty] | Codes & Standards Forecast | Avg. Replacement Winter Demand (kW)
[8 empty] | Codes & Standards Forecast | Units
[8 empty] | Codes & Standards Forecast | Usage (GWh)
[8 empty] | Codes & Standards Forecast | Summer Peak Demand (MW)
[8 empty] | Codes & Standards Forecast | Winter Peak Demand (MW)
[8 empty] | Codes & Standards Forecast | Turnover
[8 empty] | Codes & Standards Forecast | Avg. Replacement Usage (kWh)
[8 empty] | Codes & Standards Forecast | Avg. Replacement Summer Demand (kW)
[8 empty] | Codes & Standards Forecast | Avg. Replacement Winter Demand (kW)
[8 empty] | Codes & Standards Forecast | Units
[8 empty] | Codes & Standards Forecast | Usage (GWh)
[8 empty] | Codes & Standards Forecast | Summer Peak Demand (MW)
[8 empty] | Codes & Standards Forecast | Winter Peak Demand (MW)
[8 empty] | Codes & Standards Forecast | Turnover
[8 empty] | Codes & Standards Forecast | Avg. Replacement Usage (kWh)
[8 empty] | Codes & Standards Forecast | Avg. Replacement Summer Demand (kW)
[8 empty] | Codes & Standards Forecast | Avg. Replacement Winter Demand (kW)
[8 empty] | Codes & Standards Forecast | Units
[8 empty] | Codes & Standards Forecast | Usage (GWh)
[8 empty] | Codes & Standards Forecast | Summer Peak Demand (MW)
[8 empty] | Codes & Standards Forecast | Winter Peak Demand (MW)
[8 empty] | Codes & Standards Forecast | Turnover
[8 empty] | Codes & Standards Forecast | Avg. Replacement Usage (kWh)
[8 empty] | Codes & Standards Forecast | Avg. Replacement Summer Demand (kW)
[8 empty] | Codes & Standards Forecast | Avg. Replacement Winter Demand (kW)
[8 empty] | Codes & Standards Forecast | Units
[8 empty] | Codes & Standards Forecast | Usage (GWh)
[8 empty] | Codes & Standards Forecast | Summer Peak Demand (MW)
[8 empty] | Codes & Standards Forecast | Winter Peak Demand (MW)
[8 empty] | Codes & Standards Forecast | Turnover
[8 empty] | Codes & Standards Forecast | Avg. Replacement Usage (kWh)
[8 empty] | Codes & Standards Forecast | Avg. Replacement Summer Demand (kW)
[8 empty] | Codes & Standards Forecast | Avg. Replacement Winter Demand (kW)
[8 empty] | Codes & Standards Forecast | Units
[8 empty] | Codes & Standards Forecast | Usage (GWh)
[8 empty] | Codes & Standards Forecast | Summer Peak Demand (MW)
[8 empty] | Codes & Standards Forecast | Winter Peak Demand (MW)
[8 empty] | Codes & Standards Forecast | Turnover
[8 empty] | Codes & Standards Forecast | Avg. Replacement Usage (kWh)
[8 empty] | Codes & Standards Forecast | Avg. Replacement Summer Demand (kW)
[8 empty] | Codes & Standards Forecast | Avg. Replacement Winter Demand (kW)
[8 empty] | Codes & Standards Forecast | Units
[8 empty] | Codes & Standards Forecast | Usage (GWh)
[8 empty] | Codes & Standards Forecast | Summer Peak Demand (MW)
[8 empty] | Codes & Standards Forecast | Winter Peak Demand (MW)
[8 empty] | Codes & Standards Forecast | Turnover
[8 empty] | Codes & Standards Forecast | Avg. Replacement Usage (kWh)
[8 empty] | Codes & Standards Forecast | Avg. Replacement Summer Demand (kW)
[8 empty] | Codes & Standards Forecast | Avg. Replacement Winter Demand (kW)
[8 empty] | Codes & Standards Forecast | Units
[8 empty] | Codes & Standards Forecast | Usage (GWh)
[8 empty] | Codes & Standards Forecast | Summer Peak Demand (MW)
[8 empty] | Codes & Standards Forecast | Winter Peak Demand (MW)
[8 empty] | Codes & Standards Forecast | Turnover
[8 empty] | Codes & Standards Forecast | Avg. Replacement Usage (kWh)
[8 empty] | Codes & Standards Forecast | Avg. Replacement Summer Demand (kW)
[8 empty] | Codes & Standards Forecast | Avg. Replacement Winter Demand (kW)
[8 empty] | Codes & Standards Forecast | Units
[8 empty] | Codes & Standards Forecast | Usage (GWh)
[8 empty] | Codes & Standards Forecast | Summer Peak Demand (MW)
[8 empty] | Codes & Standards Forecast | Winter Peak Demand (MW)
[8 empty] | Codes & Standards Forecast | Turnover
[8 empty] | Codes & Standards Forecast | Avg. Replacement Usage (kWh)
[8 empty] | Codes & Standards Forecast | Avg. Replacement Summer Demand (kW)
[8 empty] | Codes & Standards Forecast | Avg. Replacement Winter Demand (kW)
[8 empty] | Codes & Standards Forecast | Units
[8 empty] | Codes & Standards Forecast | Usage (GWh)
[8 empty] | Codes & Standards Forecast | Summer Peak Demand (MW)
[8 empty] | Codes & Standards Forecast | Winter Peak Demand (MW)
[8 empty] | Codes & Standards Forecast | Turnover
[8 empty] | Codes & Standards Forecast | Avg. Replacement Usage (kWh)
[8 empty] | Codes & Standards Forecast | Avg. Replacement Summer Demand (kW)
[8 empty] | Codes & Standards Forecast | Avg. Replacement Winter Demand (kW)
[8 empty] | Codes & Standards Forecast | Units
[8 empty] | Codes & Standards Forecast | Usage (GWh)
[8 empty] | Codes & Standards Forecast | Summer Peak Demand (MW)
[8 empty] | Codes & Standards Forecast | Winter Peak Demand (MW)
[8 empty] | Codes & Standards Forecast | Turnover
[8 empty] | Codes & Standards Forecast | Avg. Replacement Usage (kWh)
[8 empty] | Codes & Standards Forecast | Avg. Replacement Summer Demand (kW)
[8 empty] | Codes & Standards Forecast | Avg. Replacement Winter Demand (kW)
[8 empty] | Codes & Standards Forecast | Units
[8 empty] | Codes & Standards Forecast | Usage (GWh)
[8 empty] | Codes & Standards Forecast | Summer Peak Demand (MW)
[8 empty] | Codes & Standards Forecast | Winter Peak Demand (MW)
[8 empty] | Codes & Standards Forecast | Turnover
[8 empty] | Codes & Standards Forecast | Avg. Replacement Usage (kWh)
[8 empty] | Codes & Standards Forecast | Avg. Replacement Summer Demand (kW)
[8 empty] | Codes & Standards Forecast | Avg. Replacement Winter Demand (kW)
[8 empty] | Codes & Standards Forecast | Units
[8 empty] | Codes & Standards Forecast | Usage (GWh)
[8 empty] | Codes & Standards Forecast | Summer Peak Demand (MW)
[8 empty] | Codes & Standards Forecast | Winter Peak Demand (MW)
[8 empty] | Codes & Standards Forecast | Turnover
[8 empty] | Codes & Standards Forecast | Avg. Replacement Usage (kWh)
[8 empty] | Codes & Standards Forecast | Avg. Replacement Summer Demand (kW)
[8 empty] | Codes & Standards Forecast | Avg. Replacement Winter Demand (kW)
[8 empty] | Codes & Standards Forecast | Units
[8 empty] | Codes & Standards Forecast | Usage (GWh)
[8 empty] | Codes & Standards Forecast | Summer Peak Demand (MW)
[8 empty] | Codes & Standards Forecast | Winter Peak Demand (MW)
[8 empty] | Codes & Standards Forecast | Turnover
[8 empty] | Codes & Standards Forecast | Avg. Replacement Usage (kWh)
[8 empty] | Codes & Standards Forecast | Avg. Replacement Summer Demand (kW)
[8 empty] | Codes & Standards Forecast | Avg. Replacement Winter Demand (kW)
[8 empty] | Codes & Standards Forecast | Units
[8 empty] | Codes & Standards Forecast | Usage (GWh)
[8 empty] | Codes & Standards Forecast | Summer Peak Demand (MW)
[8 empty] | Codes & Standards Forecast | Winter Peak Demand (MW)
[8 empty] | Codes & Standards Forecast | Turnover
[8 empty] | Codes & Standards Forecast | Avg. Replacement Usage (kWh)
[8 empty] | Codes & Standards Forecast | Avg. Replacement Summer Demand (kW)
[8 empty] | Codes & Standards Forecast | Avg. Replacement Winter Demand (kW)
[8 empty] | Codes & Standards Forecast | Units
[8 empty] | Codes & Standards Forecast | Usage (GWh)
[8 empty] | Codes & Standards Forecast | Summer Peak Demand (MW)
[8 empty] | Codes & Standards Forecast | Winter Peak Demand (MW)
[8 empty] | Codes & Standards Forecast | Turnover
[8 empty] | Codes & Standards Forecast | Avg. Replacement Usage (kWh)
[8 empty] | Codes & Standards Forecast | Avg. Replacement Summer Demand (kW)
[8 empty] | Codes & Standards Forecast | Avg. Replacement Winter Demand (kW)
[8 empty] | Codes & Standards Forecast | Units
[8 empty] | Codes & Standards Forecast | Usage (GWh)
[8 empty] | Codes & Standards Forecast | Summer Peak Demand (MW)
[8 empty] | Codes & Standards Forecast | Winter Peak Demand (MW)
[8 empty] | Codes & Standards Forecast | Turnover
[8 empty] | Codes & Standards Forecast | Avg. Replacement Usage (kWh)
[8 empty] | Codes & Standards Forecast | Avg. Replacement Summer Demand (kW)
[8 empty] | Codes & Standards Forecast | Avg. Replacement Winter Demand (kW)
[8 empty] | Codes & Standards Forecast | Units
[8 empty] | Codes & Standards Forecast | Usage (GWh)
[8 empty] | Codes & Standards Forecast | Summer Peak Demand (MW)
[8 empty] | Codes & Standards Forecast | Winter Peak Demand (MW)
[8 empty] | Codes & Standards Forecast | Turnover
[8 empty] | Codes & Standards Forecast | Avg. Replacement Usage (kWh)
[8 empty] | Codes & Standards Forecast | Avg. Replacement Summer Demand (kW)
[8 empty] | Codes & Standards Forecast | Avg. Replacement Winter Demand (kW)
[8 empty] | Codes & Standards Forecast | Units
[8 empty] | Codes & Standards Forecast | Usage (GWh)
[8 empty] | Codes & Standards Forecast | Summer Peak Demand (MW)
[8 empty] | Codes & Standards Forecast | Winter Peak Demand (MW)
[8 empty] | Codes & Standards Forecast | Turnover
[8 empty] | Codes & Standards Forecast | Avg. Replacement Usage (kWh)
[8 empty] | Codes & Standards Forecast | Avg. Replacement Summer Demand (kW)
[8 empty] | Codes & Standards Forecast | Avg. Replacement Winter Demand (kW)
[8 empty] | Codes & Standards Forecast | Units
[8 empty] | Codes & Standards Forecast | Usage (GWh)
[8 empty] | Codes & Standards Forecast | Summer Peak Demand (MW)
[8 empty] | Codes & Standards Forecast | Winter Peak Demand (MW)
[8 empty] | Codes & Standards Forecast | Turnover
[8 empty] | Codes & Standards Forecast | Avg. Replacement Usage (kWh)
[8 empty] | Codes & Standards Forecast | Avg. Replacement Summer Demand (kW)
[8 empty] | Codes & Standards Forecast | Avg. Replacement Winter Demand (kW)
[8 empty] | Codes & Standards Forecast | Units
[8 empty] | Codes & Standards Forecast | Usage (GWh)
[8 empty] | Codes & Standards Forecast | Summer Peak Demand (MW)
[8 empty] | Codes & Standards Forecast | Winter Peak Demand (MW)
[8 empty] | Codes & Standards Forecast | Turnover
[8 empty] | Codes & Standards Forecast | Avg. Replacement Usage (kWh)
[8 empty] | Codes & Standards Forecast | Avg. Replacement Summer Demand (kW)
[8 empty] | Codes & Standards Forecast | Avg. Replacement Winter Demand (kW)
[8 empty] | Codes & Standards Forecast | Units
[8 empty] | Codes & Standards Forecast | Usage (GWh)
[8 empty] | Codes & Standards Forecast | Summer Peak Demand (MW)
[8 empty] | Codes & Standards Forecast | Winter Peak Demand (MW)
[8 empty] | Codes & Standards Forecast | Turnover
[8 empty] | Codes & Standards Forecast | Avg. Replacement Usage (kWh)
[8 empty] | Codes & Standards Forecast | Avg. Replacement Summer Demand (kW)
[8 empty] | Codes & Standards Forecast | Avg. Replacement Winter Demand (kW)
[8 empty] | Codes & Standards Forecast | Units
[8 empty] | Codes & Standards Forecast | Usage (GWh)
[8 empty] | Codes & Standards Forecast | Summer Peak Demand (MW)
[8 empty] | Codes & Standards Forecast | Winter Peak Demand (MW)
[8 empty] | Codes & Standards Forecast | Turnover
[8 empty] | Codes & Standards Forecast | Avg. Replacement Usage (kWh)
[8 empty] | Codes & Standards Forecast | Avg. Replacement Summer Demand (kW)
[8 empty] | Codes & Standards Forecast | Avg. Replacement Winter Demand (kW)
[8 empty] | Codes & Standards Forecast | Units
[8 empty] | Codes & Standards Forecast | Usage (GWh)
[8 empty] | Codes & Standards Forecast | Summer Peak Demand (MW)
[8 empty] | Codes & Standards Forecast | Winter Peak Demand (MW)
[8 empty] | Codes & Standards Forecast | Turnover
[8 empty] | Codes & Standards Forecast | Avg. Replacement Usage (kWh)
[8 empty] | Codes & Standards Forecast | Avg. Replacement Summer Demand (kW)
[8 empty] | Codes & Standards Forecast | Avg. Replacement Winter Demand (kW)
[8 empty] | Codes & Standards Forecast | Units
[8 empty] | Codes & Standards Forecast | Usage (GWh)
[8 empty] | Codes & Standards Forecast | Summer Peak Demand (MW)
[8 empty] | Codes & Standards Forecast | Winter Peak Demand (MW)
[8 empty] | Codes & Standards Forecast | Turnover
[8 empty] | Codes & Standards Forecast | Avg. Replacement Usage (kWh)
[8 empty] | Codes & Standards Forecast | Avg. Replacement Summer Demand (kW)
[8 empty] | Codes & Standards Forecast | Avg. Replacement Winter Demand (kW)
[8 empty] | Codes & Standards Forecast | Units
[8 empty] | Codes & Standards Forecast | Usage (GWh)
[8 empty] | Codes & Standards Forecast | Summer Peak Demand (MW)
[8 empty] | Codes & Standards Forecast | Winter Peak Demand (MW)
[8 empty] | Codes & Standards Forecast | Turnover
[8 empty] | Codes & Standards Forecast | Avg. Replacement Usage (kWh)
[8 empty] | Codes & Standards Forecast | Avg. Replacement Summer Demand (kW)
[8 empty] | Codes & Standards Forecast | Avg. Replacement Winter Demand (kW)
[8 empty] | Codes & Standards Forecast | Units
[8 empty] | Codes & Standards Forecast | Usage (GWh)
[8 empty] | Codes & Standards Forecast | Summer Peak Demand (MW)
[8 empty] | Codes & Standards Forecast | Winter Peak Demand (MW)
[8 empty] | Codes & Standards Forecast | Turnover
[8 empty] | Codes & Standards Forecast | Avg. Replacement Usage (kWh)
[8 empty] | Codes & Standards Forecast | Avg. Replacement Summer Demand (kW)
[8 empty] | Codes & Standards Forecast | Avg. Replacement Winter Demand (kW)
[8 empty] | Codes & Standards Forecast | Units
[8 empty] | Codes & Standards Forecast | Usage (GWh)
[8 empty] | Codes & Standards Forecast | Summer Peak Demand (MW)
[8 empty] | Codes & Standards Forecast | Winter Peak Demand (MW)
[8 empty] | Codes & Standards Forecast | Turnover
[8 empty] | Codes & Standards Forecast | Avg. Replacement Usage (kWh)
[8 empty] | Codes & Standards Forecast | Avg. Replacement Summer Demand (kW)
[8 empty] | Codes & Standards Forecast | Avg. Replacement Winter Demand (kW)
[8 empty] | Codes & Standards Forecast | Units
[8 empty] | Codes & Standards Forecast | Usage (GWh)
[8 empty] | Codes & Standards Forecast | Summer Peak Demand (MW)
[8 empty] | Codes & Standards Forecast | Winter Peak Demand (MW)
[8 empty] | Codes & Standards Forecast | Turnover
[8 empty] | Codes & Standards Forecast | Avg. Replacement Usage (kWh)
[8 empty] | Codes & Standards Forecast | Avg. Replacement Summer Demand (kW)
[8 empty] | Codes & Standards Forecast | Avg. Replacement Winter Demand (kW)
[8 empty] | Codes & Standards Forecast | Units
[8 empty] | Codes & Standards Forecast | Usage (GWh)
[8 empty] | Codes & Standards Forecast | Summer Peak Demand (MW)
[8 empty] | Codes & Standards Forecast | Winter Peak Demand (MW)
[8 empty] | Codes & Standards Forecast | Turnover
[8 empty] | Codes & Standards Forecast | Avg. Replacement Usage (kWh)
[8 empty] | Codes & Standards Forecast | Avg. Replacement Summer Demand (kW)
[8 empty] | Codes & Standards Forecast | Avg. Replacement Winter Demand (kW)
[8 empty] | Codes & Standards Forecast | Units
[8 empty] | Codes & Standards Forecast | Usage (GWh)
[8 empty] | Codes & Standards Forecast | Summer Peak Demand (MW)
[8 empty] | Codes & Standards Forecast | Winter Peak Demand (MW)
[8 empty] | Codes & Standards Forecast | Turnover
[8 empty] | Codes & Standards Forecast | Avg. Replacement Usage (kWh)
[8 empty] | Codes & Standards Forecast | Avg. Replacement Summer Demand (kW)
[8 empty] | Codes & Standards Forecast | Avg. Replacement Winter Demand (kW)
[8 empty] | Codes & Standards Forecast | Units
[8 empty] | Codes & Standards Forecast | Usage (GWh)
[8 empty] | Codes & Standards Forecast | Summer Peak Demand (MW)
[8 empty] | Codes & Standards Forecast | Winter Peak Demand (MW)
[8 empty] | Codes & Standards Forecast | Turnover
[8 empty] | Codes & Standards Forecast | Avg. Replacement Usage (kWh)
[8 empty] | Codes & Standards Forecast | Avg. Replacement Summer Demand (kW)
[8 empty] | Codes & Standards Forecast | Avg. Replacement Winter Demand (kW)
[8 empty] | Codes & Standards Forecast | Units
[8 empty] | Codes & Standards Forecast | Usage (GWh)
[8 empty] | Codes & Standards Forecast | Summer Peak Demand (MW)
[8 empty] | Codes & Standards Forecast | Winter Peak Demand (MW)
[8 empty] | Codes & Standards Forecast | Turnover
[8 empty] | Codes & Standards Forecast | Avg. Replacement Usage (kWh)
[8 empty] | Codes & Standards Forecast | Avg. Replacement Summer Demand (kW)
[8 empty] | Codes & Standards Forecast | Avg. Replacement Winter Demand (kW)
[8 empty] | Codes & Standards Forecast | Units
[8 empty] | Codes & Standards Forecast | Usage (GWh)
[8 empty] | Codes & Standards Forecast | Summer Peak Demand (MW)
[8 empty] | Codes & Standards Forecast | Winter Peak Demand (MW)
[8 empty] | Codes & Standards Forecast | Turnover
[8 empty] | Codes & Standards Forecast | Avg. Replacement Usage (kWh)
[8 empty] | Codes & Standards Forecast | Avg. Replacement Summer Demand (kW)
[8 empty] | Codes & Standards Forecast | Avg. Replacement Winter Demand (kW)
[8 empty] | Codes & Standards Forecast | Units
[8 empty] | Codes & Standards Forecast | Usage (GWh)
[8 empty] | Codes & Standards Forecast | Summer Peak Demand (MW)
[8 empty] | Codes & Standards Forecast | Winter Peak Demand (MW)
[8 empty] | Codes & Standards Forecast | Turnover
[8 empty] | Codes & Standards Forecast | Avg. Replacement Usage (kWh)
[8 empty] | Codes & Standards Forecast | Avg. Replacement Summer Demand (kW)
[8 empty] | Codes & Standards Forecast | Avg. Replacement Winter Demand (kW)
[8 empty] | Codes & Standards Forecast | Units
[8 empty] | Codes & Standards Forecast | Usage (GWh)
[8 empty] | Codes & Standards Forecast | Summer Peak Demand (MW)
[8 empty] | Codes & Standards Forecast | Winter Peak Demand (MW)
[8 empty] | Codes & Standards Forecast | Turnover
[8 empty] | Codes & Standards Forecast | Avg. Replacement Usage (kWh)
[8 empty] | Codes & Standards Forecast | Avg. Replacement Summer Demand (kW)
[8 empty] | Codes & Standards Forecast | Avg. Replacement Winter Demand (kW)
[8 empty] | Codes & Standards Forecast | Units
[8 empty] | Codes & Standards Forecast | Usage (GWh)
[8 empty] | Codes & Standards Forecast | Summer Peak Demand (MW)
[8 empty] | Codes & Standards Forecast | Winter Peak Demand (MW)
[8 empty] | Codes & Standards Forecast | Turnover
[8 empty] | Codes & Standards Forecast | Avg. Replacement Usage (kWh)
[8 empty] | Codes & Standards Forecast | Avg. Replacement Summer Demand (kW)
[8 empty] | Codes & Standards Forecast | Avg. Replacement Winter Demand (kW)
[8 empty] | Codes & Standards Forecast | Units
[8 empty] | Codes & Standards Forecast | Usage (GWh)
[8 empty] | Codes & Standards Forecast | Summer Peak Demand (MW)
[8 empty] | Codes & Standards Forecast | Winter Peak Demand (MW)
[8 empty] | Codes & Standards Forecast | Turnover
[8 empty] | Codes & Standards Forecast | Avg. Replacement Usage (kWh)
[8 empty] | Codes & Standards Forecast | Avg. Replacement Summer Demand (kW)
[8 empty] | Codes & Standards Forecast | Avg. Replacement Winter Demand (kW)
[8 empty] | Codes & Standards Forecast | Units
[8 empty] | Codes & Standards Forecast | Usage (GWh)
[8 empty] | Codes & Standards Forecast | Summer Peak Demand (MW)
[8 empty] | Codes & Standards Forecast | Winter Peak Demand (MW)
[8 empty] | Codes & Standards Forecast | Turnover
[8 empty] | Codes & Standards Forecast | Avg. Replacement Usage (kWh)
[8 empty] | Codes & Standards Forecast | Avg. Replacement Summer Demand (kW)
[8 empty] | Codes & Standards Forecast | Avg. Replacement Winter Demand (kW)
[8 empty] | Codes & Standards Forecast | Units
[8 empty] | Codes & Standards Forecast | Usage (GWh)
[8 empty] | Codes & Standards Forecast | Summer Peak Demand (MW)
[8 empty] | Codes & Standards Forecast | Winter Peak Demand (MW)
[8 empty] | Codes & Standards Forecast | Turnover
[8 empty] | Codes & Standards Forecast | Avg. Replacement Usage (kWh)
[8 empty] | Codes & Standards Forecast | Avg. Replacement Summer Demand (kW)
[8 empty] | Codes & Standards Forecast | Avg. Replacement Winter Demand (kW)
[8 empty] | Codes & Standards Forecast | Units
[8 empty] | Codes & Standards Forecast | Usage (GWh)
[8 empty] | Codes & Standards Forecast | Summer Peak Demand (MW)
[8 empty] | Codes & Standards Forecast | Winter Peak Demand (MW)
[8 empty] | Codes & Standards Forecast | Turnover
[8 empty] | Codes & Standards Forecast | Avg. Replacement Usage (kWh)
[8 empty] | Codes & Standards Forecast | Avg. Replacement Summer Demand (kW)
[8 empty] | Codes & Standards Forecast | Avg. Replacement Winter Demand (kW)
[8 empty] | Codes & Standards Forecast | Units
[8 empty] | Codes & Standards Forecast | Usage (GWh)
[8 empty] | Codes & Standards Forecast | Summer Peak Demand (MW)
[8 empty] | Codes & Standards Forecast | Winter Peak Demand (MW)
[8 empty] | Codes & Standards Forecast | Turnover
[8 empty] | Codes & Standards Forecast | Avg. Replacement Usage (kWh)
[8 empty] | Codes & Standards Forecast | Avg. Replacement Summer Demand (kW)
[8 empty] | Codes & Standards Forecast | Avg. Replacement Winter Demand (kW)
[8 empty] | Codes & Standards Forecast | Units
[8 empty] | Codes & Standards Forecast | Usage (GWh)
[8 empty] | Codes & Standards Forecast | Summer Peak Demand (MW)
[8 empty] | Codes & Standards Forecast | Winter Peak Demand (MW)
[8 empty] | Codes & Standards Forecast | Turnover
[8 empty] | Codes & Standards Forecast | Avg. Replacement Usage (kWh)
[8 empty] | Codes & Standards Forecast | Avg. Replacement Summer Demand (kW)
[8 empty] | Codes & Standards Forecast | Avg. Replacement Winter Demand (kW)
[8 empty] | Codes & Standards Forecast | Units
[8 empty] | Codes & Standards Forecast | Usage (GWh)
[8 empty] | Codes & Standards Forecast | Summer Peak Demand (MW)
[8 empty] | Codes & Standards Forecast | Winter Peak Demand (MW)
[8 empty] | Codes & Standards Forecast | Turnover
[8 empty] | Codes & Standards Forecast | Avg. Replacement Usage (kWh)
[8 empty] | Codes & Standards Forecast | Avg. Replacement Summer Demand (kW)
[8 empty] | Codes & Standards Forecast | Avg. Replacement Winter Demand (kW)
[8 empty] | Codes & Standards Forecast | Units
[8 empty] | Codes & Standards Forecast | Usage (GWh)
[8 empty] | Codes & Standards Forecast | Summer Peak Demand (MW)
[8 empty] | Codes & Standards Forecast | Winter Peak Demand (MW)
[8 empty] | Codes & Standards Forecast | Turnover
[8 empty] | Codes & Standards Forecast | Avg. Replacement Usage (kWh)
[8 empty] | Codes & Standards Forecast | Avg. Replacement Summer Demand (kW)
[8 empty] | Codes & Standards Forecast | Avg. Replacement Winter Demand (kW)
[8 empty] | Codes & Standards Forecast | Units
[8 empty] | Codes & Standards Forecast | Usage (GWh)
[8 empty] | Codes & Standards Forecast | Summer Peak Demand (MW)
[8 empty] | Codes & Standards Forecast | Winter Peak Demand (MW)
[8 empty] | Codes & Standards Forecast | Turnover
[8 empty] | Codes & Standards Forecast | Avg. Replacement Usage (kWh)
[8 empty] | Codes & Standards Forecast | Avg. Replacement Summer Demand (kW)
[8 empty] | Codes & Standards Forecast | Avg. Replacement Winter Demand (kW)
[8 empty] | Codes & Standards Forecast | Units
[8 empty] | Codes & Standards Forecast | Usage (GWh)
[8 empty] | Codes & Standards Forecast | Summer Peak Demand (MW)
[8 empty] | Codes & Standards Forecast | Winter Peak Demand (MW)
[8 empty] | Codes & Standards Forecast | Turnover
[8 empty] | Codes & Standards Forecast | Avg. Replacement Usage (kWh)
[8 empty] | Codes & Standards Forecast | Avg. Replacement Summer Demand (kW)
[8 empty] | Codes & Standards Forecast | Avg. Replacement Winter Demand (kW)
[8 empty] | Codes & Standards Forecast | Units
[8 empty] | Codes & Standards Forecast | Usage (GWh)
[8 empty] | Codes & Standards Forecast | Summer Peak Demand (MW)
[8 empty] | Codes & Standards Forecast | Winter Peak Demand (MW)
[8 empty] | Codes & Standards Forecast | Turnover
[8 empty] | Codes & Standards Forecast | Avg. Replacement Usage (kWh)
[8 empty] | Codes & Standards Forecast | Avg. Replacement Summer Demand (kW)
[8 empty] | Codes & Standards Forecast | Avg. Replacement Winter Demand (kW)
[8 empty] | Codes & Standards Forecast | Units
[8 empty] | Codes & Standards Forecast | Usage (GWh)
[8 empty] | Codes & Standards Forecast | Summer Peak Demand (MW)
[8 empty] | Codes & Standards Forecast | Winter Peak Demand (MW)
[8 empty] | Codes & Standards Forecast | Turnover
[8 empty] | Codes & Standards Forecast | Avg. Replacement Usage (kWh)
[8 empty] | Codes & Standards Forecast | Avg. Replacement Summer Demand (kW)
[8 empty] | Codes & Standards Forecast | Avg. Replacement Winter Demand (kW)
[8 empty] | Codes & Standards Forecast | Units
[8 empty] | Codes & Standards Forecast | Usage (GWh)
[8 empty] | Codes & Standards Forecast | Summer Peak Demand (MW)
[8 empty] | Codes & Standards Forecast | Winter Peak Demand (MW)
[8 empty] | Codes & Standards Forecast | Turnover
[8 empty] | Codes & Standards Forecast | Avg. Replacement Usage (kWh)
[8 empty] | Codes & Standards Forecast | Avg. Replacement Summer Demand (kW)
[8 empty] | Codes & Standards Forecast | Avg. Replacement Winter Demand (kW)
[8 empty] | Codes & Standards Forecast | Units
[8 empty] | Codes & Standards Forecast | Usage (GWh)
[8 empty] | Codes & Standards Forecast | Summer Peak Demand (MW)
[8 empty] | Codes & Standards Forecast | Winter Peak Demand (MW)
[8 empty] | Codes & Standards Forecast | Turnover
[8 empty] | Codes & Standards Forecast | Avg. Replacement Usage (kWh)
[8 empty] | Codes & Standards Forecast | Avg. Replacement Summer Demand (kW)
[8 empty] | Codes & Standards Forecast | Avg. Replacement Winter Demand (kW)
[8 empty] | Codes & Standards Forecast | Units
[8 empty] | Codes & Standards Forecast | Usage (GWh)
[8 empty] | Codes & Standards Forecast | Summer Peak Demand (MW)
[8 empty] | Codes & Standards Forecast | Winter Peak Demand (MW)
[8 empty] | Codes & Standards Forecast | Turnover
[8 empty] | Codes & Standards Forecast | Avg. Replacement Usage (kWh)
[8 empty] | Codes & Standards Forecast | Avg. Replacement Summer Demand (kW)
[8 empty] | Codes & Standards Forecast | Avg. Replacement Winter Demand (kW)
[8 empty] | Codes & Standards Forecast | Units
[8 empty] | Codes & Standards Forecast | Usage (GWh)
[8 empty] | Codes & Standards Forecast | Summer Peak Demand (MW)
[8 empty] | Codes & Standards Forecast | Winter Peak Demand (MW)
[8 empty] | Codes & Standards Forecast | Turnover
[8 empty] | Codes & Standards Forecast | Avg. Replacement Usage (kWh)
[8 empty] | Codes & Standards Forecast | Avg. Replacement Summer Demand (kW)
[8 empty] | Codes & Standards Forecast | Avg. Replacement Winter Demand (kW)
[8 empty] | Codes & Standards Forecast | Units
[8 empty] | Codes & Standards Forecast | Usage (GWh)
[8 empty] | Codes & Standards Forecast | Summer Peak Demand (MW)
[8 empty] | Codes & Standards Forecast | Winter Peak Demand (MW)
[8 empty] | Codes & Standards Forecast | Turnover
[8 empty] | Codes & Standards Forecast | Avg. Replacement Usage (kWh)
[8 empty] | Codes & Standards Forecast | Avg. Replacement Summer Demand (kW)
[8 empty] | Codes & Standards Forecast | Avg. Replacement Winter Demand (kW)
[8 empty] | Codes & Standards Forecast | Units
[8 empty] | Codes & Standards Forecast | Usage (GWh)
[8 empty] | Codes & Standards Forecast | Summer Peak Demand (MW)
[8 empty] | Codes & Standards Forecast | Winter Peak Demand (MW)
[8 empty] | Codes & Standards Forecast | Turnover
[8 empty] | Codes & Standards Forecast | Avg. Replacement Usage (kWh)
[8 empty] | Codes & Standards Forecast | Avg. Replacement Summer Demand (kW)
[8 empty] | Codes & Standards Forecast | Avg. Replacement Winter Demand (kW)
[8 empty] | Codes & Standards Forecast | Units
[8 empty] | Codes & Standards Forecast | Usage (GWh)
[8 empty] | Codes & Standards Forecast | Summer Peak Demand (MW)
[8 empty] | Codes & Standards Forecast | Winter Peak Demand (MW)
[8 empty] | Codes & Standards Forecast | Turnover
[8 empty] | Codes & Standards Forecast | Avg. Replacement Usage (kWh)
[8 empty] | Codes & Standards Forecast | Avg. Replacement Summer Demand (kW)
[8 empty] | Codes & Standards Forecast | Avg. Replacement Winter Demand (kW)
[8 empty] | Codes & Standards Forecast | Units
[8 empty] | Codes & Standards Forecast | Usage (GWh)
[8 empty] | Codes & Standards Forecast | Summer Peak Demand (MW)
[8 empty] | Codes & Standards Forecast | Winter Peak Demand (MW)
[8 empty] | Codes & Standards Forecast | Turnover
[8 empty] | Codes & Standards Forecast | Avg. Replacement Usage (kWh)
[8 empty] | Codes & Standards Forecast | Avg. Replacement Summer Demand (kW)
[8 empty] | Codes & Standards Forecast | Avg. Replacement Winter Demand (kW)
[8 empty] | Codes & Standards Forecast | Units
[8 empty] | Codes & Standards Forecast | Usage (GWh)
[8 empty] | Codes & Standards Forecast | Summer Peak Demand (MW)
[8 empty] | Codes & Standards Forecast | Winter Peak Demand (MW)
[8 empty] | Codes & Standards Forecast | Turnover
[8 empty] | Codes & Standards Forecast | Avg. Replacement Usage (kWh)
[8 empty] | Codes & Standards Forecast | Avg. Replacement Summer Demand (kW)
[8 empty] | Codes & Standards Forecast | Avg. Replacement Winter Demand (kW)
[8 empty] | Codes & Standards Forecast | Units
[8 empty] | Codes & Standards Forecast | Usage (GWh)
[8 empty] | Codes & Standards Forecast | Summer Peak Demand (MW)
[8 empty] | Codes & Standards Forecast | Winter Peak Demand (MW)
[8 empty] | Codes & Standards Forecast | Turnover
[8 empty] | Codes & Standards Forecast | Avg. Replacement Usage (kWh)
[8 empty] | Codes & Standards Forecast | Avg. Replacement Summer Demand (kW)
[8 empty] | Codes & Standards Forecast | Avg. Replacement Winter Demand (kW)
[8 empty] | Codes & Standards Forecast | Units
[8 empty] | Codes & Standards Forecast | Usage (GWh)
[8 empty] | Codes & Standards Forecast | Summer Peak Demand (MW)
[8 empty] | Codes & Standards Forecast | Winter Peak Demand (MW)
[8 empty] | Codes & Standards Forecast | Turnover
[8 empty] | Codes & Standards Forecast | Avg. Replacement Usage (kWh)
[8 empty] | Codes & Standards Forecast | Avg. Replacement Summer Demand (kW)
[8 empty] | Codes & Standards Forecast | Avg. Replacement Winter Demand (kW)
[8 empty] | Codes & Standards Forecast | Units
[8 empty] | Codes & Standards Forecast | Usage (GWh)
[8 empty] | Codes & Standards Forecast | Summer Peak Demand (MW)
[8 empty] | Codes & Standards Forecast | Winter Peak Demand (MW)
[8 empty] | Codes & Standards Forecast | Turnover
[8 empty] | Codes & Standards Forecast | Avg. Replacement Usage (kWh)
[8 empty] | Codes & Standards Forecast | Avg. Replacement Summer Demand (kW)
[8 empty] | Codes & Standards Forecast | Avg. Replacement Winter Demand (kW)
[8 empty] | Codes & Standards Forecast | Units
[8 empty] | Codes & Standards Forecast | Usage (GWh)
[8 empty] | Codes & Standards Forecast | Summer Peak Demand (MW)
[8 empty] | Codes & Standards Forecast | Winter Peak Demand (MW)
[8 empty] | Codes & Standards Forecast | Turnover
[8 empty] | Codes & Standards Forecast | Avg. Replacement Usage (kWh)
[8 empty] | Codes & Standards Forecast | Avg. Replacement Summer Demand (kW)
[8 empty] | Codes & Standards Forecast | Avg. Replacement Winter Demand (kW)
[8 empty] | Codes & Standards Forecast | Units
[8 empty] | Codes & Standards Forecast | Usage (GWh)
[8 empty] | Codes & Standards Forecast | Summer Peak Demand (MW)
[8 empty] | Codes & Standards Forecast | Winter Peak Demand (MW)
[8 empty] | Codes & Standards Forecast | Turnover
[8 empty] | Codes & Standards Forecast | Avg. Replacement Usage (kWh)
[8 empty] | Codes & Standards Forecast | Avg. Replacement Summer Demand (kW)
[8 empty] | Codes & Standards Forecast | Avg. Replacement Winter Demand (kW)
[8 empty] | Codes & Standards Forecast | Units
[8 empty] | Codes & Standards Forecast | Usage (GWh)
[8 empty] | Codes & Standards Forecast | Summer Peak Demand (MW)
[8 empty] | Codes & Standards Forecast | Winter Peak Demand (MW)
[8 empty] | Codes & Standards Forecast | Turnover
[8 empty] | Codes & Standards Forecast | Avg. Replacement Usage (kWh)
[8 empty] | Codes & Standards Forecast | Avg. Replacement Summer Demand (kW)
[8 empty] | Codes & Standards Forecast | Avg. Replacement Winter Demand (kW)
[8 empty] | Codes & Standards Forecast | Units
[8 empty] | Codes & Standards Forecast | Usage (GWh)
[8 empty] | Codes & Standards Forecast | Summer Peak Demand (MW)
[8 empty] | Codes & Standards Forecast | Winter Peak Demand (MW)
[8 empty] | Codes & Standards Forecast | Turnover
[8 empty] | Codes & Standards Forecast | Avg. Replacement Usage (kWh)
[8 empty] | Codes & Standards Forecast | Avg. Replacement Summer Demand (kW)
[8 empty] | Codes & Standards Forecast | Avg. Replacement Winter Demand (kW)
[8 empty] | Codes & Standards Forecast | Units
[8 empty] | Codes & Standards Forecast | Usage (GWh)
[8 empty] | Codes & Standards Forecast | Summer Peak Demand (MW)
[8 empty] | Codes & Standards Forecast | Winter Peak Demand (MW)
[8 empty] | Codes & Standards Forecast | Turnover
[8 empty] | Codes & Standards Forecast | Avg. Replacement Usage (kWh)
[8 empty] | Codes & Standards Forecast | Avg. Replacement Summer Demand (kW)
[8 empty] | Codes & Standards Forecast | Avg. Replacement Winter Demand (kW)
[8 empty] | Codes & Standards Forecast | Units
[8 empty] | Codes & Standards Forecast | Usage (GWh)
[8 empty] | Codes & Standards Forecast | Summer Peak Demand (MW)
[8 empty] | Codes & Standards Forecast | Winter Peak Demand (MW)
[8 empty] | Codes & Standards Forecast | Turnover
[8 empty] | Codes & Standards Forecast | Avg. Replacement Usage (kWh)
[8 empty] | Codes & Standards Forecast | Avg. Replacement Summer Demand (kW)
[8 empty] | Codes & Standards Forecast | Avg. Replacement Winter Demand (kW)
[8 empty] | Codes & Standards Forecast | Units
[8 empty] | Codes & Standards Forecast | Usage (GWh)
[8 empty] | Codes & Standards Forecast | Summer Peak Demand (MW)
[8 empty] | Codes & Standards Forecast | Winter Peak Demand (MW)
[8 empty] | Codes & Standards Forecast | Turnover
[8 empty] | Codes & Standards Forecast | Avg. Replacement Usage (kWh)
[8 empty] | Codes & Standards Forecast | Avg. Replacement Summer Demand (kW)
[8 empty] | Codes & Standards Forecast | Avg. Replacement Winter Demand (kW)
[8 empty] | Codes & Standards Forecast | Units
[8 empty] | Codes & Standards Forecast | Usage (GWh)
[8 empty] | Codes & Standards Forecast | Summer Peak Demand (MW)
[8 empty] | Codes & Standards Forecast | Winter Peak Demand (MW)
[8 empty] | Codes & Standards Forecast | Turnover
[8 empty] | Codes & Standards Forecast | Avg. Replacement Usage (kWh)
[8 empty] | Codes & Standards Forecast | Avg. Replacement Summer Demand (kW)
[8 empty] | Codes & Standards Forecast | Avg. Replacement Winter Demand (kW)
[8 empty] | Codes & Standards Forecast | Units
[8 empty] | Codes & Standards Forecast | Usage (GWh)
[8 empty] | Codes & Standards Forecast | Summer Peak Demand (MW)
[8 empty] | Codes & Standards Forecast | Winter Peak Demand (MW)
[8 empty] | Codes & Standards Forecast | Turnover
[8 empty] | Codes & Standards Forecast | Avg. Replacement Usage (kWh)
[8 empty] | Codes & Standards Forecast | Avg. Replacement Summer Demand (kW)
[8 empty] | Codes & Standards Forecast | Avg. Replacement Winter Demand (kW)
[8 empty] | Codes & Standards Forecast | Units
[8 empty] | Codes & Standards Forecast | Usage (GWh)
[8 empty] | Codes & Standards Forecast | Summer Peak Demand (MW)
[8 empty] | Codes & Standards Forecast | Winter Peak Demand (MW)
[8 empty] | Codes & Standards Forecast | Turnover
[8 empty] | Codes & Standards Forecast | Avg. Replacement Usage (kWh)
[8 empty] | Codes & Standards Forecast | Avg. Replacement Summer Demand (kW)
[8 empty] | Codes & Standards Forecast | Avg. Replacement Winter Demand (kW)
[8 empty] | Codes & Standards Forecast | Units
[8 empty] | Codes & Standards Forecast | Usage (GWh)
[8 empty] | Codes & Standards Forecast | Summer Peak Demand (MW)
[8 empty] | Codes & Standards Forecast | Winter Peak Demand (MW)
[8 empty] | Codes & Standards Forecast | Turnover
[8 empty] | Codes & Standards Forecast | Avg. Replacement Usage (kWh)
[8 empty] | Codes & Standards Forecast | Avg. Replacement Summer Demand (kW)
[8 empty] | Codes & Standards Forecast | Avg. Replacement Winter Demand (kW)
[8 empty] | Codes & Standards Forecast | Units
[8 empty] | Codes & Standards Forecast | Usage (GWh)
[8 empty] | Codes & Standards Forecast | Summer Peak Demand (MW)
[8 empty] | Codes & Standards Forecast | Winter Peak Demand (MW)
[8 empty] | Codes & Standards Forecast | Turnover
[8 empty] | Codes & Standards Forecast | Avg. Replacement Usage (kWh)
[8 empty] | Codes & Standards Forecast | Avg. Replacement Summer Demand (kW)
[8 empty] | Codes & Standards Forecast | Avg. Replacement Winter Demand (kW)
[8 empty] | Codes & Standards Forecast | Units
[8 empty] | Codes & Standards Forecast | Usage (GWh)
[8 empty] | Codes & Standards Forecast | Summer Peak Demand (MW)
[8 empty] | Codes & Standards Forecast | Winter Peak Demand (MW)
[8 empty] | Codes & Standards Forecast | Turnover
[8 empty] | Codes & Standards Forecast | Avg. Replacement Usage (kWh)
[8 empty] | Codes & Standards Forecast | Avg. Replacement Summer Demand (kW)
[8 empty] | Codes & Standards Forecast | Avg. Replacement Winter Demand (kW)
[8 empty] | Codes & Standards Forecast | Units
[8 empty] | Codes & Standards Forecast | Usage (GWh)
[8 empty] | Codes & Standards Forecast | Summer Peak Demand (MW)
[8 empty] | Codes & Standards Forecast | Winter Peak Demand (MW)
[8 empty] | Codes & Standards Forecast | Turnover
[8 empty] | Codes & Standards Forecast | Avg. Replacement Usage (kWh)
[8 empty] | Codes & Standards Forecast | Avg. Replacement Summer Demand (kW)
[8 empty] | Codes & Standards Forecast | Avg. Replacement Winter Demand (kW)
[8 empty] | Codes & Standards Forecast | Units
[8 empty] | Codes & Standards Forecast | Usage (GWh)
[8 empty] | Codes & Standards Forecast | Summer Peak Demand (MW)
[8 empty] | Codes & Standards Forecast | Winter Peak Demand (MW)
[8 empty] | Codes & Standards Forecast | Turnover
[8 empty] | Codes & Standards Forecast | Avg. Replacement Usage (kWh)
[8 empty] | Codes & Standards Forecast | Avg. Replacement Summer Demand (kW)
[8 empty] | Codes & Standards Forecast | Avg. Replacement Winter Demand (kW)
[8 empty] | Codes & Standards Forecast | Units
[8 empty] | Codes & Standards Forecast | Usage (GWh)
[8 empty] | Codes & Standards Forecast | Summer Peak Demand (MW)
[8 empty] | Codes & Standards Forecast | Winter Peak Demand (MW)
[8 empty] | Codes & Standards Forecast | Turnover
[8 empty] | Codes & Standards Forecast | Avg. Replacement Usage (kWh)
[8 empty] | Codes & Standards Forecast | Avg. Replacement Summer Demand (kW)
[8 empty] | Codes & Standards Forecast | Avg. Replacement Winter Demand (kW)
[8 empty] | Codes & Standards Forecast | Units
[8 empty] | Codes & Standards Forecast | Usage (GWh)
[8 empty] | Codes & Standards Forecast | Summer Peak Demand (MW)
[8 empty] | Codes & Standards Forecast | Winter Peak Demand (MW)
[8 empty] | Codes & Standards Forecast | Turnover
[8 empty] | Codes & Standards Forecast | Avg. Replacement Usage (kWh)
[8 empty] | Codes & Standards Forecast | Avg. Replacement Summer Demand (kW)
[8 empty] | Codes & Standards Forecast | Avg. Replacement Winter Demand (kW)
[8 empty] | Codes & Standards Forecast | Units
[8 empty] | Codes & Standards Forecast | Usage (GWh)
[8 empty] | Codes & Standards Forecast | Summer Peak Demand (MW)
[8 empty] | Codes & Standards Forecast | Winter Peak Demand (MW)
[8 empty] | Codes & Standards Forecast | Turnover
[8 empty] | Codes & Standards Forecast | Avg. Replacement Usage (kWh)
[8 empty] | Codes & Standards Forecast | Avg. Replacement Summer Demand (kW)
[8 empty] | Codes & Standards Forecast | Avg. Replacement Winter Demand (kW)
[8 empty] | Codes & Standards Forecast | Units
[8 empty] | Codes & Standards Forecast | Usage (GWh)
[8 empty] | Codes & Standards Forecast | Summer Peak Demand (MW)
[8 empty] | Codes & Standards Forecast | Winter Peak Demand (MW)
[8 empty] | Codes & Standards Forecast | Turnover
[8 empty] | Codes & Standards Forecast | Avg. Replacement Usage (kWh)
[8 empty] | Codes & Standards Forecast | Avg. Replacement Summer Demand (kW)
[8 empty] | Codes & Standards Forecast | Avg. Replacement Winter Demand (kW)
[8 empty] | Codes & Standards Forecast | Units
[8 empty] | Codes & Standards Forecast | Usage (GWh)
[8 empty] | Codes & Standards Forecast | Summer Peak Demand (MW)
[8 empty] | Codes & Standards Forecast | Winter Peak Demand (MW)
[8 empty] | Codes & Standards Forecast | Turnover
[8 empty] | Codes & Standards Forecast | Avg. Replacement Usage (kWh)
[8 empty] | Codes & Standards Forecast | Avg. Replacement Summer Demand (kW)
[8 empty] | Codes & Standards Forecast | Avg. Replacement Winter Demand (kW)
[8 empty] | Codes & Standards Forecast | Units
[8 empty] | Codes & Standards Forecast | Usage (GWh)
[8 empty] | Codes & Standards Forecast | Summer Peak Demand (MW)
[8 empty] | Codes & Standards Forecast | Winter Peak Demand (MW)
[8 empty] | Codes & Standards Forecast | Turnover
[8 empty] | Codes & Standards Forecast | Avg. Replacement Usage (kWh)
[8 empty] | Codes & Standards Forecast | Avg. Replacement Summer Demand (kW)
[8 empty] | Codes & Standards Forecast | Avg. Replacement Winter Demand (kW)
[8 empty] | Codes & Standards Forecast | Units
[8 empty] | Codes & Standards Forecast | Usage (GWh)
[8 empty] | Codes & Standards Forecast | Summer Peak Demand (MW)
[8 empty] | Codes & Standards Forecast | Winter Peak Demand (MW)
[8 empty] | Codes & Standards Forecast | Turnover
[8 empty] | Codes & Standards Forecast | Avg. Replacement Usage (kWh)
[8 empty] | Codes & Standards Forecast | Avg. Replacement Summer Demand (kW)
[8 empty] | Codes & Standards Forecast | Avg. Replacement Winter Demand (kW)
[8 empty] | Codes & Standards Forecast | Units
[8 empty] | Codes & Standards Forecast | Usage (GWh)
[8 empty] | Codes & Standards Forecast | Summer Peak Demand (MW)
[8 empty] | Codes & Standards Forecast | Winter Peak Demand (MW)
[8 empty] | Codes & Standards Forecast | Turnover
[8 empty] | Codes & Standards Forecast | Avg. Replacement Usage (kWh)
[8 empty] | Codes & Standards Forecast | Avg. Replacement Summer Demand (kW)
[8 empty] | Codes & Standards Forecast | Avg. Replacement Winter Demand (kW)
[8 empty] | Codes & Standards Forecast | Units
[8 empty] | Codes & Standards Forecast | Usage (GWh)
[8 empty] | Codes & Standards Forecast | Summer Peak Demand (MW)
[8 empty] | Codes & Standards Forecast | Winter Peak Demand (MW)
[8 empty] | Codes & Standards Forecast | Turnover
[8 empty] | Codes & Standards Forecast | Avg. Replacement Usage (kWh)
[8 empty] | Codes & Standards Forecast | Avg. Replacement Summer Demand (kW)
[8 empty] | Codes & Standards Forecast | Avg. Replacement Winter Demand (kW)
[8 empty] | Codes & Standards Forecast | Units
[8 empty] | Codes & Standards Forecast | Usage (GWh)
[8 empty] | Codes & Standards Forecast | Summer Peak Demand (MW)
[8 empty] | Codes & Standards Forecast | Winter Peak Demand (MW)
[8 empty] | Codes & Standards Forecast | Turnover
[8 empty] | Codes & Standards Forecast | Avg. Replacement Usage (kWh)
[8 empty] | Codes & Standards Forecast | Avg. Replacement Summer Demand (kW)
[8 empty] | Codes & Standards Forecast | Avg. Replacement Winter Demand (kW)
[8 empty] | Codes & Standards Forecast | Units
[8 empty] | Codes & Standards Forecast | Usage (GWh)
[8 empty] | Codes & Standards Forecast | Summer Peak Demand (MW)
[8 empty] | Codes & Standards Forecast | Winter Peak Demand (MW)
[8 empty] | Codes & Standards Forecast | Turnover
[8 empty] | Codes & Standards Forecast | Avg. Replacement Usage (kWh)
[8 empty] | Codes & Standards Forecast | Avg. Replacement Summer Demand (kW)
[8 empty] | Codes & Standards Forecast | Avg. Replacement Winter Demand (kW)
[8 empty] | Codes & Standards Forecast | Units
[8 empty] | Codes & Standards Forecast | Usage (GWh)
[8 empty] | Codes & Standards Forecast | Summer Peak Demand (MW)
[8 empty] | Codes & Standards Forecast | Winter Peak Demand (MW)
[8 empty] | Codes & Standards Forecast | Turnover
[8 empty] | Codes & Standards Forecast | Avg. Replacement Usage (kWh)
[8 empty] | Codes & Standards Forecast | Avg. Replacement Summer Demand (kW)
[8 empty] | Codes & Standards Forecast | Avg. Replacement Winter Demand (kW)
[8 empty] | Codes & Standards Forecast | Units
[8 empty] | Codes & Standards Forecast | Usage (GWh)
[8 empty] | Codes & Standards Forecast | Summer Peak Demand (MW)
[8 empty] | Codes & Standards Forecast | Winter Peak Demand (MW)
[8 empty] | Codes & Standards Forecast | Turnover
[8 empty] | Codes & Standards Forecast | Avg. Replacement Usage (kWh)
[8 empty] | Codes & Standards Forecast | Avg. Replacement Summer Demand (kW)
[8 empty] | Codes & Standards Forecast | Avg. Replacement Winter Demand (kW)
[8 empty] | Codes & Standards Forecast | Units
[8 empty] | Codes & Standards Forecast | Usage (GWh)
[8 empty] | Codes & Standards Forecast | Summer Peak Demand (MW)
[8 empty] | Codes & Standards Forecast | Winter Peak Demand (MW)
[8 empty] | Codes & Standards Forecast | Turnover
[8 empty] | Codes & Standards Forecast | Avg. Replacement Usage (kWh)
[8 empty] | Codes & Standards Forecast | Avg. Replacement Summer Demand (kW)
[8 empty] | Codes & Standards Forecast | Avg. Replacement Winter Demand (kW)
[8 empty] | Codes & Standards Forecast | Units
[8 empty] | Codes & Standards Forecast | Usage (GWh)
[8 empty] | Codes & Standards Forecast | Summer Peak Demand (MW)
[8 empty] | Codes & Standards Forecast | Winter Peak Demand (MW)
[8 empty] | Codes & Standards Forecast | Turnover
[8 empty] | Codes & Standards Forecast | Avg. Replacement Usage (kWh)
[8 empty] | Codes & Standards Forecast | Avg. Replacement Summer Demand (kW)
[8 empty] | Codes & Standards Forecast | Avg. Replacement Winter Demand (kW)
[8 empty] | Codes & Standards Forecast | Units
[8 empty] | Codes & Standards Forecast | Usage (GWh)
[8 empty] | Codes & Standards Forecast | Summer Peak Demand (MW)
[8 empty] | Codes & Standards Forecast | Winter Peak Demand (MW)
[8 empty] | Codes & Standards Forecast | Turnover
[8 empty] | Codes & Standards Forecast | Avg. Replacement Usage (kWh)
[8 empty] | Codes & Standards Forecast | Avg. Replacement Summer Demand (kW)
[8 empty] | Codes & Standards Forecast | Avg. Replacement Winter Demand (kW)
[8 empty] | Codes & Standards Forecast | Units
[8 empty] | Codes & Standards Forecast | Usage (GWh)
[8 empty] | Codes & Standards Forecast | Summer Peak Demand (MW)
[8 empty] | Codes & Standards Forecast | Winter Peak Demand (MW)
[8 empty] | Codes & Standards Forecast | Turnover
[8 empty] | Codes & Standards Forecast | Avg. Replacement Usage (kWh)
[8 empty] | Codes & Standards Forecast | Avg. Replacement Summer Demand (kW)
[8 empty] | Codes & Standards Forecast | Avg. Replacement Winter Demand (kW)
[8 empty] | Codes & Standards Forecast | Units
[8 empty] | Codes & Standards Forecast | Usage (GWh)
[8 empty] | Codes & Standards Forecast | Summer Peak Demand (MW)
[8 empty] | Codes & Standards Forecast | Winter Peak Demand (MW)
[8 empty] | Codes & Standards Forecast | Turnover
[8 empty] | Codes & Standards Forecast | Avg. Replacement Usage (kWh)
[8 empty] | Codes & Standards Forecast | Avg. Replacement Summer Demand (kW)
[8 empty] | Codes & Standards Forecast | Avg. Replacement Winter Demand (kW)
[8 empty] | Codes & Standards Forecast | Units
[8 empty] | Codes & Standards Forecast | Usage (GWh)
[8 empty] | Codes & Standards Forecast | Summer Peak Demand (MW)
[8 empty] | Codes & Standards Forecast | Winter Peak Demand (MW)
[8 empty] | Codes & Standards Forecast | Turnover
[8 empty] | Codes & Standards Forecast | Avg. Replacement Usage (kWh)
[8 empty] | Codes & Standards Forecast | Avg. Replacement Summer Demand (kW)
[8 empty] | Codes & Standards Forecast | Avg. Replacement Winter Demand (kW)
[8 empty] | Codes & Standards Forecast | Units
[8 empty] | Codes & Standards Forecast | Usage (GWh)
[8 empty] | Codes & Standards Forecast | Summer Peak Demand (MW)
[8 empty] | Codes & Standards Forecast | Winter Peak Demand (MW)
[8 empty] | Codes & Standards Forecast | Turnover
[8 empty] | Codes & Standards Forecast | Avg. Replacement Usage (kWh)
[8 empty] | Codes & Standards Forecast | Avg. Replacement Summer Demand (kW)
[8 empty] | Codes & Standards Forecast | Avg. Replacement Winter Demand (kW)
[8 empty] | Codes & Standards Forecast | Units
[8 empty] | Codes & Standards Forecast | Usage (GWh)
[8 empty] | Codes & Standards Forecast | Summer Peak Demand (MW)
[8 empty] | Codes & Standards Forecast | Winter Peak Demand (MW)
[8 empty] | Codes & Standards Forecast | Turnover
[8 empty] | Codes & Standards Forecast | Avg. Replacement Usage (kWh)
[8 empty] | Codes & Standards Forecast | Avg. Replacement Summer Demand (kW)
[8 empty] | Codes & Standards Forecast | Avg. Replacement Winter Demand (kW)
[8 empty] | Codes & Standards Forecast | Units
[8 empty] | Codes & Standards Forecast | Usage (GWh)
[8 empty] | Codes & Standards Forecast | Summer Peak Demand (MW)
[8 empty] | Codes & Standards Forecast | Winter Peak Demand (MW)
[8 empty] | Codes & Standards Forecast | Turnover
[8 empty] | Codes & Standards Forecast | Avg. Replacement Usage (kWh)
[8 empty] | Codes & Standards Forecast | Avg. Replacement Summer Demand (kW)
[8 empty] | Codes & Standards Forecast | Avg. Replacement Winter Demand (kW)
[8 empty] | Codes & Standards Forecast | Units
[8 empty] | Codes & Standards Forecast | Usage (GWh)
[8 empty] | Codes & Standards Forecast | Summer Peak Demand (MW)
[8 empty] | Codes & Standards Forecast | Winter Peak Demand (MW)
[8 empty] | Codes & Standards Forecast | Turnover
[8 empty] | Codes & Standards Forecast | Avg. Replacement Usage (kWh)
[8 empty] | Codes & Standards Forecast | Avg. Replacement Summer Demand (kW)
[8 empty] | Codes & Standards Forecast | Avg. Replacement Winter Demand (kW)
[8 empty] | Codes & Standards Forecast | Units
[8 empty] | Codes & Standards Forecast | Usage (GWh)
[8 empty] | Codes & Standards Forecast | Summer Peak Demand (MW)
[8 empty] | Codes & Standards Forecast | Winter Peak Demand (MW)
[8 empty] | Codes & Standards Forecast | Turnover
[8 empty] | Codes & Standards Forecast | Avg. Replacement Usage (kWh)
[8 empty] | Codes & Standards Forecast | Avg. Replacement Summer Demand (kW)
[8 empty] | Codes & Standards Forecast | Avg. Replacement Winter Demand (kW)
[8 empty] | Codes & Standards Forecast | Units
[8 empty] | Codes & Standards Forecast | Usage (GWh)
[8 empty] | Codes & Standards Forecast | Summer Peak Demand (MW)
[8 empty] | Codes & Standards Forecast | Winter Peak Demand (MW)
[8 empty] | Codes & Standards Forecast | Turnover
[8 empty] | Codes & Standards Forecast | Avg. Replacement Usage (kWh)
[8 empty] | Codes & Standards Forecast | Avg. Replacement Summer Demand (kW)
[8 empty] | Codes & Standards Forecast | Avg. Replacement Winter Demand (kW)
[8 empty] | Codes & Standards Forecast | Units
[8 empty] | Codes & Standards Forecast | Usage (GWh)
[8 empty] | Codes & Standards Forecast | Summer Peak Demand (MW)
[8 empty] | Codes & Standards Forecast | Winter Peak Demand (MW)
[8 empty] | Codes & Standards Forecast | Turnover
[8 empty] | Codes & Standards Forecast | Avg. Replacement Usage (kWh)
[8 empty] | Codes & Standards Forecast | Avg. Replacement Summer Demand (kW)
[8 empty] | Codes & Standards Forecast | Avg. Replacement Winter Demand (kW)
[8 empty] | Codes & Standards Forecast | Units
[8 empty] | Codes & Standards Forecast | Usage (GWh)
[8 empty] | Codes & Standards Forecast | Summer Peak Demand (MW)
[8 empty] | Codes & Standards Forecast | Winter Peak Demand (MW)
[8 empty] | Codes & Standards Forecast | Turnover
[8 empty] | Codes & Standards Forecast | Avg. Replacement Usage (kWh)
[8 empty] | Codes & Standards Forecast | Avg. Replacement Summer Demand (kW)
[8 empty] | Codes & Standards Forecast | Avg. Replacement Winter Demand (kW)
[8 empty] | Codes & Standards Forecast | Units
[8 empty] | Codes & Standards Forecast | Usage (GWh)
[8 empty] | Codes & Standards Forecast | Summer Peak Demand (MW)
[8 empty] | Codes & Standards Forecast | Winter Peak Demand (MW)
[8 empty] | Codes & Standards Forecast | Turnover
[8 empty] | Codes & Standards Forecast | Avg. Replacement Usage (kWh)
[8 empty] | Codes & Standards Forecast | Avg. Replacement Summer Demand (kW)
[8 empty] | Codes & Standards Forecast | Avg. Replacement Winter Demand (kW)
[8 empty] | Codes & Standards Forecast | Units
[8 empty] | Codes & Standards Forecast | Usage (GWh)
[8 empty] | Codes & Standards Forecast | Summer Peak Demand (MW)
[8 empty] | Codes & Standards Forecast | Winter Peak Demand (MW)
[8 empty] | Codes & Standards Forecast | Turnover
[8 empty] | Codes & Standards Forecast | Avg. Replacement Usage (kWh)
[8 empty] | Codes & Standards Forecast | Avg. Replacement Summer Demand (kW)
[8 empty] | Codes & Standards Forecast | Avg. Replacement Winter Demand (kW)
[8 empty] | Codes & Standards Forecast | Units
[8 empty] | Codes & Standards Forecast | Usage (GWh)
[8 empty] | Codes & Standards Forecast | Summer Peak Demand (MW)
[8 empty] | Codes & Standards Forecast | Winter Peak Demand (MW)
[8 empty] | Codes & Standards Forecast | Turnover
[8 empty] | Codes & Standards Forecast | Avg. Replacement Usage (kWh)
[8 empty] | Codes & Standards Forecast | Avg. Replacement Summer Demand (kW)
[8 empty] | Codes & Standards Forecast | Avg. Replacement Winter Demand (kW)
[8 empty] | Codes & Standards Forecast | Units
[8 empty] | Codes & Standards Forecast | Usage (GWh)
[8 empty] | Codes & Standards Forecast | Summer Peak Demand (MW)
[8 empty] | Codes & Standards Forecast | Winter Peak Demand (MW)
[8 empty] | Codes & Standards Forecast | Turnover
[8 empty] | Codes & Standards Forecast | Avg. Replacement Usage (kWh)
[8 empty] | Codes & Standards Forecast | Avg. Replacement Summer Demand (kW)
[8 empty] | Codes & Standards Forecast | Avg. Replacement Winter Demand (kW)
[8 empty] | Codes & Standards Forecast | Units
[8 empty] | Codes & Standards Forecast | Usage (GWh)
[8 empty] | Codes & Standards Forecast | Summer Peak Demand (MW)
[8 empty] | Codes & Standards Forecast | Winter Peak Demand (MW)
[8 empty] | Codes & Standards Forecast | Turnover
[8 empty] | Codes & Standards Forecast | Avg. Replacement Usage (kWh)
[8 empty] | Codes & Standards Forecast | Avg. Replacement Summer Demand (kW)
[8 empty] | Codes & Standards Forecast | Avg. Replacement Winter Demand (kW)
[8 empty] | Codes & Standards Forecast | Units
[8 empty] | Codes & Standards Forecast | Usage (GWh)
[8 empty] | Codes & Standards Forecast | Summer Peak Demand (MW)
[8 empty] | Codes & Standards Forecast | Winter Peak Demand (MW)
[8 empty] | Codes & Standards Forecast | Turnover
[8 empty] | Codes & Standards Forecast | Avg. Replacement Usage (kWh)
[8 empty] | Codes & Standards Forecast | Avg. Replacement Summer Demand (kW)
[8 empty] | Codes & Standards Forecast | Avg. Replacement Winter Demand (kW)
[8 empty] | Codes & Standards Forecast | Units
[8 empty] | Codes & Standards Forecast | Usage (GWh)
[8 empty] | Codes & Standards Forecast | Summer Peak Demand (MW)
[8 empty] | Codes & Standards Forecast | Winter Peak Demand (MW)
[8 empty] | Codes & Standards Forecast | Turnover
[8 empty] | Codes & Standards Forecast | Avg. Replacement Usage (kWh)
[8 empty] | Codes & Standards Forecast | Avg. Replacement Summer Demand (kW)
[8 empty] | Codes & Standards Forecast | Avg. Replacement Winter Demand (kW)
[8 empty] | Codes & Standards Forecast | Units
[8 empty] | Codes & Standards Forecast | Usage (GWh)
[8 empty] | Codes & Standards Forecast | Summer Peak Demand (MW)
[8 empty] | Codes & Standards Forecast | Winter Peak Demand (MW)
[8 empty] | Codes & Standards Forecast | Turnover
[8 empty] | Codes & Standards Forecast | Avg. Replacement Usage (kWh)
[8 empty] | Codes & Standards Forecast | Avg. Replacement Summer Demand (kW)
[8 empty] | Codes & Standards Forecast | Avg. Replacement Winter Demand (kW)
[8 empty] | Codes & Standards Forecast | Units
[8 empty] | Codes & Standards Forecast | Usage (GWh)
[8 empty] | Codes & Standards Forecast | Summer Peak Demand (MW)
[8 empty] | Codes & Standards Forecast | Winter Peak Demand (MW)
[8 empty] | Codes & Standards Forecast | Turnover
[8 empty] | Codes & Standards Forecast | Avg. Replacement Usage (kWh)
[8 empty] | Codes & Standards Forecast | Avg. Replacement Summer Demand (kW)
[8 empty] | Codes & Standards Forecast | Avg. Replacement Winter Demand (kW)
[8 empty] | Codes & Standards Forecast | Units
[8 empty] | Codes & Standards Forecast | Usage (GWh)
[8 empty] | Codes & Standards Forecast | Summer Peak Demand (MW)
[8 empty] | Codes & Standards Forecast | Winter Peak Demand (MW)
[8 empty] | Codes & Standards Forecast | Turnover
[8 empty] | Codes & Standards Forecast | Avg. Replacement Usage (kWh)
[8 empty] | Codes & Standards Forecast | Avg. Replacement Summer Demand (kW)
[8 empty] | Codes & Standards Forecast | Avg. Replacement Winter Demand (kW)
[8 empty] | Codes & Standards Forecast | Units
[8 empty] | Codes & Standards Forecast | Usage (GWh)
[8 empty] | Codes & Standards Forecast | Summer Peak Demand (MW)
[8 empty] | Codes & Standards Forecast | Winter Peak Demand (MW)
[8 empty] | Codes & Standards Forecast | Turnover
[8 empty] | Codes & Standards Forecast | Avg. Replacement Usage (kWh)
[8 empty] | Codes & Standards Forecast | Avg. Replacement Summer Demand (kW)
[8 empty] | Codes & Standards Forecast | Avg. Replacement Winter Demand (kW)
[8 empty] | Codes & Standards Forecast | Units
[8 empty] | Codes & Standards Forecast | Usage (GWh)
[8 empty] | Codes & Standards Forecast | Summer Peak Demand (MW)
[8 empty] | Codes & Standards Forecast | Winter Peak Demand (MW)
[8 empty] | Codes & Standards Forecast | Turnover
[8 empty] | Codes & Standards Forecast | Avg. Replacement Usage (kWh)
[8 empty] | Codes & Standards Forecast | Avg. Replacement Summer Demand (kW)
[8 empty] | Codes & Standards Forecast | Avg. Replacement Winter Demand (kW)
[8 empty] | Codes & Standards Forecast | Units
[8 empty] | Codes & Standards Forecast | Usage (GWh)
[8 empty] | Codes & Standards Forecast | Summer Peak Demand (MW)
[8 empty] | Codes & Standards Forecast | Winter Peak Demand (MW)
[8 empty] | Codes & Standards Forecast | Turnover
[8 empty] | Codes & Standards Forecast | Avg. Replacement Usage (kWh)
[8 empty] | Codes & Standards Forecast | Avg. Replacement Summer Demand (kW)
[8 empty] | Codes & Standards Forecast | Avg. Replacement Winter Demand (kW)
[8 empty] | Codes & Standards Forecast | Units
[8 empty] | Codes & Standards Forecast | Usage (GWh)
[8 empty] | Codes & Standards Forecast | Summer Peak Demand (MW)
[8 empty] | Codes & Standards Forecast | Winter Peak Demand (MW)
[8 empty] | Codes & Standards Forecast | Turnover
[8 empty] | Codes & Standards Forecast | Avg. Replacement Usage (kWh)
[8 empty] | Codes & Standards Forecast | Avg. Replacement Summer Demand (kW)
[8 empty] | Codes & Standards Forecast | Avg. Replacement Winter Demand (kW)
[8 empty] | Codes & Standards Forecast | Units
[8 empty] | Codes & Standards Forecast | Usage (GWh)
[8 empty] | Codes & Standards Forecast | Summer Peak Demand (MW)
[8 empty] | Codes & Standards Forecast | Winter Peak Demand (MW)
[8 empty] | Codes & Standards Forecast | Turnover
[8 empty] | Codes & Standards Forecast | Avg. Replacement Usage (kWh)
[8 empty] | Codes & Standards Forecast | Avg. Replacement Summer Demand (kW)
[8 empty] | Codes & Standards Forecast | Avg. Replacement Winter Demand (kW)
[8 empty] | Codes & Standards Forecast | Units
[8 empty] | Codes & Standards Forecast | Usage (GWh)
[8 empty] | Codes & Standards Forecast | Summer Peak Demand (MW)
[8 empty] | Codes & Standards Forecast | Winter Peak Demand (MW)
[8 empty] | Codes & Standards Forecast | Turnover
[8 empty] | Codes & Standards Forecast | Avg. Replacement Usage (kWh)
[8 empty] | Codes & Standards Forecast | Avg. Replacement Summer Demand (kW)
[8 empty] | Codes & Standards Forecast | Avg. Replacement Winter Demand (kW)
[8 empty] | Codes & Standards Forecast | Units
[8 empty] | Codes & Standards Forecast | Usage (GWh)
[8 empty] | Codes & Standards Forecast | Summer Peak Demand (MW)
[8 empty] | Codes & Standards Forecast | Winter Peak Demand (MW)
[8 empty] | Codes & Standards Forecast | Turnover
[8 empty] | Codes & Standards Forecast | Avg. Replacement Usage (kWh)
[8 empty] | Codes & Standards Forecast | Avg. Replacement Summer Demand (kW)
[8 empty] | Codes & Standards Forecast | Avg. Replacement Winter Demand (kW)
[8 empty] | Codes & Standards Forecast | Units
[8 empty] | Codes & Standards Forecast | Usage (GWh)
[8 empty] | Codes & Standards Forecast | Summer Peak Demand (MW)
[8 empty] | Codes & Standards Forecast | Winter Peak Demand (MW)
[8 empty] | Codes & Standards Forecast | Turnover
[8 empty] | Codes & Standards Forecast | Avg. Replacement Usage (kWh)
[8 empty] | Codes & Standards Forecast | Avg. Replacement Summer Demand (kW)
[8 empty] | Codes & Standards Forecast | Avg. Replacement Winter Demand (kW)
[8 empty] | Codes & Standards Forecast | Units
[8 empty] | Codes & Standards Forecast | Usage (GWh)
[8 empty] | Codes & Standards Forecast | Summer Peak Demand (MW)
[8 empty] | Codes & Standards Forecast | Winter Peak Demand (MW)
[8 empty] | Codes & Standards Forecast | Turnover
[8 empty] | Codes & Standards Forecast | Avg. Replacement Usage (kWh)
[8 empty] | Codes & Standards Forecast | Avg. Replacement Summer Demand (kW)
[8 empty] | Codes & Standards Forecast | Avg. Replacement Winter Demand (kW)
[8 empty] | Codes & Standards Forecast | Units
[8 empty] | Codes & Standards Forecast | Usage (GWh)
[8 empty] | Codes & Standards Forecast | Summer Peak Demand (MW)
[8 empty] | Codes & Standards Forecast | Winter Peak Demand (MW)
[8 empty] | Codes & Standards Forecast | Turnover
[8 empty] | Codes & Standards Forecast | Avg. Replacement Usage (kWh)
[8 empty] | Codes & Standards Forecast | Avg. Replacement Summer Demand (kW)
[8 empty] | Codes & Standards Forecast | Avg. Replacement Winter Demand (kW)
[8 empty] | Codes & Standards Forecast | Units
[8 empty] | Codes & Standards Forecast | Usage (GWh)
[8 empty] | Codes & Standards Forecast | Summer Peak Demand (MW)
[8 empty] | Codes & Standards Forecast | Winter Peak Demand (MW)
[8 empty] | Codes & Standards Forecast | Turnover
[8 empty] | Codes & Standards Forecast | Avg. Replacement Usage (kWh)
[8 empty] | Codes & Standards Forecast | Avg. Replacement Summer Demand (kW)
[8 empty] | Codes & Standards Forecast | Avg. Replacement Winter Demand (kW)
[8 empty] | Codes & Standards Forecast | Units
[8 empty] | Codes & Standards Forecast | Usage (GWh)
[8 empty] | Codes & Standards Forecast | Summer Peak Demand (MW)
[8 empty] | Codes & Standards Forecast | Winter Peak Demand (MW)
[8 empty] | Codes & Standards Forecast | Turnover
[8 empty] | Codes & Standards Forecast | Avg. Replacement Usage (kWh)
[8 empty] | Codes & Standards Forecast | Avg. Replacement Summer Demand (kW)
[8 empty] | Codes & Standards Forecast | Avg. Replacement Winter Demand (kW)
[8 empty] | Codes & Standards Forecast | Units
[8 empty] | Codes & Standards Forecast | Usage (GWh)
[8 empty] | Codes & Standards Forecast | Summer Peak Demand (MW)
[8 empty] | Codes & Standards Forecast | Winter Peak Demand (MW)
[8 empty] | Codes & Standards Forecast | Turnover
[8 empty] | Codes & Standards Forecast | Avg. Replacement Usage (kWh)
[8 empty] | Codes & Standards Forecast | Avg. Replacement Summer Demand (kW)
[8 empty] | Codes & Standards Forecast | Avg. Replacement Winter Demand (kW)
[8 empty] | Codes & Standards Forecast | Units
[8 empty] | Codes & Standards Forecast | Usage (GWh)
[8 empty] | Codes & Standards Forecast | Summer Peak Demand (MW)
[8 empty] | Codes & Standards Forecast | Winter Peak Demand (MW)
[8 empty] | Codes & Standards Forecast | Turnover
[8 empty] | Codes & Standards Forecast | Avg. Replacement Usage (kWh)
[8 empty] | Codes & Standards Forecast | Avg. Replacement Summer Demand (kW)
[8 empty] | Codes & Standards Forecast | Avg. Replacement Winter Demand (kW)
[8 empty] | Codes & Standards Forecast | Units
[8 empty] | Codes & Standards Forecast | Usage (GWh)
[8 empty] | Codes & Standards Forecast | Summer Peak Demand (MW)
[8 empty] | Codes & Standards Forecast | Winter Peak Demand (MW)
[8 empty] | Codes & Standards Forecast | Turnover
[8 empty] | Codes & Standards Forecast | Avg. Replacement Usage (kWh)
[8 empty] | Codes & Standards Forecast | Avg. Replacement Summer Demand (kW)
[8 empty] | Codes & Standards Forecast | Avg. Replacement Winter Demand (kW)
[8 empty] | Codes & Standards Forecast | Units
[8 empty] | Codes & Standards Forecast | Usage (GWh)
[8 empty] | Codes & Standards Forecast | Summer Peak Demand (MW)
[8 empty] | Codes & Standards Forecast | Winter Peak Demand (MW)
[8 empty] | Codes & Standards Forecast | Turnover
[8 empty] | Codes & Standards Forecast | Avg. Replacement Usage (kWh)
[8 empty] | Codes & Standards Forecast | Avg. Replacement Summer Demand (kW)
[8 empty] | Codes & Standards Forecast | Avg. Replacement Winter Demand (kW)
[8 empty] | Codes & Standards Forecast | Units
[8 empty] | Codes & Standards Forecast | Usage (GWh)
[8 empty] | Codes & Standards Forecast | Summer Peak Demand (MW)
[8 empty] | Codes & Standards Forecast | Winter Peak Demand (MW)
[8 empty] | Codes & Standards Forecast | Turnover
[8 empty] | Codes & Standards Forecast | Avg. Replacement Usage (kWh)
[8 empty] | Codes & Standards Forecast | Avg. Replacement Summer Demand (kW)
[8 empty] | Codes & Standards Forecast | Avg. Replacement Winter Demand (kW)
[8 empty] | Codes & Standards Forecast | Units
[8 empty] | Codes & Standards Forecast | Usage (GWh)
[8 empty] | Codes & Standards Forecast | Summer Peak Demand (MW)
[8 empty] | Codes & Standards Forecast | Winter Peak Demand (MW)
[8 empty] | Codes & Standards Forecast | Turnover
[8 empty] | Codes & Standards Forecast | Avg. Replacement Usage (kWh)
[8 empty] | Codes & Standards Forecast | Avg. Replacement Summer Demand (kW)
[8 empty] | Codes & Standards Forecast | Avg. Replacement Winter Demand (kW)
[8 empty] | Codes & Standards Forecast | Units
[8 empty] | Codes & Standards Forecast | Usage (GWh)
[8 empty] | Codes & Standards Forecast | Summer Peak Demand (MW)
[8 empty] | Codes & Standards Forecast | Winter Peak Demand (MW)
[8 empty] | Codes & Standards Forecast | Turnover
[8 empty] | Codes & Standards Forecast | Avg. Replacement Usage (kWh)
[8 empty] | Codes & Standards Forecast | Avg. Replacement Summer Demand (kW)
[8 empty] | Codes & Standards Forecast | Avg. Replacement Winter Demand (kW)
[8 empty] | Codes & Standards Forecast | Units
[8 empty] | Codes & Standards Forecast | Usage (GWh)
[8 empty] | Codes & Standards Forecast | Summer Peak Demand (MW)
[8 empty] | Codes & Standards Forecast | Winter Peak Demand (MW)
[8 empty] | Codes & Standards Forecast | Turnover
[8 empty] | Codes & Standards Forecast | Avg. Replacement Usage (kWh)
[8 empty] | Codes & Standards Forecast | Avg. Replacement Summer Demand (kW)
[8 empty] | Codes & Standards Forecast | Avg. Replacement Winter Demand (kW)
[8 empty] | Codes & Standards Forecast | Units
[8 empty] | Codes & Standards Forecast | Usage (GWh)
[8 empty] | Codes & Standards Forecast | Summer Peak Demand (MW)
[8 empty] | Codes & Standards Forecast | Winter Peak Demand (MW)
[8 empty] | Codes & Standards Forecast | Turnover
[8 empty] | Codes & Standards Forecast | Avg. Replacement Usage (kWh)
[8 empty] | Codes & Standards Forecast | Avg. Replacement Summer Demand (kW)
[8 empty] | Codes & Standards Forecast | Avg. Replacement Winter Demand (kW)
[8 empty] | Codes & Standards Forecast | Units
[8 empty] | Codes & Standards Forecast | Usage (GWh)
[8 empty] | Codes & Standards Forecast | Summer Peak Demand (MW)
[8 empty] | Codes & Standards Forecast | Winter Peak Demand (MW)
[8 empty] | Codes & Standards Forecast | Turnover
[8 empty] | Codes & Standards Forecast | Avg. Replacement Usage (kWh)
[8 empty] | Codes & Standards Forecast | Avg. Replacement Summer Demand (kW)
[8 empty] | Codes & Standards Forecast | Avg. Replacement Winter Demand (kW)
[8 empty] | Codes & Standards Forecast | Units
[8 empty] | Codes & Standards Forecast | Usage (GWh)
[8 empty] | Codes & Standards Forecast | Summer Peak Demand (MW)
[8 empty] | Codes & Standards Forecast | Winter Peak Demand (MW)
[8 empty] | Codes & Standards Forecast | Turnover
[8 empty] | Codes & Standards Forecast | Avg. Replacement Usage (kWh)
[8 empty] | Codes & Standards Forecast | Avg. Replacement Summer Demand (kW)
[8 empty] | Codes & Standards Forecast | Avg. Replacement Winter Demand (kW)
[8 empty] | Codes & Standards Forecast | Units
[8 empty] | Codes & Standards Forecast | Usage (GWh)
[8 empty] | Codes & Standards Forecast | Summer Peak Demand (MW)
[8 empty] | Codes & Standards Forecast | Winter Peak Demand (MW)
[8 empty] | Codes & Standards Forecast | Turnover
[8 empty] | Codes & Standards Forecast | Avg. Replacement Usage (kWh)
[8 empty] | Codes & Standards Forecast | Avg. Replacement Summer Demand (kW)
[8 empty] | Codes & Standards Forecast | Avg. Replacement Winter Demand (kW)
[8 empty] | Codes & Standards Forecast | Units
[8 empty] | Codes & Standards Forecast | Usage (GWh)
[8 empty] | Codes & Standards Forecast | Summer Peak Demand (MW)
[8 empty] | Codes & Standards Forecast | Winter Peak Demand (MW)
[8 empty] | Codes & Standards Forecast | Turnover
[8 empty] | Codes & Standards Forecast | Avg. Replacement Usage (kWh)
[8 empty] | Codes & Standards Forecast | Avg. Replacement Summer Demand (kW)
[8 empty] | Codes & Standards Forecast | Avg. Replacement Winter Demand (kW)
[8 empty] | Codes & Standards Forecast | Units
[8 empty] | Codes & Standards Forecast | Usage (GWh)
[8 empty] | Codes & Standards Forecast | Summer Peak Demand (MW)
[8 empty] | Codes & Standards Forecast | Winter Peak Demand (MW)
[8 empty] | Codes & Standards Forecast | Turnover
[8 empty] | Codes & Standards Forecast | Avg. Replacement Usage (kWh)
[8 empty] | Codes & Standards Forecast | Avg. Replacement Summer Demand (kW)
[8 empty] | Codes & Standards Forecast | Avg. Replacement Winter Demand (kW)
[8 empty] | Codes & Standards Forecast | Units
[8 empty] | Codes & Standards Forecast | Usage (GWh)
[8 empty] | Codes & Standards Forecast | Summer Peak Demand (MW)
[8 empty] | Codes & Standards Forecast | Winter Peak Demand (MW)
[8 empty] | Codes & Standards Forecast | Turnover
[8 empty] | Codes & Standards Forecast | Avg. Replacement Usage (kWh)
[8 empty] | Codes & Standards Forecast | Avg. Replacement Summer Demand (kW)
[8 empty] | Codes & Standards Forecast | Avg. Replacement Winter Demand (kW)
[8 empty] | Codes & Standards Forecast | Units
[8 empty] | Codes & Standards Forecast | Usage (GWh)
[8 empty] | Codes & Standards Forecast | Summer Peak Demand (MW)
[8 empty] | Codes & Standards Forecast | Winter Peak Demand (MW)
[8 empty] | Codes & Standards Forecast | Turnover
[8 empty] | Codes & Standards Forecast | Avg. Replacement Usage (kWh)
[8 empty] | Codes & Standards Forecast | Avg. Replacement Summer Demand (kW)
[8 empty] | Codes & Standards Forecast | Avg. Replacement Winter Demand (kW)
[8 empty] | Codes & Standards Forecast | Units
[8 empty] | Codes & Standards Forecast | Usage (GWh)
[8 empty] | Codes & Standards Forecast | Summer Peak Demand (MW)
[8 empty] | Codes & Standards Forecast | Winter Peak Demand (MW)
[8 empty] | Codes & Standards Forecast | Turnover
[8 empty] | Codes & Standards Forecast | Avg. Replacement Usage (kWh)
[8 empty] | Codes & Standards Forecast | Avg. Replacement Summer Demand (kW)
[8 empty] | Codes & Standards Forecast | Avg. Replacement Winter Demand (kW)
[8 empty] | Codes & Standards Forecast | Units
[8 empty] | Codes & Standards Forecast | Usage (GWh)
[8 empty] | Codes & Standards Forecast | Summer Peak Demand (MW)
[8 empty] | Codes & Standards Forecast | Winter Peak Demand (MW)
[8 empty] | Codes & Standards Forecast | Turnover
[8 empty] | Codes & Standards Forecast | Avg. Replacement Usage (kWh)
[8 empty] | Codes & Standards Forecast | Avg. Replacement Summer Demand (kW)
[8 empty] | Codes & Standards Forecast | Avg. Replacement Winter Demand (kW)
[8 empty] | Codes & Standards Forecast | Units
[8 empty] | Codes & Standards Forecast | Usage (GWh)
[8 empty] | Codes & Standards Forecast | Summer Peak Demand (MW)
[8 empty] | Codes & Standards Forecast | Winter Peak Demand (MW)
[8 empty] | Codes & Standards Forecast | Turnover
[8 empty] | Codes & Standards Forecast | Avg. Replacement Usage (kWh)
[8 empty] | Codes & Standards Forecast | Avg. Replacement Summer Demand (kW)
[8 empty] | Codes & Standards Forecast | Avg. Replacement Winter Demand (kW)
[8 empty] | Codes & Standards Forecast | Units
[8 empty] | Codes & Standards Forecast | Usage (GWh)
[8 empty] | Codes & Standards Forecast | Summer Peak Demand (MW)
[8 empty] | Codes & Standards Forecast | Winter Peak Demand (MW)
[8 empty] | Codes & Standards Forecast | Turnover
[8 empty] | Codes & Standards Forecast | Avg. Replacement Usage (kWh)
[8 empty] | Codes & Standards Forecast | Avg. Replacement Summer Demand (kW)
[8 empty] | Codes & Standards Forecast | Avg. Replacement Winter Demand (kW)
[8 empty] | Codes & Standards Forecast | Units
[8 empty] | Codes & Standards Forecast | Usage (GWh)
[8 empty] | Codes & Standards Forecast | Summer Peak Demand (MW)
[8 empty] | Codes & Standards Forecast | Winter Peak Demand (MW)
[8 empty] | Codes & Standards Forecast | Turnover
[8 empty] | Codes & Standards Forecast | Avg. Replacement Usage (kWh)
[8 empty] | Codes & Standards Forecast | Avg. Replacement Summer Demand (kW)
[8 empty] | Codes & Standards Forecast | Avg. Replacement Winter Demand (kW)
[8 empty] | Codes & Standards Forecast | Units
[8 empty] | Codes & Standards Forecast | Usage (GWh)
[8 empty] | Codes & Standards Forecast | Summer Peak Demand (MW)
[8 empty] | Codes & Standards Forecast | Winter Peak Demand (MW)
[8 empty] | Codes & Standards Forecast | Turnover
[8 empty] | Codes & Standards Forecast | Avg. Replacement Usage (kWh)
[8 empty] | Codes & Standards Forecast | Avg. Replacement Summer Demand (kW)
[8 empty] | Codes & Standards Forecast | Avg. Replacement Winter Demand (kW)
[8 empty] | Codes & Standards Forecast | Units
[8 empty] | Codes & Standards Forecast | Usage (GWh)
[8 empty] | Codes & Standards Forecast | Summer Peak Demand (MW)
[8 empty] | Codes & Standards Forecast | Winter Peak Demand (MW)
[8 empty] | Codes & Standards Forecast | Turnover
[8 empty] | Codes & Standards Forecast | Avg. Replacement Usage (kWh)
[8 empty] | Codes & Standards Forecast | Avg. Replacement Summer Demand (kW)
[8 empty] | Codes & Standards Forecast | Avg. Replacement Winter Demand (kW)
[8 empty] | Codes & Standards Forecast | Units
[8 empty] | Codes & Standards Forecast | Usage (GWh)
[8 empty] | Codes & Standards Forecast | Summer Peak Demand (MW)
[8 empty] | Codes & Standards Forecast | Winter Peak Demand (MW)
[8 empty] | Codes & Standards Forecast | Turnover
[8 empty] | Codes & Standards Forecast | Avg. Replacement Usage (kWh)
[8 empty] | Codes & Standards Forecast | Avg. Replacement Summer Demand (kW)
[8 empty] | Codes & Standards Forecast | Avg. Replacement Winter Demand (kW)
[8 empty] | Codes & Standards Forecast | Units
[8 empty] | Codes & Standards Forecast | Usage (GWh)
[8 empty] | Codes & Standards Forecast | Summer Peak Demand (MW)
[8 empty] | Codes & Standards Forecast | Winter Peak Demand (MW)
[8 empty] | Codes & Standards Forecast | Turnover
[8 empty] | Codes & Standards Forecast | Avg. Replacement Usage (kWh)
[8 empty] | Codes & Standards Forecast | Avg. Replacement Summer Demand (kW)
[8 empty] | Codes & Standards Forecast | Avg. Replacement Winter Demand (kW)
[8 empty] | Codes & Standards Forecast | Units
[8 empty] | Codes & Standards Forecast | Usage (GWh)
[8 empty] | Codes & Standards Forecast | Summer Peak Demand (MW)
[8 empty] | Codes & Standards Forecast | Winter Peak Demand (MW)
[8 empty] | Codes & Standards Forecast | Turnover
[8 empty] | Codes & Standards Forecast | Avg. Replacement Usage (kWh)
[8 empty] | Codes & Standards Forecast | Avg. Replacement Summer Demand (kW)
[8 empty] | Codes & Standards Forecast | Avg. Replacement Winter Demand (kW)
[8 empty] | Codes & Standards Forecast | Units
[8 empty] | Codes & Standards Forecast | Usage (GWh)
[8 empty] | Codes & Standards Forecast | Summer Peak Demand (MW)
[8 empty] | Codes & Standards Forecast | Winter Peak Demand (MW)
[8 empty] | Codes & Standards Forecast | Turnover
[8 empty] | Codes & Standards Forecast | Avg. Replacement Usage (kWh)
[8 empty] | Codes & Standards Forecast | Avg. Replacement Summer Demand (kW)
[8 empty] | Codes & Standards Forecast | Avg. Replacement Winter Demand (kW)
[8 empty] | Codes & Standards Forecast | Units
[8 empty] | Codes & Standards Forecast | Usage (GWh)
[8 empty] | Codes & Standards Forecast | Summer Peak Demand (MW)
[8 empty] | Codes & Standards Forecast | Winter Peak Demand (MW)
[8 empty] | Codes & Standards Forecast | Turnover
[8 empty] | Codes & Standards Forecast | Avg. Replacement Usage (kWh)
[8 empty] | Codes & Standards Forecast | Avg. Replacement Summer Demand (kW)
[8 empty] | Codes & Standards Forecast | Avg. Replacement Winter Demand (kW)
[8 empty] | Codes & Standards Forecast | Units
[8 empty] | Codes & Standards Forecast | Usage (GWh)
[8 empty] | Codes & Standards Forecast | Summer Peak Demand (MW)
[8 empty] | Codes & Standards Forecast | Winter Peak Demand (MW)
[8 empty] | Codes & Standards Forecast | Turnover
[8 empty] | Codes & Standards Forecast | Avg. Replacement Usage (kWh)
[8 empty] | Codes & Standards Forecast | Avg. Replacement Summer Demand (kW)
[8 empty] | Codes & Standards Forecast | Avg. Replacement Winter Demand (kW)
[8 empty] | Codes & Standards Forecast | Units
[8 empty] | Codes & Standards Forecast | Usage (GWh)
[8 empty] | Codes & Standards Forecast | Summer Peak Demand (MW)
[8 empty] | Codes & Standards Forecast | Winter Peak Demand (MW)
[8 empty] | Codes & Standards Forecast | Turnover
[8 empty] | Codes & Standards Forecast | Avg. Replacement Usage (kWh)
[8 empty] | Codes & Standards Forecast | Avg. Replacement Summer Demand (kW)
[8 empty] | Codes & Standards Forecast | Avg. Replacement Winter Demand (kW)
[8 empty] | Codes & Standards Forecast | Units
[8 empty] | Codes & Standards Forecast | Usage (GWh)
[8 empty] | Codes & Standards Forecast | Summer Peak Demand (MW)
[8 empty] | Codes & Standards Forecast | Winter Peak Demand (MW)
[8 empty] | Codes & Standards Forecast | Turnover
[8 empty] | Codes & Standards Forecast | Avg. Replacement Usage (kWh)
[8 empty] | Codes & Standards Forecast | Avg. Replacement Summer Demand (kW)
[8 empty] | Codes & Standards Forecast | Avg. Replacement Winter Demand (kW)
[8 empty] | Codes & Standards Forecast | Units
[8 empty] | Codes & Standards Forecast | Usage (GWh)
[8 empty] | Codes & Standards Forecast | Summer Peak Demand (MW)
[8 empty] | Codes & Standards Forecast | Winter Peak Demand (MW)
[8 empty] | Codes & Standards Forecast | Turnover
[8 empty] | Codes & Standards Forecast | Avg. Replacement Usage (kWh)
[8 empty] | Codes & Standards Forecast | Avg. Replacement Summer Demand (kW)
[8 empty] | Codes & Standards Forecast | Avg. Replacement Winter Demand (kW)
[8 empty] | Codes & Standards Forecast | Units
[8 empty] | Codes & Standards Forecast | Usage (GWh)
[8 empty] | Codes & Standards Forecast | Summer Peak Demand (MW)
[8 empty] | Codes & Standards Forecast | Winter Peak Demand (MW)
[8 empty] | Codes & Standards Forecast | Turnover
[8 empty] | Codes & Standards Forecast | Avg. Replacement Usage (kWh)
[8 empty] | Codes & Standards Forecast | Avg. Replacement Summer Demand (kW)
[8 empty] | Codes & Standards Forecast | Avg. Replacement Winter Demand (kW)
[8 empty] | Codes & Standards Forecast | Units
[8 empty] | Codes & Standards Forecast | Usage (GWh)
[8 empty] | Codes & Standards Forecast | Summer Peak Demand (MW)
[8 empty] | Codes & Standards Forecast | Winter Peak Demand (MW)
[8 empty] | Codes & Standards Forecast | Turnover
[8 empty] | Codes & Standards Forecast | Avg. Replacement Usage (kWh)
[8 empty] | Codes & Standards Forecast | Avg. Replacement Summer Demand (kW)
[8 empty] | Codes & Standards Forecast | Avg. Replacement Winter Demand (kW)
[8 empty] | Codes & Standards Forecast | Units
[8 empty] | Codes & Standards Forecast | Usage (GWh)
[8 empty] | Codes & Standards Forecast | Summer Peak Demand (MW)
[8 empty] | Codes & Standards Forecast | Winter Peak Demand (MW)
[8 empty] | Codes & Standards Forecast | Turnover
[8 empty] | Codes & Standards Forecast | Avg. Replacement Usage (kWh)
[8 empty] | Codes & Standards Forecast | Avg. Replacement Summer Demand (kW)
[8 empty] | Codes & Standards Forecast | Avg. Replacement Winter Demand (kW)
[8 empty] | Codes & Standards Forecast | Units
[8 empty] | Codes & Standards Forecast | Usage (GWh)
[8 empty] | Codes & Standards Forecast | Summer Peak Demand (MW)
[8 empty] | Codes & Standards Forecast | Winter Peak Demand (MW)
[8 empty] | Codes & Standards Forecast | Turnover
[8 empty] | Codes & Standards Forecast | Avg. Replacement Usage (kWh)
[8 empty] | Codes & Standards Forecast | Avg. Replacement Summer Demand (kW)
[8 empty] | Codes & Standards Forecast | Avg. Replacement Winter Demand (kW)
[8 empty] | Codes & Standards Forecast | Units
[8 empty] | Codes & Standards Forecast | Usage (GWh)
[8 empty] | Codes & Standards Forecast | Summer Peak Demand (MW)
[8 empty] | Codes & Standards Forecast | Winter Peak Demand (MW)
[8 empty] | Codes & Standards Forecast | Turnover
[8 empty] | Codes & Standards Forecast | Avg. Replacement Usage (kWh)
[8 empty] | Codes & Standards Forecast | Avg. Replacement Summer Demand (kW)
[8 empty] | Codes & Standards Forecast | Avg. Replacement Winter Demand (kW)
[8 empty] | Codes & Standards Forecast | Units
[8 empty] | Codes & Standards Forecast | Usage (GWh)
[8 empty] | Codes & Standards Forecast | Summer Peak Demand (MW)
[8 empty] | Codes & Standards Forecast | Winter Peak Demand (MW)
[8 empty] | Codes & Standards Forecast | Turnover
[8 empty] | Codes & Standards Forecast | Avg. Replacement Usage (kWh)
[8 empty] | Codes & Standards Forecast | Avg. Replacement Summer Demand (kW)
[8 empty] | Codes & Standards Forecast | Avg. Replacement Winter Demand (kW)
[8 empty] | Codes & Standards Forecast | Units
[8 empty] | Codes & Standards Forecast | Usage (GWh)
[8 empty] | Codes & Standards Forecast | Summer Peak Demand (MW)
[8 empty] | Codes & Standards Forecast | Winter Peak Demand (MW)
[8 empty] | Codes & Standards Forecast | Turnover
[8 empty] | Codes & Standards Forecast | Avg. Replacement Usage (kWh)
[8 empty] | Codes & Standards Forecast | Avg. Replacement Summer Demand (kW)
[8 empty] | Codes & Standards Forecast | Avg. Replacement Winter Demand (kW)
[8 empty] | Codes & Standards Forecast | Units
[8 empty] | Codes & Standards Forecast | Usage (GWh)
[8 empty] | Codes & Standards Forecast | Summer Peak Demand (MW)
[8 empty] | Codes & Standards Forecast | Winter Peak Demand (MW)
[8 empty] | Codes & Standards Forecast | Turnover
[8 empty] | Codes & Standards Forecast | Avg. Replacement Usage (kWh)
[8 empty] | Codes & Standards Forecast | Avg. Replacement Summer Demand (kW)
[8 empty] | Codes & Standards Forecast | Avg. Replacement Winter Demand (kW)
[8 empty] | Codes & Standards Forecast | Units
[8 empty] | Codes & Standards Forecast | Usage (GWh)
[8 empty] | Codes & Standards Forecast | Summer Peak Demand (MW)
[8 empty] | Codes & Standards Forecast | Winter Peak Demand (MW)
[8 empty] | Codes & Standards Forecast | Turnover
[8 empty] | Codes & Standards Forecast | Avg. Replacement Usage (kWh)
[8 empty] | Codes & Standards Forecast | Avg. Replacement Summer Demand (kW)
[8 empty] | Codes & Standards Forecast | Avg. Replacement Winter Demand (kW)
[8 empty] | Codes & Standards Forecast | Units
[8 empty] | Codes & Standards Forecast | Usage (GWh)
[8 empty] | Codes & Standards Forecast | Summer Peak Demand (MW)
[8 empty] | Codes & Standards Forecast | Winter Peak Demand (MW)
[8 empty] | Codes & Standards Forecast | Turnover
[8 empty] | Codes & Standards Forecast | Avg. Replacement Usage (kWh)
[8 empty] | Codes & Standards Forecast | Avg. Replacement Summer Demand (kW)
[8 empty] | Codes & Standards Forecast | Avg. Replacement Winter Demand (kW)
[8 empty] | Codes & Standards Forecast | Units
[8 empty] | Codes & Standards Forecast | Usage (GWh)
[8 empty] | Codes & Standards Forecast | Summer Peak Demand (MW)
[8 empty] | Codes & Standards Forecast | Winter Peak Demand (MW)
[8 empty] | Codes & Standards Forecast | Turnover
[8 empty] | Codes & Standards Forecast | Avg. Replacement Usage (kWh)
[8 empty] | Codes & Standards Forecast | Avg. Replacement Summer Demand (kW)
[8 empty] | Codes & Standards Forecast | Avg. Replacement Winter Demand (kW)
[8 empty] | Codes & Standards Forecast | Units
[8 empty] | Codes & Standards Forecast | Usage (GWh)
[8 empty] | Codes & Standards Forecast | Summer Peak Demand (MW)
[8 empty] | Codes & Standards Forecast | Winter Peak Demand (MW)
[8 empty] | Codes & Standards Forecast | Turnover
[8 empty] | Codes & Standards Forecast | Avg. Replacement Usage (kWh)
[8 empty] | Codes & Standards Forecast | Avg. Replacement Summer Demand (kW)
[8 empty] | Codes & Standards Forecast | Avg. Replacement Winter Demand (kW)
[8 empty] | Codes & Standards Forecast | Units
[8 empty] | Codes & Standards Forecast | Usage (GWh)
[8 empty] | Codes & Standards Forecast | Summer Peak Demand (MW)
[8 empty] | Codes & Standards Forecast | Winter Peak Demand (MW)
[8 empty] | Codes & Standards Forecast | Turnover
[8 empty] | Codes & Standards Forecast | Avg. Replacement Usage (kWh)
[8 empty] | Codes & Standards Forecast | Avg. Replacement Summer Demand (kW)
[8 empty] | Codes & Standards Forecast | Avg. Replacement Winter Demand (kW)
[8 empty] | Codes & Standards Forecast | Units
[8 empty] | Codes & Standards Forecast | Usage (GWh)
[8 empty] | Codes & Standards Forecast | Summer Peak Demand (MW)
[8 empty] | Codes & Standards Forecast | Winter Peak Demand (MW)
[8 empty] | Codes & Standards Forecast | Turnover
[8 empty] | Codes & Standards Forecast | Avg. Replacement Usage (kWh)
[8 empty] | Codes & Standards Forecast | Avg. Replacement Summer Demand (kW)
[8 empty] | Codes & Standards Forecast | Avg. Replacement Winter Demand (kW)
[8 empty] | Codes & Standards Forecast | Units
[8 empty] | Codes & Standards Forecast | Usage (GWh)
[8 empty] | Codes & Standards Forecast | Summer Peak Demand (MW)
[8 empty] | Codes & Standards Forecast | Winter Peak Demand (MW)
[8 empty] | Codes & Standards Forecast | Turnover
[8 empty] | Codes & Standards Forecast | Avg. Replacement Usage (kWh)
[8 empty] | Codes & Standards Forecast | Avg. Replacement Summer Demand (kW)
[8 empty] | Codes & Standards Forecast | Avg. Replacement Winter Demand (kW)
[8 empty] | Codes & Standards Forecast | Units
[8 empty] | Codes & Standards Forecast | Usage (GWh)
[8 empty] | Codes & Standards Forecast | Summer Peak Demand (MW)
[8 empty] | Codes & Standards Forecast | Winter Peak Demand (MW)
[8 empty] | Codes & Standards Forecast | Turnover
[8 empty] | Codes & Standards Forecast | Avg. Replacement Usage (kWh)
[8 empty] | Codes & Standards Forecast | Avg. Replacement Summer Demand (kW)
[8 empty] | Codes & Standards Forecast | Avg. Replacement Winter Demand (kW)
[8 empty] | Codes & Standards Forecast | Units
[8 empty] | Codes & Standards Forecast | Usage (GWh)
[8 empty] | Codes & Standards Forecast | Summer Peak Demand (MW)
[8 empty] | Codes & Standards Forecast | Winter Peak Demand (MW)
[8 empty] | Codes & Standards Forecast | Turnover
[8 empty] | Codes & Standards Forecast | Avg. Replacement Usage (kWh)
[8 empty] | Codes & Standards Forecast | Avg. Replacement Summer Demand (kW)
[8 empty] | Codes & Standards Forecast | Avg. Replacement Winter Demand (kW)
[8 empty] | Codes & Standards Forecast | Units
[8 empty] | Codes & Standards Forecast | Usage (GWh)
[8 empty] | Codes & Standards Forecast | Summer Peak Demand (MW)
[8 empty] | Codes & Standards Forecast | Winter Peak Demand (MW)
[8 empty] | Codes & Standards Forecast | Turnover
[8 empty] | Codes & Standards Forecast | Avg. Replacement Usage (kWh)
[8 empty] | Codes & Standards Forecast | Avg. Replacement Summer Demand (kW)
[8 empty] | Codes & Standards Forecast | Avg. Replacement Winter Demand (kW)
[8 empty] | Codes & Standards Forecast | Units
[8 empty] | Codes & Standards Forecast | Usage (GWh)
[8 empty] | Codes & Standards Forecast | Summer Peak Demand (MW)
[8 empty] | Codes & Standards Forecast | Winter Peak Demand (MW)
[8 empty] | Codes & Standards Forecast | Turnover
[8 empty] | Codes & Standards Forecast | Avg. Replacement Usage (kWh)
[8 empty] | Codes & Standards Forecast | Avg. Replacement Summer Demand (kW)
[8 empty] | Codes & Standards Forecast | Avg. Replacement Winter Demand (kW)
[8 empty] | Codes & Standards Forecast | Units
[8 empty] | Codes & Standards Forecast | Usage (GWh)
[8 empty] | Codes & Standards Forecast | Summer Peak Demand (MW)
[8 empty] | Codes & Standards Forecast | Winter Peak Demand (MW)
[8 empty] | Codes & Standards Forecast | Turnover
[8 empty] | Codes & Standards Forecast | Avg. Replacement Usage (kWh)
[8 empty] | Codes & Standards Forecast | Avg. Replacement Summer Demand (kW)
[8 empty] | Codes & Standards Forecast | Avg. Replacement Winter Demand (kW)
[8 empty] | Codes & Standards Forecast | Units
[8 empty] | Codes & Standards Forecast | Usage (GWh)
[8 empty] | Codes & Standards Forecast | Summer Peak Demand (MW)
[8 empty] | Codes & Standards Forecast | Winter Peak Demand (MW)
[8 empty] | Codes & Standards Forecast | Turnover
[8 empty] | Codes & Standards Forecast | Avg. Replacement Usage (kWh)
[8 empty] | Codes & Standards Forecast | Avg. Replacement Summer Demand (kW)
[8 empty] | Codes & Standards Forecast | Avg. Replacement Winter Demand (kW)
[8 empty] | Codes & Standards Forecast | Units
[8 empty] | Codes & Standards Forecast | Usage (GWh)
[8 empty] | Codes & Standards Forecast | Summer Peak Demand (MW)
[8 empty] | Codes & Standards Forecast | Winter Peak Demand (MW)
[8 empty] | Codes & Standards Forecast | Turnover
[8 empty] | Codes & Standards Forecast | Avg. Replacement Usage (kWh)
[8 empty] | Codes & Standards Forecast | Avg. Replacement Summer Demand (kW)
[8 empty] | Codes & Standards Forecast | Avg. Replacement Winter Demand (kW)
[8 empty] | Codes & Standards Forecast | Units
[8 empty] | Codes & Standards Forecast | Usage (GWh)
[8 empty] | Codes & Standards Forecast | Summer Peak Demand (MW)
[8 empty] | Codes & Standards Forecast | Winter Peak Demand (MW)
[8 empty] | Codes & Standards Forecast | Turnover
[8 empty] | Codes & Standards Forecast | Avg. Replacement Usage (kWh)
[8 empty] | Codes & Standards Forecast | Avg. Replacement Summer Demand (kW)
[8 empty] | Codes & Standards Forecast | Avg. Replacement Winter Demand (kW)
[8 empty] | Codes & Standards Forecast | Units
[8 empty] | Codes & Standards Forecast | Usage (GWh)
[8 empty] | Codes & Standards Forecast | Summer Peak Demand (MW)
[8 empty] | Codes & Standards Forecast | Winter Peak Demand (MW)
[8 empty] | Codes & Standards Forecast | Turnover
[8 empty] | Codes & Standards Forecast | Avg. Replacement Usage (kWh)
[8 empty] | Codes & Standards Forecast | Avg. Replacement Summer Demand (kW)
[8 empty] | Codes & Standards Forecast | Avg. Replacement Winter Demand (kW)
[8 empty] | Codes & Standards Forecast | Units
[8 empty] | Codes & Standards Forecast | Usage (GWh)
[8 empty] | Codes & Standards Forecast | Summer Peak Demand (MW)
[8 empty] | Codes & Standards Forecast | Winter Peak Demand (MW)
[8 empty] | Codes & Standards Forecast | Turnover
[8 empty] | Codes & Standards Forecast | Avg. Replacement Usage (kWh)
[8 empty] | Codes & Standards Forecast | Avg. Replacement Summer Demand (kW)
[8 empty] | Codes & Standards Forecast | Avg. Replacement Winter Demand (kW)
[8 empty] | Codes & Standards Forecast | Units
[8 empty] | Codes & Standards Forecast | Usage (GWh)
[8 empty] | Codes & Standards Forecast | Summer Peak Demand (MW)
[8 empty] | Codes & Standards Forecast | Winter Peak Demand (MW)
[8 empty] | Codes & Standards Forecast | Turnover
[8 empty] | Codes & Standards Forecast | Avg. Replacement Usage (kWh)
[8 empty] | Codes & Standards Forecast | Avg. Replacement Summer Demand (kW)
[8 empty] | Codes & Standards Forecast | Avg. Replacement Winter Demand (kW)
[8 empty] | Codes & Standards Forecast | Units
[8 empty] | Codes & Standards Forecast | Usage (GWh)
[8 empty] | Codes & Standards Forecast | Summer Peak Demand (MW)
[8 empty] | Codes & Standards Forecast | Winter Peak Demand (MW)
[8 empty] | Codes & Standards Forecast | Turnover
[8 empty] | Codes & Standards Forecast | Avg. Replacement Usage (kWh)
[8 empty] | Codes & Standards Forecast | Avg. Replacement Summer Demand (kW)
[8 empty] | Codes & Standards Forecast | Avg. Replacement Winter Demand (kW)
[8 empty] | Codes & Standards Forecast | Units
[8 empty] | Codes & Standards Forecast | Usage (GWh)
[8 empty] | Codes & Standards Forecast | Summer Peak Demand (MW)
[8 empty] | Codes & Standards Forecast | Winter Peak Demand (MW)
[8 empty] | Codes & Standards Forecast | Turnover
[8 empty] | Codes & Standards Forecast | Avg. Replacement Usage (kWh)
[8 empty] | Codes & Standards Forecast | Avg. Replacement Summer Demand (kW)
[8 empty] | Codes & Standards Forecast | Avg. Replacement Winter Demand (kW)
[8 empty] | Codes & Standards Forecast | Units
[8 empty] | Codes & Standards Forecast | Usage (GWh)
[8 empty] | Codes & Standards Forecast | Summer Peak Demand (MW)
[8 empty] | Codes & Standards Forecast | Winter Peak Demand (MW)
[8 empty] | Codes & Standards Forecast | Turnover
[8 empty] | Codes & Standards Forecast | Avg. Replacement Usage (kWh)
[8 empty] | Codes & Standards Forecast | Avg. Replacement Summer Demand (kW)
[8 empty] | Codes & Standards Forecast | Avg. Replacement Winter Demand (kW)
[8 empty] | Codes & Standards Forecast | Units
[8 empty] | Codes & Standards Forecast | Usage (GWh)
[8 empty] | Codes & Standards Forecast | Summer Peak Demand (MW)
[8 empty] | Codes & Standards Forecast | Winter Peak Demand (MW)
[8 empty] | Codes & Standards Forecast | Turnover
[8 empty] | Codes & Standards Forecast | Avg. Replacement Usage (kWh)
[8 empty] | Codes & Standards Forecast | Avg. Replacement Summer Demand (kW)
[8 empty] | Codes & Standards Forecast | Avg. Replacement Winter Demand (kW)
[8 empty] | Codes & Standards Forecast | Units
[8 empty] | Codes & Standards Forecast | Usage (GWh)
[8 empty] | Codes & Standards Forecast | Summer Peak Demand (MW)
[8 empty] | Codes & Standards Forecast | Winter Peak Demand (MW)
[8 empty] | Codes & Standards Forecast | Turnover
[8 empty] | Codes & Standards Forecast | Avg. Replacement Usage (kWh)
[8 empty] | Codes & Standards Forecast | Avg. Replacement Summer Demand (kW)
[8 empty] | Codes & Standards Forecast | Avg. Replacement Winter Demand (kW)
[8 empty] | Codes & Standards Forecast | Units
[8 empty] | Codes & Standards Forecast | Usage (GWh)
[8 empty] | Codes & Standards Forecast | Summer Peak Demand (MW)
[8 empty] | Codes & Standards Forecast | Winter Peak Demand (MW)
[8 empty] | Codes & Standards Forecast | Turnover
[8 empty] | Codes & Standards Forecast | Avg. Replacement Usage (kWh)
[8 empty] | Codes & Standards Forecast | Avg. Replacement Summer Demand (kW)
[8 empty] | Codes & Standards Forecast | Avg. Replacement Winter Demand (kW)
[8 empty] | Codes & Standards Forecast | Units
[8 empty] | Codes & Standards Forecast | Usage (GWh)
[8 empty] | Codes & Standards Forecast | Summer Peak Demand (MW)
[8 empty] | Codes & Standards Forecast | Winter Peak Demand (MW)
[8 empty] | Codes & Standards Forecast | Turnover
[8 empty] | Codes & Standards Forecast | Avg. Replacement Usage (kWh)
[8 empty] | Codes & Standards Forecast | Avg. Replacement Summer Demand (kW)
[8 empty] | Codes & Standards Forecast | Avg. Replacement Winter Demand (kW)
[8 empty] | Codes & Standards Forecast | Units
[8 empty] | Codes & Standards Forecast | Usage (GWh)
[8 empty] | Codes & Standards Forecast | Summer Peak Demand (MW)
[8 empty] | Codes & Standards Forecast | Winter Peak Demand (MW)
[8 empty] | Codes & Standards Forecast | Turnover
[8 empty] | Codes & Standards Forecast | Avg. Replacement Usage (kWh)
[8 empty] | Codes & Standards Forecast | Avg. Replacement Summer Demand (kW)
[8 empty] | Codes & Standards Forecast | Avg. Replacement Winter Demand (kW)
[8 empty] | Codes & Standards Forecast | Units
[8 empty] | Codes & Standards Forecast | Usage (GWh)
[8 empty] | Codes & Standards Forecast | Summer Peak Demand (MW)
[8 empty] | Codes & Standards Forecast | Winter Peak Demand (MW)
[8 empty] | Codes & Standards Forecast | Turnover
[8 empty] | Codes & Standards Forecast | Avg. Replacement Usage (kWh)
[8 empty] | Codes & Standards Forecast | Avg. Replacement Summer Demand (kW)
[8 empty] | Codes & Standards Forecast | Avg. Replacement Winter Demand (kW)
[8 empty] | Codes & Standards Forecast | Units
[8 empty] | Codes & Standards Forecast | Usage (GWh)
[8 empty] | Codes & Standards Forecast | Summer Peak Demand (MW)
[8 empty] | Codes & Standards Forecast | Winter Peak Demand (MW)
[8 empty] | Codes & Standards Forecast | Turnover
[8 empty] | Codes & Standards Forecast | Avg. Replacement Usage (kWh)
[8 empty] | Codes & Standards Forecast | Avg. Replacement Summer Demand (kW)
[8 empty] | Codes & Standards Forecast | Avg. Replacement Winter Demand (kW)
[8 empty] | Codes & Standards Forecast | Units
[8 empty] | Codes & Standards Forecast | Usage (GWh)
[8 empty] | Codes & Standards Forecast | Summer Peak Demand (MW)
[8 empty] | Codes & Standards Forecast | Winter Peak Demand (MW)
[8 empty] | Codes & Standards Forecast | Turnover
[8 empty] | Codes & Standards Forecast | Avg. Replacement Usage (kWh)
[8 empty] | Codes & Standards Forecast | Avg. Replacement Summer Demand (kW)
[8 empty] | Codes & Standards Forecast | Avg. Replacement Winter Demand (kW)
[8 empty] | Codes & Standards Forecast | Units
[8 empty] | Codes & Standards Forecast | Usage (GWh)
[8 empty] | Codes & Standards Forecast | Summer Peak Demand (MW)
[8 empty] | Codes & Standards Forecast | Winter Peak Demand (MW)
[8 empty] | Codes & Standards Forecast | Turnover
[8 empty] | Codes & Standards Forecast | Avg. Replacement Usage (kWh)
[8 empty] | Codes & Standards Forecast | Avg. Replacement Summer Demand (kW)
[8 empty] | Codes & Standards Forecast | Avg. Replacement Winter Demand (kW)
[8 empty] | Codes & Standards Forecast | Units
[8 empty] | Codes & Standards Forecast | Usage (GWh)
[8 empty] | Codes & Standards Forecast | Summer Peak Demand (MW)
[8 empty] | Codes & Standards Forecast | Winter Peak Demand (MW)
[8 empty] | Codes & Standards Forecast | Turnover
[8 empty] | Codes & Standards Forecast | Avg. Replacement Usage (kWh)
[8 empty] | Codes & Standards Forecast | Avg. Replacement Summer Demand (kW)
[8 empty] | Codes & Standards Forecast | Avg. Replacement Winter Demand (kW)
[8 empty] | Codes & Standards Forecast | Units
[8 empty] | Codes & Standards Forecast | Usage (GWh)
[8 empty] | Codes & Standards Forecast | Summer Peak Demand (MW)
[8 empty] | Codes & Standards Forecast | Winter Peak Demand (MW)
[8 empty] | Codes & Standards Forecast | Turnover
[8 empty] | Codes & Standards Forecast | Avg. Replacement Usage (kWh)
[8 empty] | Codes & Standards Forecast | Avg. Replacement Summer Demand (kW)
[8 empty] | Codes & Standards Forecast | Avg. Replacement Winter Demand (kW)
[8 empty] | Codes & Standards Forecast | Units
[8 empty] | Codes & Standards Forecast | Usage (GWh)
[8 empty] | Codes & Standards Forecast | Summer Peak Demand (MW)
[8 empty] | Codes & Standards Forecast | Winter Peak Demand (MW)
[8 empty] | Codes & Standards Forecast | Turnover
[8 empty] | Codes & Standards Forecast | Avg. Replacement Usage (kWh)
[8 empty] | Codes & Standards Forecast | Avg. Replacement Summer Demand (kW)
[8 empty] | Codes & Standards Forecast | Avg. Replacement Winter Demand (kW)
[8 empty] | Codes & Standards Forecast | Units
[8 empty] | Codes & Standards Forecast | Usage (GWh)
[8 empty] | Codes & Standards Forecast | Summer Peak Demand (MW)
[8 empty] | Codes & Standards Forecast | Winter Peak Demand (MW)
[8 empty] | Codes & Standards Forecast | Turnover
[8 empty] | Codes & Standards Forecast | Avg. Replacement Usage (kWh)
[8 empty] | Codes & Standards Forecast | Avg. Replacement Summer Demand (kW)
[8 empty] | Codes & Standards Forecast | Avg. Replacement Winter Demand (kW)
[8 empty] | Codes & Standards Forecast | Units
[8 empty] | Codes & Standards Forecast | Usage (GWh)
[8 empty] | Codes & Standards Forecast | Summer Peak Demand (MW)
[8 empty] | Codes & Standards Forecast | Winter Peak Demand (MW)
[8 empty] | Codes & Standards Forecast | Turnover
[8 empty] | Codes & Standards Forecast | Avg. Replacement Usage (kWh)
[8 empty] | Codes & Standards Forecast | Avg. Replacement Summer Demand (kW)
[8 empty] | Codes & Standards Forecast | Avg. Replacement Winter Demand (kW)
[8 empty] | Codes & Standards Forecast | Units
[8 empty] | Codes & Standards Forecast | Usage (GWh)
[8 empty] | Codes & Standards Forecast | Summer Peak Demand (MW)
[8 empty] | Codes & Standards Forecast | Winter Peak Demand (MW)
[8 empty] | Codes & Standards Forecast | Turnover
[8 empty] | Codes & Standards Forecast | Avg. Replacement Usage (kWh)
[8 empty] | Codes & Standards Forecast | Avg. Replacement Summer Demand (kW)
[8 empty] | Codes & Standards Forecast | Avg. Replacement Winter Demand (kW)
[8 empty] | Codes & Standards Forecast | Units
[8 empty] | Codes & Standards Forecast | Usage (GWh)
[8 empty] | Codes & Standards Forecast | Summer Peak Demand (MW)
[8 empty] | Codes & Standards Forecast | Winter Peak Demand (MW)
[8 empty] | Codes & Standards Forecast | Turnover
[8 empty] | Codes & Standards Forecast | Avg. Replacement Usage (kWh)
[8 empty] | Codes & Standards Forecast | Avg. Replacement Summer Demand (kW)
[8 empty] | Codes & Standards Forecast | Avg. Replacement Winter Demand (kW)
[8 empty] | Codes & Standards Forecast | Units
[8 empty] | Codes & Standards Forecast | Usage (GWh)
[8 empty] | Codes & Standards Forecast | Summer Peak Demand (MW)
[8 empty] | Codes & Standards Forecast | Winter Peak Demand (MW)
[8 empty] | Codes & Standards Forecast | Turnover
[8 empty] | Codes & Standards Forecast | Avg. Replacement Usage (kWh)
[8 empty] | Codes & Standards Forecast | Avg. Replacement Summer Demand (kW)
[8 empty] | Codes & Standards Forecast | Avg. Replacement Winter Demand (kW)
[8 empty] | Codes & Standards Forecast | Units
[8 empty] | Codes & Standards Forecast | Usage (GWh)
[8 empty] | Codes & Standards Forecast | Summer Peak Demand (MW)
[8 empty] | Codes & Standards Forecast | Winter Peak Demand (MW)
[8 empty] | Codes & Standards Forecast | Turnover
[8 empty] | Codes & Standards Forecast | Avg. Replacement Usage (kWh)
[8 empty] | Codes & Standards Forecast | Avg. Replacement Summer Demand (kW)
[8 empty] | Codes & Standards Forecast | Avg. Replacement Winter Demand (kW)
[8 empty] | Codes & Standards Forecast | Units
[8 empty] | Codes & Standards Forecast | Usage (GWh)
[8 empty] | Codes & Standards Forecast | Summer Peak Demand (MW)
[8 empty] | Codes & Standards Forecast | Winter Peak Demand (MW)
[8 empty] | Codes & Standards Forecast | Turnover
[8 empty] | Codes & Standards Forecast | Avg. Replacement Usage (kWh)
[8 empty] | Codes & Standards Forecast | Avg. Replacement Summer Demand (kW)
[8 empty] | Codes & Standards Forecast | Avg. Replacement Winter Demand (kW)
[8 empty] | Codes & Standards Forecast | Units
[8 empty] | Codes & Standards Forecast | Usage (GWh)
[8 empty] | Codes & Standards Forecast | Summer Peak Demand (MW)
[8 empty] | Codes & Standards Forecast | Winter Peak Demand (MW)
[8 empty] | Codes & Standards Forecast | Turnover
[8 empty] | Codes & Standards Forecast | Avg. Replacement Usage (kWh)
[8 empty] | Codes & Standards Forecast | Avg. Replacement Summer Demand (kW)
[8 empty] | Codes & Standards Forecast | Avg. Replacement Winter Demand (kW)
[8 empty] | Codes & Standards Forecast | Units
[8 empty] | Codes & Standards Forecast | Usage (GWh)
[8 empty] | Codes & Standards Forecast | Summer Peak Demand (MW)
[8 empty] | Codes & Standards Forecast | Winter Peak Demand (MW)
[8 empty] | Codes & Standards Forecast | Turnover
[8 empty] | Codes & Standards Forecast | Avg. Replacement Usage (kWh)
[8 empty] | Codes & Standards Forecast | Avg. Replacement Summer Demand (kW)
[8 empty] | Codes & Standards Forecast | Avg. Replacement Winter Demand (kW)
[8 empty] | Codes & Standards Forecast | Units
[8 empty] | Codes & Standards Forecast | Usage (GWh)
[8 empty] | Codes & Standards Forecast | Summer Peak Demand (MW)
[8 empty] | Codes & Standards Forecast | Winter Peak Demand (MW)
[8 empty] | Codes & Standards Forecast | Turnover
[8 empty] | Codes & Standards Forecast | Avg. Replacement Usage (kWh)
[8 empty] | Codes & Standards Forecast | Avg. Replacement Summer Demand (kW)
[8 empty] | Codes & Standards Forecast | Avg. Replacement Winter Demand (kW)
[8 empty] | Codes & Standards Forecast | Units
[8 empty] | Codes & Standards Forecast | Usage (GWh)
[8 empty] | Codes & Standards Forecast | Summer Peak Demand (MW)
[8 empty] | Codes & Standards Forecast | Winter Peak Demand (MW)
[8 empty] | Codes & Standards Forecast | Turnover
[8 empty] | Codes & Standards Forecast | Avg. Replacement Usage (kWh)
[8 empty] | Codes & Standards Forecast | Avg. Replacement Summer Demand (kW)
[8 empty] | Codes & Standards Forecast | Avg. Replacement Winter Demand (kW)
[8 empty] | Codes & Standards Forecast | Units
[8 empty] | Codes & Standards Forecast | Usage (GWh)
[8 empty] | Codes & Standards Forecast | Summer Peak Demand (MW)
[8 empty] | Codes & Standards Forecast | Winter Peak Demand (MW)
[8 empty] | Codes & Standards Forecast | Turnover
[8 empty] | Codes & Standards Forecast | Avg. Replacement Usage (kWh)
[8 empty] | Codes & Standards Forecast | Avg. Replacement Summer Demand (kW)
[8 empty] | Codes & Standards Forecast | Avg. Replacement Winter Demand (kW)
[8 empty] | Codes & Standards Forecast | Units
[8 empty] | Codes & Standards Forecast | Usage (GWh)
[8 empty] | Codes & Standards Forecast | Summer Peak Demand (MW)
[8 empty] | Codes & Standards Forecast | Winter Peak Demand (MW)
[8 empty] | Codes & Standards Forecast | Turnover
[8 empty] | Codes & Standards Forecast | Avg. Replacement Usage (kWh)
[8 empty] | Codes & Standards Forecast | Avg. Replacement Summer Demand (kW)
[8 empty] | Codes & Standards Forecast | Avg. Replacement Winter Demand (kW)
[8 empty] | Codes & Standards Forecast | Units
[8 empty] | Codes & Standards Forecast | Usage (GWh)
[8 empty] | Codes & Standards Forecast | Summer Peak Demand (MW)
[8 empty] | Codes & Standards Forecast | Winter Peak Demand (MW)
[8 empty] | Codes & Standards Forecast | Turnover
[8 empty] | Codes & Standards Forecast | Avg. Replacement Usage (kWh)
[8 empty] | Codes & Standards Forecast | Avg. Replacement Summer Demand (kW)
[8 empty] | Codes & Standards Forecast | Avg. Replacement Winter Demand (kW)
[8 empty] | Codes & Standards Forecast | Units
[8 empty] | Codes & Standards Forecast | Usage (GWh)
[8 empty] | Codes & Standards Forecast | Summer Peak Demand (MW)
[8 empty] | Codes & Standards Forecast | Winter Peak Demand (MW)
[8 empty] | Codes & Standards Forecast | Turnover
[8 empty] | Codes & Standards Forecast | Avg. Replacement Usage (kWh)
[8 empty] | Codes & Standards Forecast | Avg. Replacement Summer Demand (kW)
[8 empty] | Codes & Standards Forecast | Avg. Replacement Winter Demand (kW)
[8 empty] | Codes & Standards Forecast | Units
[8 empty] | Codes & Standards Forecast | Usage (GWh)
[8 empty] | Codes & Standards Forecast | Summer Peak Demand (MW)
[8 empty] | Codes & Standards Forecast | Winter Peak Demand (MW)
[8 empty] | Codes & Standards Forecast | Turnover
[8 empty] | Codes & Standards Forecast | Avg. Replacement Usage (kWh)
[8 empty] | Codes & Standards Forecast | Avg. Replacement Summer Demand (kW)
[8 empty] | Codes & Standards Forecast | Avg. Replacement Winter Demand (kW)
[8 empty] | Codes & Standards Forecast | Units
[8 empty] | Codes & Standards Forecast | Usage (GWh)
[8 empty] | Codes & Standards Forecast | Summer Peak Demand (MW)
[8 empty] | Codes & Standards Forecast | Winter Peak Demand (MW)
[8 empty] | Codes & Standards Forecast | Turnover
[8 empty] | Codes & Standards Forecast | Avg. Replacement Usage (kWh)
[8 empty] | Codes & Standards Forecast | Avg. Replacement Summer Demand (kW)
[8 empty] | Codes & Standards Forecast | Avg. Replacement Winter Demand (kW)
[8 empty] | Codes & Standards Forecast | Units
[8 empty] | Codes & Standards Forecast | Usage (GWh)
[8 empty] | Codes & Standards Forecast | Summer Peak Demand (MW)
[8 empty] | Codes & Standards Forecast | Winter Peak Demand (MW)
[8 empty] | Codes & Standards Forecast | Turnover
[8 empty] | Codes & Standards Forecast | Avg. Replacement Usage (kWh)
[8 empty] | Codes & Standards Forecast | Avg. Replacement Summer Demand (kW)
[8 empty] | Codes & Standards Forecast | Avg. Replacement Winter Demand (kW)
[8 empty] | Codes & Standards Forecast | Units
[8 empty] | Codes & Standards Forecast | Usage (GWh)
[8 empty] | Codes & Standards Forecast | Summer Peak Demand (MW)
[8 empty] | Codes & Standards Forecast | Winter Peak Demand (MW)
[8 empty] | Codes & Standards Forecast | Turnover
[8 empty] | Codes & Standards Forecast | Avg. Replacement Usage (kWh)
[8 empty] | Codes & Standards Forecast | Avg. Replacement Summer Demand (kW)
[8 empty] | Codes & Standards Forecast | Avg. Replacement Winter Demand (kW)
[8 empty] | Codes & Standards Forecast | Units
[8 empty] | Codes & Standards Forecast | Usage (GWh)
[8 empty] | Codes & Standards Forecast | Summer Peak Demand (MW)
[8 empty] | Codes & Standards Forecast | Winter Peak Demand (MW)
[8 empty] | Codes & Standards Forecast | Turnover
[8 empty] | Codes & Standards Forecast | Avg. Replacement Usage (kWh)
[8 empty] | Codes & Standards Forecast | Avg. Replacement Summer Demand (kW)
[8 empty] | Codes & Standards Forecast | Avg. Replacement Winter Demand (kW)
[8 empty] | Codes & Standards Forecast | Units
[8 empty] | Codes & Standards Forecast | Usage (GWh)
[8 empty] | Codes & Standards Forecast | Summer Peak Demand (MW)
[8 empty] | Codes & Standards Forecast | Winter Peak Demand (MW)
[8 empty] | Codes & Standards Forecast | Turnover
[8 empty] | Codes & Standards Forecast | Avg. Replacement Usage (kWh)
[8 empty] | Codes & Standards Forecast | Avg. Replacement Summer Demand (kW)
[8 empty] | Codes & Standards Forecast | Avg. Replacement Winter Demand (kW)
[8 empty] | Codes & Standards Forecast | Units
[8 empty] | Codes & Standards Forecast | Usage (GWh)
[8 empty] | Codes & Standards Forecast | Summer Peak Demand (MW)
[8 empty] | Codes & Standards Forecast | Winter Peak Demand (MW)
[8 empty] | Codes & Standards Forecast | Turnover
[8 empty] | Codes & Standards Forecast | Avg. Replacement Usage (kWh)
[8 empty] | Codes & Standards Forecast | Avg. Replacement Summer Demand (kW)
[8 empty] | Codes & Standards Forecast | Avg. Replacement Winter Demand (kW)
[8 empty] | Codes & Standards Forecast | Units
[8 empty] | Codes & Standards Forecast | Usage (GWh)
[8 empty] | Codes & Standards Forecast | Summer Peak Demand (MW)
[8 empty] | Codes & Standards Forecast | Winter Peak Demand (MW)
[8 empty] | Codes & Standards Forecast | Turnover
[8 empty] | Codes & Standards Forecast | Avg. Replacement Usage (kWh)
[8 empty] | Codes & Standards Forecast | Avg. Replacement Summer Demand (kW)
[8 empty] | Codes & Standards Forecast | Avg. Replacement Winter Demand (kW)
[8 empty] | Codes & Standards Forecast | Units
[8 empty] | Codes & Standards Forecast | Usage (GWh)
[8 empty] | Codes & Standards Forecast | Summer Peak Demand (MW)
[8 empty] | Codes & Standards Forecast | Winter Peak Demand (MW)
[8 empty] | Codes & Standards Forecast | Turnover
[8 empty] | Codes & Standards Forecast | Avg. Replacement Usage (kWh)
[8 empty] | Codes & Standards Forecast | Avg. Replacement Summer Demand (kW)
[8 empty] | Codes & Standards Forecast | Avg. Replacement Winter Demand (kW)
[8 empty] | Codes & Standards Forecast | Units
[8 empty] | Codes & Standards Forecast | Usage (GWh)
[8 empty] | Codes & Standards Forecast | Summer Peak Demand (MW)
[8 empty] | Codes & Standards Forecast | Winter Peak Demand (MW)
[8 empty] | Codes & Standards Forecast | Turnover
[8 empty] | Codes & Standards Forecast | Avg. Replacement Usage (kWh)
[8 empty] | Codes & Standards Forecast | Avg. Replacement Summer Demand (kW)
[8 empty] | Codes & Standards Forecast | Avg. Replacement Winter Demand (kW)
[8 empty] | Codes & Standards Forecast | Units
[8 empty] | Codes & Standards Forecast | Usage (GWh)
[8 empty] | Codes & Standards Forecast | Summer Peak Demand (MW)
[8 empty] | Codes & Standards Forecast | Winter Peak Demand (MW)
[8 empty] | Codes & Standards Forecast | Turnover
[8 empty] | Codes & Standards Forecast | Avg. Replacement Usage (kWh)
[8 empty] | Codes & Standards Forecast | Avg. Replacement Summer Demand (kW)
[8 empty] | Codes & Standards Forecast | Avg. Replacement Winter Demand (kW)
[8 empty] | Codes & Standards Forecast | Units
[8 empty] | Codes & Standards Forecast | Usage (GWh)
[8 empty] | Codes & Standards Forecast | Summer Peak Demand (MW)
[8 empty] | Codes & Standards Forecast | Winter Peak Demand (MW)
[8 empty] | Codes & Standards Forecast | Turnover
[8 empty] | Codes & Standards Forecast | Avg. Replacement Usage (kWh)
[8 empty] | Codes & Standards Forecast | Avg. Replacement Summer Demand (kW)
[8 empty] | Codes & Standards Forecast | Avg. Replacement Winter Demand (kW)
[8 empty] | Codes & Standards Forecast | Units
[8 empty] | Codes & Standards Forecast | Usage (GWh)
[8 empty] | Codes & Standards Forecast | Summer Peak Demand (MW)
[8 empty] | Codes & Standards Forecast | Winter Peak Demand (MW)
[8 empty] | Codes & Standards Forecast | Turnover
[8 empty] | Codes & Standards Forecast | Avg. Replacement Usage (kWh)
[8 empty] | Codes & Standards Forecast | Avg. Replacement Summer Demand (kW)
[8 empty] | Codes & Standards Forecast | Avg. Replacement Winter Demand (kW)
[8 empty] | Codes & Standards Forecast | Units
[8 empty] | Codes & Standards Forecast | Usage (GWh)
[8 empty] | Codes & Standards Forecast | Summer Peak Demand (MW)
[8 empty] | Codes & Standards Forecast | Winter Peak Demand (MW)
[8 empty] | Codes & Standards Forecast | Turnover
[8 empty] | Codes & Standards Forecast | Avg. Replacement Usage (kWh)
[8 empty] | Codes & Standards Forecast | Avg. Replacement Summer Demand (kW)
[8 empty] | Codes & Standards Forecast | Avg. Replacement Winter Demand (kW)
[8 empty] | Codes & Standards Forecast | Units
[8 empty] | Codes & Standards Forecast | Usage (GWh)
[8 empty] | Codes & Standards Forecast | Summer Peak Demand (MW)
[8 empty] | Codes & Standards Forecast | Winter Peak Demand (MW)
[8 empty] | Codes & Standards Forecast | Turnover
[8 empty] | Codes & Standards Forecast | Avg. Replacement Usage (kWh)
[8 empty] | Codes & Standards Forecast | Avg. Replacement Summer Demand (kW)
[8 empty] | Codes & Standards Forecast | Avg. Replacement Winter Demand (kW)
[8 empty] | Codes & Standards Forecast | Units
[8 empty] | Codes & Standards Forecast | Usage (GWh)
[8 empty] | Codes & Standards Forecast | Summer Peak Demand (MW)
[8 empty] | Codes & Standards Forecast | Winter Peak Demand (MW)
[8 empty] | Codes & Standards Forecast | Turnover
[8 empty] | Codes & Standards Forecast | Avg. Replacement Usage (kWh)
[8 empty] | Codes & Standards Forecast | Avg. Replacement Summer Demand (kW)
[8 empty] | Codes & Standards Forecast | Avg. Replacement Winter Demand (kW)
[8 empty] | Codes & Standards Forecast | Units
[8 empty] | Codes & Standards Forecast | Usage (GWh)
[8 empty] | Codes & Standards Forecast | Summer Peak Demand (MW)
[8 empty] | Codes & Standards Forecast | Winter Peak Demand (MW)
[8 empty] | Codes & Standards Forecast | Turnover
[8 empty] | Codes & Standards Forecast | Avg. Replacement Usage (kWh)
[8 empty] | Codes & Standards Forecast | Avg. Replacement Summer Demand (kW)
[8 empty] | Codes & Standards Forecast | Avg. Replacement Winter Demand (kW)
[8 empty] | Codes & Standards Forecast | Units
[8 empty] | Codes & Standards Forecast | Usage (GWh)
[8 empty] | Codes & Standards Forecast | Summer Peak Demand (MW)
[8 empty] | Codes & Standards Forecast | Winter Peak Demand (MW)
[8 empty] | Codes & Standards Forecast | Turnover
[8 empty] | Codes & Standards Forecast | Avg. Replacement Usage (kWh)
[8 empty] | Codes & Standards Forecast | Avg. Replacement Summer Demand (kW)
[8 empty] | Codes & Standards Forecast | Avg. Replacement Winter Demand (kW)
[8 empty] | Codes & Standards Forecast | Units
[8 empty] | Codes & Standards Forecast | Usage (GWh)
[8 empty] | Codes & Standards Forecast | Summer Peak Demand (MW)
[8 empty] | Codes & Standards Forecast | Winter Peak Demand (MW)
[8 empty] | Codes & Standards Forecast | Turnover
[8 empty] | Codes & Standards Forecast | Avg. Replacement Usage (kWh)
[8 empty] | Codes & Standards Forecast | Avg. Replacement Summer Demand (kW)
[8 empty] | Codes & Standards Forecast | Avg. Replacement Winter Demand (kW)
[8 empty] | Codes & Standards Forecast | Units
[8 empty] | Codes & Standards Forecast | Usage (GWh)
[8 empty] | Codes & Standards Forecast | Summer Peak Demand (MW)
[8 empty] | Codes & Standards Forecast | Winter Peak Demand (MW)
[8 empty] | Codes & Standards Forecast | Turnover
[8 empty] | Codes & Standards Forecast | Avg. Replacement Usage (kWh)
[8 empty] | Codes & Standards Forecast | Avg. Replacement Summer Demand (kW)
[8 empty] | Codes & Standards Forecast | Avg. Replacement Winter Demand (kW)
[8 empty] | Codes & Standards Forecast | Units
[8 empty] | Codes & Standards Forecast | Usage (GWh)
[8 empty] | Codes & Standards Forecast | Summer Peak Demand (MW)
[8 empty] | Codes & Standards Forecast | Winter Peak Demand (MW)
[8 empty] | Codes & Standards Forecast | Turnover
[8 empty] | Codes & Standards Forecast | Avg. Replacement Usage (kWh)
[8 empty] | Codes & Standards Forecast | Avg. Replacement Summer Demand (kW)
[8 empty] | Codes & Standards Forecast | Avg. Replacement Winter Demand (kW)
[8 empty] | Codes & Standards Forecast | Units
[8 empty] | Codes & Standards Forecast | Usage (GWh)
[8 empty] | Codes & Standards Forecast | Summer Peak Demand (MW)
[8 empty] | Codes & Standards Forecast | Winter Peak Demand (MW)
[8 empty] | Codes & Standards Forecast | Turnover
[8 empty] | Codes & Standards Forecast | Avg. Replacement Usage (kWh)
[8 empty] | Codes & Standards Forecast | Avg. Replacement Summer Demand (kW)
[8 empty] | Codes & Standards Forecast | Avg. Replacement Winter Demand (kW)
[8 empty] | Codes & Standards Forecast | Units
[8 empty] | Codes & Standards Forecast | Usage (GWh)
[8 empty] | Codes & Standards Forecast | Summer Peak Demand (MW)
[8 empty] | Codes & Standards Forecast | Winter Peak Demand (MW)
[8 empty] | Codes & Standards Forecast | Turnover
[8 empty] | Codes & Standards Forecast | Avg. Replacement Usage (kWh)
[8 empty] | Codes & Standards Forecast | Avg. Replacement Summer Demand (kW)
[8 empty] | Codes & Standards Forecast | Avg. Replacement Winter Demand (kW)
[8 empty] | Codes & Standards Forecast | Units
[8 empty] | Codes & Standards Forecast | Usage (GWh)
[8 empty] | Codes & Standards Forecast | Summer Peak Demand (MW)
[8 empty] | Codes & Standards Forecast | Winter Peak Demand (MW)
[8 empty] | Codes & Standards Forecast | Turnover
[8 empty] | Codes & Standards Forecast | Avg. Replacement Usage (kWh)
[8 empty] | Codes & Standards Forecast | Avg. Replacement Summer Demand (kW)
[8 empty] | Codes & Standards Forecast | Avg. Replacement Winter Demand (kW)
[8 empty] | Codes & Standards Forecast | Units
[8 empty] | Codes & Standards Forecast | Usage (GWh)
[8 empty] | Codes & Standards Forecast | Summer Peak Demand (MW)
[8 empty] | Codes & Standards Forecast | Winter Peak Demand (MW)
[8 empty] | Codes & Standards Forecast | Turnover
[8 empty] | Codes & Standards Forecast | Avg. Replacement Usage (kWh)
[8 empty] | Codes & Standards Forecast | Avg. Replacement Summer Demand (kW)
[8 empty] | Codes & Standards Forecast | Avg. Replacement Winter Demand (kW)
[8 empty] | Codes & Standards Forecast | Units
[8 empty] | Codes & Standards Forecast | Usage (GWh)
[8 empty] | Codes & Standards Forecast | Summer Peak Demand (MW)
[8 empty] | Codes & Standards Forecast | Winter Peak Demand (MW)
[8 empty] | Codes & Standards Forecast | Turnover
[8 empty] | Codes & Standards Forecast | Avg. Replacement Usage (kWh)
[8 empty] | Codes & Standards Forecast | Avg. Replacement Summer Demand (kW)
[8 empty] | Codes & Standards Forecast | Avg. Replacement Winter Demand (kW)
[8 empty] | Codes & Standards Forecast | Units
[8 empty] | Codes & Standards Forecast | Usage (GWh)
[8 empty] | Codes & Standards Forecast | Summer Peak Demand (MW)
[8 empty] | Codes & Standards Forecast | Winter Peak Demand (MW)
[8 empty] | Codes & Standards Forecast | Turnover
[8 empty] | Codes & Standards Forecast | Avg. Replacement Usage (kWh)
[8 empty] | Codes & Standards Forecast | Avg. Replacement Summer Demand (kW)
[8 empty] | Codes & Standards Forecast | Avg. Replacement Winter Demand (kW)
[8 empty] | Codes & Standards Forecast | Units
[8 empty] | Codes & Standards Forecast | Usage (GWh)
[8 empty] | Codes & Standards Forecast | Summer Peak Demand (MW)
[8 empty] | Codes & Standards Forecast | Winter Peak Demand (MW)
[8 empty] | Codes & Standards Forecast | Turnover
[8 empty] | Codes & Standards Forecast | Avg. Replacement Usage (kWh)
[8 empty] | Codes & Standards Forecast | Avg. Replacement Summer Demand (kW)
[8 empty] | Codes & Standards Forecast | Avg. Replacement Winter Demand (kW)
[8 empty] | Codes & Standards Forecast | Units
[8 empty] | Codes & Standards Forecast | Usage (GWh)
[8 empty] | Codes & Standards Forecast | Summer Peak Demand (MW)
[8 empty] | Codes & Standards Forecast | Winter Peak Demand (MW)
[8 empty] | Codes & Standards Forecast | Turnover
[8 empty] | Codes & Standards Forecast | Avg. Replacement Usage (kWh)
[8 empty] | Codes & Standards Forecast | Avg. Replacement Summer Demand (kW)
[8 empty] | Codes & Standards Forecast | Avg. Replacement Winter Demand (kW)
[8 empty] | Codes & Standards Forecast | Units
[8 empty] | Codes & Standards Forecast | Usage (GWh)
[8 empty] | Codes & Standards Forecast | Summer Peak Demand (MW)
[8 empty] | Codes & Standards Forecast | Winter Peak Demand (MW)
[8 empty] | Codes & Standards Forecast | Turnover
[8 empty] | Codes & Standards Forecast | Avg. Replacement Usage (kWh)
[8 empty] | Codes & Standards Forecast | Avg. Replacement Summer Demand (kW)
[8 empty] | Codes & Standards Forecast | Avg. Replacement Winter Demand (kW)
[8 empty] | Codes & Standards Forecast | Units
[8 empty] | Codes & Standards Forecast | Usage (GWh)
[8 empty] | Codes & Standards Forecast | Summer Peak Demand (MW)
[8 empty] | Codes & Standards Forecast | Winter Peak Demand (MW)
[8 empty] | Codes & Standards Forecast | Turnover
[8 empty] | Codes & Standards Forecast | Avg. Replacement Usage (kWh)
[8 empty] | Codes & Standards Forecast | Avg. Replacement Summer Demand (kW)
[8 empty] | Codes & Standards Forecast | Avg. Replacement Winter Demand (kW)
[8 empty] | Codes & Standards Forecast | Units
[8 empty] | Codes & Standards Forecast | Usage (GWh)
[8 empty] | Codes & Standards Forecast | Summer Peak Demand (MW)
[8 empty] | Codes & Standards Forecast | Winter Peak Demand (MW)
[8 empty] | Codes & Standards Forecast | Turnover
[8 empty] | Codes & Standards Forecast | Avg. Replacement Usage (kWh)
[8 empty] | Codes & Standards Forecast | Avg. Replacement Summer Demand (kW)
[8 empty] | Codes & Standards Forecast | Avg. Replacement Winter Demand (kW)
[8 empty] | Codes & Standards Forecast | Units
[8 empty] | Codes & Standards Forecast | Usage (GWh)
[8 empty] | Codes & Standards Forecast | Summer Peak Demand (MW)
[8 empty] | Codes & Standards Forecast | Winter Peak Demand (MW)
[8 empty] | Codes & Standards Forecast | Turnover
[8 empty] | Codes & Standards Forecast | Avg. Replacement Usage (kWh)
[8 empty] | Codes & Standards Forecast | Avg. Replacement Summer Demand (kW)
[8 empty] | Codes & Standards Forecast | Avg. Replacement Winter Demand (kW)
[8 empty] | Codes & Standards Forecast | Units
[8 empty] | Codes & Standards Forecast | Usage (GWh)
[8 empty] | Codes & Standards Forecast | Summer Peak Demand (MW)
[8 empty] | Codes & Standards Forecast | Winter Peak Demand (MW)
[8 empty] | Codes & Standards Forecast | Turnover
[8 empty] | Codes & Standards Forecast | Avg. Replacement Usage (kWh)
[8 empty] | Codes & Standards Forecast | Avg. Replacement Summer Demand (kW)
[8 empty] | Codes & Standards Forecast | Avg. Replacement Winter Demand (kW)
[8 empty] | Codes & Standards Forecast | Units
[8 empty] | Codes & Standards Forecast | Usage (GWh)
[8 empty] | Codes & Standards Forecast | Summer Peak Demand (MW)
[8 empty] | Codes & Standards Forecast | Winter Peak Demand (MW)
[8 empty] | Codes & Standards Forecast | Turnover
[8 empty] | Codes & Standards Forecast | Avg. Replacement Usage (kWh)
[8 empty] | Codes & Standards Forecast | Avg. Replacement Summer Demand (kW)
[8 empty] | Codes & Standards Forecast | Avg. Replacement Winter Demand (kW)
[8 empty] | Codes & Standards Forecast | Units
[8 empty] | Codes & Standards Forecast | Usage (GWh)
[8 empty] | Codes & Standards Forecast | Summer Peak Demand (MW)
[8 empty] | Codes & Standards Forecast | Winter Peak Demand (MW)
[8 empty] | Codes & Standards Forecast | Turnover
[8 empty] | Codes & Standards Forecast | Avg. Replacement Usage (kWh)
[8 empty] | Codes & Standards Forecast | Avg. Replacement Summer Demand (kW)
[8 empty] | Codes & Standards Forecast | Avg. Replacement Winter Demand (kW)
[8 empty] | Codes & Standards Forecast | Units
[8 empty] | Codes & Standards Forecast | Usage (GWh)
[8 empty] | Codes & Standards Forecast | Summer Peak Demand (MW)
[8 empty] | Codes & Standards Forecast | Winter Peak Demand (MW)
[8 empty] | Codes & Standards Forecast | Turnover
[8 empty] | Codes & Standards Forecast | Avg. Replacement Usage (kWh)
[8 empty] | Codes & Standards Forecast | Avg. Replacement Summer Demand (kW)
[8 empty] | Codes & Standards Forecast | Avg. Replacement Winter Demand (kW)
[8 empty] | Codes & Standards Forecast | Units
[8 empty] | Codes & Standards Forecast | Usage (GWh)
[8 empty] | Codes & Standards Forecast | Summer Peak Demand (MW)
[8 empty] | Codes & Standards Forecast | Winter Peak Demand (MW)
[8 empty] | Codes & Standards Forecast | Turnover
[8 empty] | Codes & Standards Forecast | Avg. Replacement Usage (kWh)
[8 empty] | Codes & Standards Forecast | Avg. Replacement Summer Demand (kW)
[8 empty] | Codes & Standards Forecast | Avg. Replacement Winter Demand (kW)
[8 empty] | Codes & Standards Forecast | Units
[8 empty] | Codes & Standards Forecast | Usage (GWh)
[8 empty] | Codes & Standards Forecast | Summer Peak Demand (MW)
[8 empty] | Codes & Standards Forecast | Winter Peak Demand (MW)
[8 empty] | Codes & Standards Forecast | Turnover
[8 empty] | Codes & Standards Forecast | Avg. Replacement Usage (kWh)
[8 empty] | Codes & Standards Forecast | Avg. Replacement Summer Demand (kW)
[8 empty] | Codes & Standards Forecast | Avg. Replacement Winter Demand (kW)
[8 empty] | Codes & Standards Forecast | Units
[8 empty] | Codes & Standards Forecast | Usage (GWh)
[8 empty] | Codes & Standards Forecast | Summer Peak Demand (MW)
[8 empty] | Codes & Standards Forecast | Winter Peak Demand (MW)
[8 empty] | Codes & Standards Forecast | Turnover
[8 empty] | Codes & Standards Forecast | Avg. Replacement Usage (kWh)
[8 empty] | Codes & Standards Forecast | Avg. Replacement Summer Demand (kW)
[8 empty] | Codes & Standards Forecast | Avg. Replacement Winter Demand (kW)
[8 empty] | Codes & Standards Forecast | Units
[8 empty] | Codes & Standards Forecast | Usage (GWh)
[8 empty] | Codes & Standards Forecast | Summer Peak Demand (MW)
[8 empty] | Codes & Standards Forecast | Winter Peak Demand (MW)
[8 empty] | Codes & Standards Forecast | Turnover
[8 empty] | Codes & Standards Forecast | Avg. Replacement Usage (kWh)
[8 empty] | Codes & Standards Forecast | Avg. Replacement Summer Demand (kW)
[8 empty] | Codes & Standards Forecast | Avg. Replacement Winter Demand (kW)
[8 empty] | Codes & Standards Forecast | Units
[8 empty] | Codes & Standards Forecast | Usage (GWh)
[8 empty] | Codes & Standards Forecast | Summer Peak Demand (MW)
[8 empty] | Codes & Standards Forecast | Winter Peak Demand (MW)
[8 empty] | Codes & Standards Forecast | Turnover
[8 empty] | Codes & Standards Forecast | Avg. Replacement Usage (kWh)
[8 empty] | Codes & Standards Forecast | Avg. Replacement Summer Demand (kW)
[8 empty] | Codes & Standards Forecast | Avg. Replacement Winter Demand (kW)
[8 empty] | Codes & Standards Forecast | Units
[8 empty] | Codes & Standards Forecast | Usage (GWh)
[8 empty] | Codes & Standards Forecast | Summer Peak Demand (MW)
[8 empty] | Codes & Standards Forecast | Winter Peak Demand (MW)
[8 empty] | Codes & Standards Forecast | Turnover
[8 empty] | Codes & Standards Forecast | Avg. Replacement Usage (kWh)
[8 empty] | Codes & Standards Forecast | Avg. Replacement Summer Demand (kW)
[8 empty] | Codes & Standards Forecast | Avg. Replacement Winter Demand (kW)
[8 empty] | Codes & Standards Forecast | Units
[8 empty] | Codes & Standards Forecast | Usage (GWh)
[8 empty] | Codes & Standards Forecast | Summer Peak Demand (MW)
[8 empty] | Codes & Standards Forecast | Winter Peak Demand (MW)
[8 empty] | Codes & Standards Forecast | Turnover
[8 empty] | Codes & Standards Forecast | Avg. Replacement Usage (kWh)
[8 empty] | Codes & Standards Forecast | Avg. Replacement Summer Demand (kW)
[8 empty] | Codes & Standards Forecast | Avg. Replacement Winter Demand (kW)
[8 empty] | Codes & Standards Forecast | Units
[8 empty] | Codes & Standards Forecast | Usage (GWh)
[8 empty] | Codes & Standards Forecast | Summer Peak Demand (MW)
[8 empty] | Codes & Standards Forecast | Winter Peak Demand (MW)
[8 empty] | Codes & Standards Forecast | Turnover
[8 empty] | Codes & Standards Forecast | Avg. Replacement Usage (kWh)
[8 empty] | Codes & Standards Forecast | Avg. Replacement Summer Demand (kW)
[8 empty] | Codes & Standards Forecast | Avg. Replacement Winter Demand (kW)
[8 empty] | Codes & Standards Forecast | Units
[8 empty] | Codes & Standards Forecast | Usage (GWh)
[8 empty] | Codes & Standards Forecast | Summer Peak Demand (MW)
[8 empty] | Codes & Standards Forecast | Winter Peak Demand (MW)
[8 empty] | Codes & Standards Forecast | Turnover
[8 empty] | Codes & Standards Forecast | Avg. Replacement Usage (kWh)
[8 empty] | Codes & Standards Forecast | Avg. Replacement Summer Demand (kW)
[8 empty] | Codes & Standards Forecast | Avg. Replacement Winter Demand (kW)
[8 empty] | Codes & Standards Forecast | Units
[8 empty] | Codes & Standards Forecast | Usage (GWh)
[8 empty] | Codes & Standards Forecast | Summer Peak Demand (MW)
[8 empty] | Codes & Standards Forecast | Winter Peak Demand (MW)
[8 empty] | Codes & Standards Forecast | Turnover
[8 empty] | Codes & Standards Forecast | Avg. Replacement Usage (kWh)
[8 empty] | Codes & Standards Forecast | Avg. Replacement Summer Demand (kW)
[8 empty] | Codes & Standards Forecast | Avg. Replacement Winter Demand (kW)
[8 empty] | Codes & Standards Forecast | Units
[8 empty] | Codes & Standards Forecast | Usage (GWh)
[8 empty] | Codes & Standards Forecast | Summer Peak Demand (MW)
[8 empty] | Codes & Standards Forecast | Winter Peak Demand (MW)
[8 empty] | Codes & Standards Forecast | Turnover
[8 empty] | Codes & Standards Forecast | Avg. Replacement Usage (kWh)
[8 empty] | Codes & Standards Forecast | Avg. Replacement Summer Demand (kW)
[8 empty] | Codes & Standards Forecast | Avg. Replacement Winter Demand (kW)
[8 empty] | Codes & Standards Forecast | Units
[8 empty] | Codes & Standards Forecast | Usage (GWh)
[8 empty] | Codes & Standards Forecast | Summer Peak Demand (MW)
[8 empty] | Codes & Standards Forecast | Winter Peak Demand (MW)
[8 empty] | Codes & Standards Forecast | Turnover
[8 empty] | Codes & Standards Forecast | Avg. Replacement Usage (kWh)
[8 empty] | Codes & Standards Forecast | Avg. Replacement Summer Demand (kW)
[8 empty] | Codes & Standards Forecast | Avg. Replacement Winter Demand (kW)
[8 empty] | Codes & Standards Forecast | Units
[8 empty] | Codes & Standards Forecast | Usage (GWh)
[8 empty] | Codes & Standards Forecast | Summer Peak Demand (MW)
[8 empty] | Codes & Standards Forecast | Winter Peak Demand (MW)
[8 empty] | Codes & Standards Forecast | Turnover
[8 empty] | Codes & Standards Forecast | Avg. Replacement Usage (kWh)
[8 empty] | Codes & Standards Forecast | Avg. Replacement Summer Demand (kW)
[8 empty] | Codes & Standards Forecast | Avg. Replacement Winter Demand (kW)
[8 empty] | Codes & Standards Forecast | Units
[8 empty] | Codes & Standards Forecast | Usage (GWh)
[8 empty] | Codes & Standards Forecast | Summer Peak Demand (MW)
[8 empty] | Codes & Standards Forecast | Winter Peak Demand (MW)
[8 empty] | Codes & Standards Forecast | Turnover
[8 empty] | Codes & Standards Forecast | Avg. Replacement Usage (kWh)
[8 empty] | Codes & Standards Forecast | Avg. Replacement Summer Demand (kW)
[8 empty] | Codes & Standards Forecast | Avg. Replacement Winter Demand (kW)
[8 empty] | Codes & Standards Forecast | Units
[8 empty] | Codes & Standards Forecast | Usage (GWh)
[8 empty] | Codes & Standards Forecast | Summer Peak Demand (MW)
[8 empty] | Codes & Standards Forecast | Winter Peak Demand (MW)
[8 empty] | Codes & Standards Forecast | Turnover
[8 empty] | Codes & Standards Forecast | Avg. Replacement Usage (kWh)
[8 empty] | Codes & Standards Forecast | Avg. Replacement Summer Demand (kW)
[8 empty] | Codes & Standards Forecast | Avg. Replacement Winter Demand (kW)
[8 empty] | Codes & Standards Forecast | Units
[8 empty] | Codes & Standards Forecast | Usage (GWh)
[8 empty] | Codes & Standards Forecast | Summer Peak Demand (MW)
[8 empty] | Codes & Standards Forecast | Winter Peak Demand (MW)
[8 empty] | Codes & Standards Forecast | Turnover
[8 empty] | Codes & Standards Forecast | Avg. Replacement Usage (kWh)
[8 empty] | Codes & Standards Forecast | Avg. Replacement Summer Demand (kW)
[8 empty] | Codes & Standards Forecast | Avg. Replacement Winter Demand (kW)
[8 empty] | Codes & Standards Forecast | Units
[8 empty] | Codes & Standards Forecast | Usage (GWh)
[8 empty] | Codes & Standards Forecast | Summer Peak Demand (MW)
[8 empty] | Codes & Standards Forecast | Winter Peak Demand (MW)
[8 empty] | Codes & Standards Forecast | Turnover
[8 empty] | Codes & Standards Forecast | Avg. Replacement Usage (kWh)
[8 empty] | Codes & Standards Forecast | Avg. Replacement Summer Demand (kW)
[8 empty] | Codes & Standards Forecast | Avg. Replacement Winter Demand (kW)
[8 empty] | Codes & Standards Forecast | Units
[8 empty] | Codes & Standards Forecast | Usage (GWh)
[8 empty] | Codes & Standards Forecast | Summer Peak Demand (MW)
[8 empty] | Codes & Standards Forecast | Winter Peak Demand (MW)
[8 empty] | Codes & Standards Forecast | Turnover
[8 empty] | Codes & Standards Forecast | Avg. Replacement Usage (kWh)
[8 empty] | Codes & Standards Forecast | Avg. Replacement Summer Demand (kW)
[8 empty] | Codes & Standards Forecast | Avg. Replacement Winter Demand (kW)
[8 empty] | Codes & Standards Forecast | Units
[8 empty] | Codes & Standards Forecast | Usage (GWh)
[8 empty] | Codes & Standards Forecast | Summer Peak Demand (MW)
[8 empty] | Codes & Standards Forecast | Winter Peak Demand (MW)
[8 empty] | Codes & Standards Forecast | Turnover
[8 empty] | Codes & Standards Forecast | Avg. Replacement Usage (kWh)
[8 empty] | Codes & Standards Forecast | Avg. Replacement Summer Demand (kW)
[8 empty] | Codes & Standards Forecast | Avg. Replacement Winter Demand (kW)
[8 empty] | Codes & Standards Forecast | Units
[8 empty] | Codes & Standards Forecast | Usage (GWh)
[8 empty] | Codes & Standards Forecast | Summer Peak Demand (MW)
[8 empty] | Codes & Standards Forecast | Winter Peak Demand (MW)
[8 empty] | Codes & Standards Forecast | Turnover
[8 empty] | Codes & Standards Forecast | Avg. Replacement Usage (kWh)
[8 empty] | Codes & Standards Forecast | Avg. Replacement Summer Demand (kW)
[8 empty] | Codes & Standards Forecast | Avg. Replacement Winter Demand (kW)
[8 empty] | Codes & Standards Forecast | Units
[8 empty] | Codes & Standards Forecast | Usage (GWh)
[8 empty] | Codes & Standards Forecast | Summer Peak Demand (MW)
[8 empty] | Codes & Standards Forecast | Winter Peak Demand (MW)
[8 empty] | Codes & Standards Forecast | Turnover
[8 empty] | Codes & Standards Forecast | Avg. Replacement Usage (kWh)
[8 empty] | Codes & Standards Forecast | Avg. Replacement Summer Demand (kW)
[8 empty] | Codes & Standards Forecast | Avg. Replacement Winter Demand (kW)
[8 empty] | Codes & Standards Forecast | Units
[8 empty] | Codes & Standards Forecast | Usage (GWh)
[8 empty] | Codes & Standards Forecast | Summer Peak Demand (MW)
[8 empty] | Codes & Standards Forecast | Winter Peak Demand (MW)
[8 empty] | Codes & Standards Forecast | Turnover
[8 empty] | Codes & Standards Forecast | Avg. Replacement Usage (kWh)
[8 empty] | Codes & Standards Forecast | Avg. Replacement Summer Demand (kW)
[8 empty] | Codes & Standards Forecast | Avg. Replacement Winter Demand (kW)
[8 empty] | Codes & Standards Forecast | Units
[8 empty] | Codes & Standards Forecast | Usage (GWh)
[8 empty] | Codes & Standards Forecast | Summer Peak Demand (MW)
[8 empty] | Codes & Standards Forecast | Winter Peak Demand (MW)
[8 empty] | Codes & Standards Forecast | Turnover
[8 empty] | Codes & Standards Forecast | Avg. Replacement Usage (kWh)
[8 empty] | Codes & Standards Forecast | Avg. Replacement Summer Demand (kW)
[8 empty] | Codes & Standards Forecast | Avg. Replacement Winter Demand (kW)
[8 empty] | Codes & Standards Forecast | Units
[8 empty] | Codes & Standards Forecast | Usage (GWh)
[8 empty] | Codes & Standards Forecast | Summer Peak Demand (MW)
[8 empty] | Codes & Standards Forecast | Winter Peak Demand (MW)
[8 empty] | Codes & Standards Forecast | Turnover
[8 empty] | Codes & Standards Forecast | Avg. Replacement Usage (kWh)
[8 empty] | Codes & Standards Forecast | Avg. Replacement Summer Demand (kW)
[8 empty] | Codes & Standards Forecast | Avg. Replacement Winter Demand (kW)
[8 empty] | Codes & Standards Forecast | Units
[8 empty] | Codes & Standards Forecast | Usage (GWh)
[8 empty] | Codes & Standards Forecast | Summer Peak Demand (MW)
[8 empty] | Codes & Standards Forecast | Winter Peak Demand (MW)
[8 empty] | Codes & Standards Forecast | Turnover
[8 empty] | Codes & Standards Forecast | Avg. Replacement Usage (kWh)
[8 empty] | Codes & Standards Forecast | Avg. Replacement Summer Demand (kW)
[8 empty] | Codes & Standards Forecast | Avg. Replacement Winter Demand (kW)
[8 empty] | Codes & Standards Forecast | Units
[8 empty] | Codes & Standards Forecast | Usage (GWh)
[8 empty] | Codes & Standards Forecast | Summer Peak Demand (MW)
[8 empty] | Codes & Standards Forecast | Winter Peak Demand (MW)
[8 empty] | Codes & Standards Forecast | Turnover
[8 empty] | Codes & Standards Forecast | Avg. Replacement Usage (kWh)
[8 empty] | Codes & Standards Forecast | Avg. Replacement Summer Demand (kW)
[8 empty] | Codes & Standards Forecast | Avg. Replacement Winter Demand (kW)
[8 empty] | Codes & Standards Forecast | Units
[8 empty] | Codes & Standards Forecast | Usage (GWh)
[8 empty] | Codes & Standards Forecast | Summer Peak Demand (MW)
[8 empty] | Codes & Standards Forecast | Winter Peak Demand (MW)
[8 empty] | Codes & Standards Forecast | Turnover
[8 empty] | Codes & Standards Forecast | Avg. Replacement Usage (kWh)
[8 empty] | Codes & Standards Forecast | Avg. Replacement Summer Demand (kW)
[8 empty] | Codes & Standards Forecast | Avg. Replacement Winter Demand (kW)
[8 empty] | Codes & Standards Forecast | Units
[8 empty] | Codes & Standards Forecast | Usage (GWh)
[8 empty] | Codes & Standards Forecast | Summer Peak Demand (MW)
[8 empty] | Codes & Standards Forecast | Winter Peak Demand (MW)
[8 empty] | Codes & Standards Forecast | Turnover
[8 empty] | Codes & Standards Forecast | Avg. Replacement Usage (kWh)
[8 empty] | Codes & Standards Forecast | Avg. Replacement Summer Demand (kW)
[8 empty] | Codes & Standards Forecast | Avg. Replacement Winter Demand (kW)
[8 empty] | Codes & Standards Forecast | Units
[8 empty] | Codes & Standards Forecast | Usage (GWh)
[8 empty] | Codes & Standards Forecast | Summer Peak Demand (MW)
[8 empty] | Codes & Standards Forecast | Winter Peak Demand (MW)
[8 empty] | Codes & Standards Forecast | Turnover
[8 empty] | Codes & Standards Forecast | Avg. Replacement Usage (kWh)
[8 empty] | Codes & Standards Forecast | Avg. Replacement Summer Demand (kW)
[8 empty] | Codes & Standards Forecast | Avg. Replacement Winter Demand (kW)
[8 empty] | Codes & Standards Forecast | Units
[8 empty] | Codes & Standards Forecast | Usage (GWh)
[8 empty] | Codes & Standards Forecast | Summer Peak Demand (MW)
[8 empty] | Codes & Standards Forecast | Winter Peak Demand (MW)
[8 empty] | Codes & Standards Forecast | Turnover
[8 empty] | Codes & Standards Forecast | Avg. Replacement Usage (kWh)
[8 empty] | Codes & Standards Forecast | Avg. Replacement Summer Demand (kW)
[8 empty] | Codes & Standards Forecast | Avg. Replacement Winter Demand (kW)
[8 empty] | Codes & Standards Forecast | Units
[8 empty] | Codes & Standards Forecast | Usage (GWh)
[8 empty] | Codes & Standards Forecast | Summer Peak Demand (MW)
[8 empty] | Codes & Standards Forecast | Winter Peak Demand (MW)
[8 empty] | Codes & Standards Forecast | Turnover
[8 empty] | Codes & Standards Forecast | Avg. Replacement Usage (kWh)
[8 empty] | Codes & Standards Forecast | Avg. Replacement Summer Demand (kW)
[8 empty] | Codes & Standards Forecast | Avg. Replacement Winter Demand (kW)
[8 empty] | Codes & Standards Forecast | Units
[8 empty] | Codes & Standards Forecast | Usage (GWh)
[8 empty] | Codes & Standards Forecast | Summer Peak Demand (MW)
[8 empty] | Codes & Standards Forecast | Winter Peak Demand (MW)
[8 empty] | Codes & Standards Forecast | Turnover
[8 empty] | Codes & Standards Forecast | Avg. Replacement Usage (kWh)
[8 empty] | Codes & Standards Forecast | Avg. Replacement Summer Demand (kW)
[8 empty] | Codes & Standards Forecast | Avg. Replacement Winter Demand (kW)
[8 empty] | Codes & Standards Forecast | Units
[8 empty] | Codes & Standards Forecast | Usage (GWh)
[8 empty] | Codes & Standards Forecast | Summer Peak Demand (MW)
[8 empty] | Codes & Standards Forecast | Winter Peak Demand (MW)
[8 empty] | Codes & Standards Forecast | Turnover
[8 empty] | Codes & Standards Forecast | Avg. Replacement Usage (kWh)
[8 empty] | Codes & Standards Forecast | Avg. Replacement Summer Demand (kW)
[8 empty] | Codes & Standards Forecast | Avg. Replacement Winter Demand (kW)
[8 empty] | Codes & Standards Forecast | Units
[8 empty] | Codes & Standards Forecast | Usage (GWh)
[8 empty] | Codes & Standards Forecast | Summer Peak Demand (MW)
[8 empty] | Codes & Standards Forecast | Winter Peak Demand (MW)
[8 empty] | Codes & Standards Forecast | Turnover
[8 empty] | Codes & Standards Forecast | Avg. Replacement Usage (kWh)
[8 empty] | Codes & Standards Forecast | Avg. Replacement Summer Demand (kW)
[8 empty] | Codes & Standards Forecast | Avg. Replacement Winter Demand (kW)
[8 empty] | Codes & Standards Forecast | Units
[8 empty] | Codes & Standards Forecast | Usage (GWh)
[8 empty] | Codes & Standards Forecast | Summer Peak Demand (MW)
[8 empty] | Codes & Standards Forecast | Winter Peak Demand (MW)
[8 empty] | Codes & Standards Forecast | Turnover
[8 empty] | Codes & Standards Forecast | Avg. Replacement Usage (kWh)
[8 empty] | Codes & Standards Forecast | Avg. Replacement Summer Demand (kW)
[8 empty] | Codes & Standards Forecast | Avg. Replacement Winter Demand (kW)
[8 empty] | Codes & Standards Forecast | Units
[8 empty] | Codes & Standards Forecast | Usage (GWh)
[8 empty] | Codes & Standards Forecast | Summer Peak Demand (MW)
[8 empty] | Codes & Standards Forecast | Winter Peak Demand (MW)
[8 empty] | Codes & Standards Forecast | Turnover
[8 empty] | Codes & Standards Forecast | Avg. Replacement Usage (kWh)
[8 empty] | Codes & Standards Forecast | Avg. Replacement Summer Demand (kW)
[8 empty] | Codes & Standards Forecast | Avg. Replacement Winter Demand (kW)
[8 empty] | Codes & Standards Forecast | Units
[8 empty] | Codes & Standards Forecast | Usage (GWh)
[8 empty] | Codes & Standards Forecast | Summer Peak Demand (MW)
[8 empty] | Codes & Standards Forecast | Winter Peak Demand (MW)
[8 empty] | Codes & Standards Forecast | Turnover
[8 empty] | Codes & Standards Forecast | Avg. Replacement Usage (kWh)
[8 empty] | Codes & Standards Forecast | Avg. Replacement Summer Demand (kW)
[8 empty] | Codes & Standards Forecast | Avg. Replacement Winter Demand (kW)
[8 empty] | Codes & Standards Forecast | Units
[8 empty] | Codes & Standards Forecast | Usage (GWh)
[8 empty] | Codes & Standards Forecast | Summer Peak Demand (MW)
[8 empty] | Codes & Standards Forecast | Winter Peak Demand (MW)
[8 empty] | Codes & Standards Forecast | Turnover
[8 empty] | Codes & Standards Forecast | Avg. Replacement Usage (kWh)
[8 empty] | Codes & Standards Forecast | Avg. Replacement Summer Demand (kW)
[8 empty] | Codes & Standards Forecast | Avg. Replacement Winter Demand (kW)
[8 empty] | Codes & Standards Forecast | Units
[8 empty] | Codes & Standards Forecast | Usage (GWh)
[8 empty] | Codes & Standards Forecast | Summer Peak Demand (MW)
[8 empty] | Codes & Standards Forecast | Winter Peak Demand (MW)
[8 empty] | Codes & Standards Forecast | Turnover
[8 empty] | Codes & Standards Forecast | Avg. Replacement Usage (kWh)
[8 empty] | Codes & Standards Forecast | Avg. Replacement Summer Demand (kW)
[8 empty] | Codes & Standards Forecast | Avg. Replacement Winter Demand (kW)
[8 empty] | Codes & Standards Forecast | Units
[8 empty] | Codes & Standards Forecast | Usage (GWh)
[8 empty] | Codes & Standards Forecast | Summer Peak Demand (MW)
[8 empty] | Codes & Standards Forecast | Winter Peak Demand (MW)
[8 empty] | Codes & Standards Forecast | Turnover
[8 empty] | Codes & Standards Forecast | Avg. Replacement Usage (kWh)
[8 empty] | Codes & Standards Forecast | Avg. Replacement Summer Demand (kW)
[8 empty] | Codes & Standards Forecast | Avg. Replacement Winter Demand (kW)
[8 empty] | Codes & Standards Forecast | Units
[8 empty] | Codes & Standards Forecast | Usage (GWh)
[8 empty] | Codes & Standards Forecast | Summer Peak Demand (MW)
[8 empty] | Codes & Standards Forecast | Winter Peak Demand (MW)
[8 empty] | Codes & Standards Forecast | Turnover
[8 empty] | Codes & Standards Forecast | Avg. Replacement Usage (kWh)
[8 empty] | Codes & Standards Forecast | Avg. Replacement Summer Demand (kW)
[8 empty] | Codes & Standards Forecast | Avg. Replacement Winter Demand (kW)
[8 empty] | Codes & Standards Forecast | Units
[8 empty] | Codes & Standards Forecast | Usage (GWh)
[8 empty] | Codes & Standards Forecast | Summer Peak Demand (MW)
[8 empty] | Codes & Standards Forecast | Winter Peak Demand (MW)
[8 empty] | Codes & Standards Forecast | Turnover
[8 empty] | Codes & Standards Forecast | Avg. Replacement Usage (kWh)
[8 empty] | Codes & Standards Forecast | Avg. Replacement Summer Demand (kW)
[8 empty] | Codes & Standards Forecast | Avg. Replacement Winter Demand (kW)
[8 empty] | Codes & Standards Forecast | Units
[8 empty] | Codes & Standards Forecast | Usage (GWh)
[8 empty] | Codes & Standards Forecast | Summer Peak Demand (MW)
[8 empty] | Codes & Standards Forecast | Winter Peak Demand (MW)
[8 empty] | Codes & Standards Forecast | Turnover
[8 empty] | Codes & Standards Forecast | Avg. Replacement Usage (kWh)
[8 empty] | Codes & Standards Forecast | Avg. Replacement Summer Demand (kW)
[8 empty] | Codes & Standards Forecast | Avg. Replacement Winter Demand (kW)
[8 empty] | Codes & Standards Forecast | Units
[8 empty] | Codes & Standards Forecast | Usage (GWh)
[8 empty] | Codes & Standards Forecast | Summer Peak Demand (MW)
[8 empty] | Codes & Standards Forecast | Winter Peak Demand (MW)
[8 empty] | Codes & Standards Forecast | Turnover
[8 empty] | Codes & Standards Forecast | Avg. Replacement Usage (kWh)
[8 empty] | Codes & Standards Forecast | Avg. Replacement Summer Demand (kW)
[8 empty] | Codes & Standards Forecast | Avg. Replacement Winter Demand (kW)
[8 empty] | Codes & Standards Forecast | Units
[8 empty] | Codes & Standards Forecast | Usage (GWh)
[8 empty] | Codes & Standards Forecast | Summer Peak Demand (MW)
[8 empty] | Codes & Standards Forecast | Winter Peak Demand (MW)
[8 empty] | Codes & Standards Forecast | Turnover
[8 empty] | Codes & Standards Forecast | Avg. Replacement Usage (kWh)
[8 empty] | Codes & Standards Forecast | Avg. Replacement Summer Demand (kW)
[8 empty] | Codes & Standards Forecast | Avg. Replacement Winter Demand (kW)
[8 empty] | Codes & Standards Forecast | Units
[8 empty] | Codes & Standards Forecast | Usage (GWh)
[8 empty] | Codes & Standards Forecast | Summer Peak Demand (MW)
[8 empty] | Codes & Standards Forecast | Winter Peak Demand (MW)
[8 empty] | Codes & Standards Forecast | Turnover
[8 empty] | Codes & Standards Forecast | Avg. Replacement Usage (kWh)
[8 empty] | Codes & Standards Forecast | Avg. Replacement Summer Demand (kW)
[8 empty] | Codes & Standards Forecast | Avg. Replacement Winter Demand (kW)
[8 empty] | Codes & Standards Forecast | Units
[8 empty] | Codes & Standards Forecast | Usage (GWh)
[8 empty] | Codes & Standards Forecast | Summer Peak Demand (MW)
[8 empty] | Codes & Standards Forecast | Winter Peak Demand (MW)
[8 empty] | Codes & Standards Forecast | Turnover
[8 empty] | Codes & Standards Forecast | Avg. Replacement Usage (kWh)
[8 empty] | Codes & Standards Forecast | Avg. Replacement Summer Demand (kW)
[8 empty] | Codes & Standards Forecast | Avg. Replacement Winter Demand (kW)
[8 empty] | Codes & Standards Forecast | Units
[8 empty] | Codes & Standards Forecast | Usage (GWh)
[8 empty] | Codes & Standards Forecast | Summer Peak Demand (MW)
[8 empty] | Codes & Standards Forecast | Winter Peak Demand (MW)
[8 empty] | Codes & Standards Forecast | Turnover
[8 empty] | Codes & Standards Forecast | Avg. Replacement Usage (kWh)
[8 empty] | Codes & Standards Forecast | Avg. Replacement Summer Demand (kW)
[8 empty] | Codes & Standards Forecast | Avg. Replacement Winter Demand (kW)
[8 empty] | Codes & Standards Forecast | Units
[8 empty] | Codes & Standards Forecast | Usage (GWh)
[8 empty] | Codes & Standards Forecast | Summer Peak Demand (MW)
[8 empty] | Codes & Standards Forecast | Winter Peak Demand (MW)
[8 empty] | Codes & Standards Forecast | Turnover
[8 empty] | Codes & Standards Forecast | Avg. Replacement Usage (kWh)
[8 empty] | Codes & Standards Forecast | Avg. Replacement Summer Demand (kW)
[8 empty] | Codes & Standards Forecast | Avg. Replacement Winter Demand (kW)
[8 empty] | Codes & Standards Forecast | Units
[8 empty] | Codes & Standards Forecast | Usage (GWh)
[8 empty] | Codes & Standards Forecast | Summer Peak Demand (MW)
[8 empty] | Codes & Standards Forecast | Winter Peak Demand (MW)
[8 empty] | Codes & Standards Forecast | Turnover
[8 empty] | Codes & Standards Forecast | Avg. Replacement Usage (kWh)
[8 empty] | Codes & Standards Forecast | Avg. Replacement Summer Demand (kW)
[8 empty] | Codes & Standards Forecast | Avg. Replacement Winter Demand (kW)
[8 empty] | Codes & Standards Forecast | Units
[8 empty] | Codes & Standards Forecast | Usage (GWh)
[8 empty] | Codes & Standards Forecast | Summer Peak Demand (MW)
[8 empty] | Codes & Standards Forecast | Winter Peak Demand (MW)
[8 empty] | Codes & Standards Forecast | Turnover
[8 empty] | Codes & Standards Forecast | Avg. Replacement Usage (kWh)
[8 empty] | Codes & Standards Forecast | Avg. Replacement Summer Demand (kW)
[8 empty] | Codes & Standards Forecast | Avg. Replacement Winter Demand (kW)
[8 empty] | Codes & Standards Forecast | Units
[8 empty] | Codes & Standards Forecast | Usage (GWh)
[8 empty] | Codes & Standards Forecast | Summer Peak Demand (MW)
[8 empty] | Codes & Standards Forecast | Winter Peak Demand (MW)
[8 empty] | Codes & Standards Forecast | Turnover
[8 empty] | Codes & Standards Forecast | Avg. Replacement Usage (kWh)
[8 empty] | Codes & Standards Forecast | Avg. Replacement Summer Demand (kW)
[8 empty] | Codes & Standards Forecast | Avg. Replacement Winter Demand (kW)
[8 empty] | Codes & Standards Forecast | Units
[8 empty] | Codes & Standards Forecast | Usage (GWh)
[8 empty] | Codes & Standards Forecast | Summer Peak Demand (MW)
[8 empty] | Codes & Standards Forecast | Winter Peak Demand (MW)
[8 empty] | Codes & Standards Forecast | Turnover
[8 empty] | Codes & Standards Forecast | Avg. Replacement Usage (kWh)
[8 empty] | Codes & Standards Forecast | Avg. Replacement Summer Demand (kW)
[8 empty] | Codes & Standards Forecast | Avg. Replacement Winter Demand (kW)
[8 empty] | Codes & Standards Forecast | Units
[8 empty] | Codes & Standards Forecast | Usage (GWh)
[8 empty] | Codes & Standards Forecast | Summer Peak Demand (MW)
[8 empty] | Codes & Standards Forecast | Winter Peak Demand (MW)
[8 empty] | Codes & Standards Forecast | Turnover
[8 empty] | Codes & Standards Forecast | Avg. Replacement Usage (kWh)
[8 empty] | Codes & Standards Forecast | Avg. Replacement Summer Demand (kW)
[8 empty] | Codes & Standards Forecast | Avg. Replacement Winter Demand (kW)
[8 empty] | Codes & Standards Forecast | Units
[8 empty] | Codes & Standards Forecast | Usage (GWh)
[8 empty] | Codes & Standards Forecast | Summer Peak Demand (MW)
[8 empty] | Codes & Standards Forecast | Winter Peak Demand (MW)
[8 empty] | Codes & Standards Forecast | Turnover
[8 empty] | Codes & Standards Forecast | Avg. Replacement Usage (kWh)
[8 empty] | Codes & Standards Forecast | Avg. Replacement Summer Demand (kW)
[8 empty] | Codes & Standards Forecast | Avg. Replacement Winter Demand (kW)
[8 empty] | Codes & Standards Forecast | Units
[8 empty] | Codes & Standards Forecast | Usage (GWh)
[8 empty] | Codes & Standards Forecast | Summer Peak Demand (MW)
[8 empty] | Codes & Standards Forecast | Winter Peak Demand (MW)
[8 empty] | Codes & Standards Forecast | Turnover
[8 empty] | Codes & Standards Forecast | Avg. Replacement Usage (kWh)
[8 empty] | Codes & Standards Forecast | Avg. Replacement Summer Demand (kW)
[8 empty] | Codes & Standards Forecast | Avg. Replacement Winter Demand (kW)
[8 empty] | Codes & Standards Forecast | Units
[8 empty] | Codes & Standards Forecast | Usage (GWh)
[8 empty] | Codes & Standards Forecast | Summer Peak Demand (MW)
[8 empty] | Codes & Standards Forecast | Winter Peak Demand (MW)
[8 empty] | Codes & Standards Forecast | Turnover
[8 empty] | Codes & Standards Forecast | Avg. Replacement Usage (kWh)
[8 empty] | Codes & Standards Forecast | Avg. Replacement Summer Demand (kW)
[8 empty] | Codes & Standards Forecast | Avg. Replacement Winter Demand (kW)
[8 empty] | Codes & Standards Forecast | Units
[8 empty] | Codes & Standards Forecast | Usage (GWh)
[8 empty] | Codes & Standards Forecast | Summer Peak Demand (MW)
[8 empty] | Codes & Standards Forecast | Winter Peak Demand (MW)
[8 empty] | Codes & Standards Forecast | Turnover
[8 empty] | Codes & Standards Forecast | Avg. Replacement Usage (kWh)
[8 empty] | Codes & Standards Forecast | Avg. Replacement Summer Demand (kW)
[8 empty] | Codes & Standards Forecast | Avg. Replacement Winter Demand (kW)
[8 empty] | Codes & Standards Forecast | Units
[8 empty] | Codes & Standards Forecast | Usage (GWh)
[8 empty] | Codes & Standards Forecast | Summer Peak Demand (MW)
[8 empty] | Codes & Standards Forecast | Winter Peak Demand (MW)
[8 empty] | Codes & Standards Forecast | Turnover
[8 empty] | Codes & Standards Forecast | Avg. Replacement Usage (kWh)
[8 empty] | Codes & Standards Forecast | Avg. Replacement Summer Demand (kW)
[8 empty] | Codes & Standards Forecast | Avg. Replacement Winter Demand (kW)
[8 empty] | Codes & Standards Forecast | Units
[8 empty] | Codes & Standards Forecast | Usage (GWh)
[8 empty] | Codes & Standards Forecast | Summer Peak Demand (MW)
[8 empty] | Codes & Standards Forecast | Winter Peak Demand (MW)
[8 empty] | Codes & Standards Forecast | Turnover
[8 empty] | Codes & Standards Forecast | Avg. Replacement Usage (kWh)
[8 empty] | Codes & Standards Forecast | Avg. Replacement Summer Demand (kW)
[8 empty] | Codes & Standards Forecast | Avg. Replacement Winter Demand (kW)
[8 empty] | Codes & Standards Forecast | Units
[8 empty] | Codes & Standards Forecast | Usage (GWh)
[8 empty] | Codes & Standards Forecast | Summer Peak Demand (MW)
[8 empty] | Codes & Standards Forecast | Winter Peak Demand (MW)
[8 empty] | Codes & Standards Forecast | Turnover
[8 empty] | Codes & Standards Forecast | Avg. Replacement Usage (kWh)
[8 empty] | Codes & Standards Forecast | Avg. Replacement Summer Demand (kW)
[8 empty] | Codes & Standards Forecast | Avg. Replacement Winter Demand (kW)
[8 empty] | Codes & Standards Forecast | Units
[8 empty] | Codes & Standards Forecast | Usage (GWh)
[8 empty] | Codes & Standards Forecast | Summer Peak Demand (MW)
[8 empty] | Codes & Standards Forecast | Winter Peak Demand (MW)
[8 empty] | Codes & Standards Forecast | Turnover
[8 empty] | Codes & Standards Forecast | Avg. Replacement Usage (kWh)
[8 empty] | Codes & Standards Forecast | Avg. Replacement Summer Demand (kW)
[8 empty] | Codes & Standards Forecast | Avg. Replacement Winter Demand (kW)
[8 empty] | Codes & Standards Forecast | Units
[8 empty] | Codes & Standards Forecast | Usage (GWh)
[8 empty] | Codes & Standards Forecast | Summer Peak Demand (MW)
[8 empty] | Codes & Standards Forecast | Winter Peak Demand (MW)
[8 empty] | Codes & Standards Forecast | Turnover
[8 empty] | Codes & Standards Forecast | Avg. Replacement Usage (kWh)
[8 empty] | Codes & Standards Forecast | Avg. Replacement Summer Demand (kW)
[8 empty] | Codes & Standards Forecast | Avg. Replacement Winter Demand (kW)
[8 empty] | Codes & Standards Forecast | Units
[8 empty] | Codes & Standards Forecast | Usage (GWh)
[8 empty] | Codes & Standards Forecast | Summer Peak Demand (MW)
[8 empty] | Codes & Standards Forecast | Winter Peak Demand (MW)
[8 empty] | Codes & Standards Forecast | Turnover
[8 empty] | Codes & Standards Forecast | Avg. Replacement Usage (kWh)
[8 empty] | Codes & Standards Forecast | Avg. Replacement Summer Demand (kW)
[8 empty] | Codes & Standards Forecast | Avg. Replacement Winter Demand (kW)
[8 empty] | Codes & Standards Forecast | Units
[8 empty] | Codes & Standards Forecast | Usage (GWh)
[8 empty] | Codes & Standards Forecast | Summer Peak Demand (MW)
[8 empty] | Codes & Standards Forecast | Winter Peak Demand (MW)
[8 empty] | Codes & Standards Forecast | Turnover
[8 empty] | Codes & Standards Forecast | Avg. Replacement Usage (kWh)
[8 empty] | Codes & Standards Forecast | Avg. Replacement Summer Demand (kW)
[8 empty] | Codes & Standards Forecast | Avg. Replacement Winter Demand (kW)
[8 empty] | Codes & Standards Forecast | Units
[8 empty] | Codes & Standards Forecast | Usage (GWh)
[8 empty] | Codes & Standards Forecast | Summer Peak Demand (MW)
[8 empty] | Codes & Standards Forecast | Winter Peak Demand (MW)
[8 empty] | Codes & Standards Forecast | Turnover
[8 empty] | Codes & Standards Forecast | Avg. Replacement Usage (kWh)
[8 empty] | Codes & Standards Forecast | Avg. Replacement Summer Demand (kW)
[8 empty] | Codes & Standards Forecast | Avg. Replacement Winter Demand (kW)
[8 empty] | Codes & Standards Forecast | Units
[8 empty] | Codes & Standards Forecast | Usage (GWh)
[8 empty] | Codes & Standards Forecast | Summer Peak Demand (MW)
[8 empty] | Codes & Standards Forecast | Winter Peak Demand (MW)
[8 empty] | Codes & Standards Forecast | Turnover
[8 empty] | Codes & Standards Forecast | Avg. Replacement Usage (kWh)
[8 empty] | Codes & Standards Forecast | Avg. Replacement Summer Demand (kW)
[8 empty] | Codes & Standards Forecast | Avg. Replacement Winter Demand (kW)
[8 empty] | Codes & Standards Forecast | Units
[8 empty] | Codes & Standards Forecast | Usage (GWh)
[8 empty] | Codes & Standards Forecast | Summer Peak Demand (MW)
[8 empty] | Codes & Standards Forecast | Winter Peak Demand (MW)
[8 empty] | Codes & Standards Forecast | Turnover
[8 empty] | Codes & Standards Forecast | Avg. Replacement Usage (kWh)
[8 empty] | Codes & Standards Forecast | Avg. Replacement Summer Demand (kW)
[8 empty] | Codes & Standards Forecast | Avg. Replacement Winter Demand (kW)
[8 empty] | Codes & Standards Forecast | Units
[8 empty] | Codes & Standards Forecast | Usage (GWh)
[8 empty] | Codes & Standards Forecast | Summer Peak Demand (MW)
[8 empty] | Codes & Standards Forecast | Winter Peak Demand (MW)
[8 empty] | Codes & Standards Forecast | Turnover
[8 empty] | Codes & Standards Forecast | Avg. Replacement Usage (kWh)
[8 empty] | Codes & Standards Forecast | Avg. Replacement Summer Demand (kW)
[8 empty] | Codes & Standards Forecast | Avg. Replacement Winter Demand (kW)
[8 empty] | Codes & Standards Forecast | Units
[8 empty] | Codes & Standards Forecast | Usage (GWh)
[8 empty] | Codes & Standards Forecast | Summer Peak Demand (MW)
[8 empty] | Codes & Standards Forecast | Winter Peak Demand (MW)
[8 empty] | Codes & Standards Forecast | Turnover
[8 empty] | Codes & Standards Forecast | Avg. Replacement Usage (kWh)
[8 empty] | Codes & Standards Forecast | Avg. Replacement Summer Demand (kW)
[8 empty] | Codes & Standards Forecast | Avg. Replacement Winter Demand (kW)
[8 empty] | Codes & Standards Forecast | Units
[8 empty] | Codes & Standards Forecast | Usage (GWh)
[8 empty] | Codes & Standards Forecast | Summer Peak Demand (MW)
[8 empty] | Codes & Standards Forecast | Winter Peak Demand (MW)
[8 empty] | Codes & Standards Forecast | Turnover
[8 empty] | Codes & Standards Forecast | Avg. Replacement Usage (kWh)
[8 empty] | Codes & Standards Forecast | Avg. Replacement Summer Demand (kW)
[8 empty] | Codes & Standards Forecast | Avg. Replacement Winter Demand (kW)
[8 empty] | Codes & Standards Forecast | Units
[8 empty] | Codes & Standards Forecast | Usage (GWh)
[8 empty] | Codes & Standards Forecast | Summer Peak Demand (MW)
[8 empty] | Codes & Standards Forecast | Winter Peak Demand (MW)
[8 empty] | Codes & Standards Forecast | Turnover
[8 empty] | Codes & Standards Forecast | Avg. Replacement Usage (kWh)
[8 empty] | Codes & Standards Forecast | Avg. Replacement Summer Demand (kW)
[8 empty] | Codes & Standards Forecast | Avg. Replacement Winter Demand (kW)
[8 empty] | Codes & Standards Forecast | Units
[8 empty] | Codes & Standards Forecast | Usage (GWh)
[8 empty] | Codes & Standards Forecast | Summer Peak Demand (MW)
[8 empty] | Codes & Standards Forecast | Winter Peak Demand (MW)
[8 empty] | Codes & Standards Forecast | Turnover
[8 empty] | Codes & Standards Forecast | Avg. Replacement Usage (kWh)
[8 empty] | Codes & Standards Forecast | Avg. Replacement Summer Demand (kW)
[8 empty] | Codes & Standards Forecast | Avg. Replacement Winter Demand (kW)
[8 empty] | Codes & Standards Forecast | Units
[8 empty] | Codes & Standards Forecast | Usage (GWh)
[8 empty] | Codes & Standards Forecast | Summer Peak Demand (MW)
[8 empty] | Codes & Standards Forecast | Winter Peak Demand (MW)
[8 empty] | Codes & Standards Forecast | Turnover
[8 empty] | Codes & Standards Forecast | Avg. Replacement Usage (kWh)
[8 empty] | Codes & Standards Forecast | Avg. Replacement Summer Demand (kW)
[8 empty] | Codes & Standards Forecast | Avg. Replacement Winter Demand (kW)
[8 empty] | Codes & Standards Forecast | Units
[8 empty] | Codes & Standards Forecast | Usage (GWh)
[8 empty] | Codes & Standards Forecast | Summer Peak Demand (MW)
[8 empty] | Codes & Standards Forecast | Winter Peak Demand (MW)
[8 empty] | Codes & Standards Forecast | Turnover
[8 empty] | Codes & Standards Forecast | Avg. Replacement Usage (kWh)
[8 empty] | Codes & Standards Forecast | Avg. Replacement Summer Demand (kW)
[8 empty] | Codes & Standards Forecast | Avg. Replacement Winter Demand (kW)
[8 empty] | Codes & Standards Forecast | Units
[8 empty] | Codes & Standards Forecast | Usage (GWh)
[8 empty] | Codes & Standards Forecast | Summer Peak Demand (MW)
[8 empty] | Codes & Standards Forecast | Winter Peak Demand (MW)
[8 empty] | Codes & Standards Forecast | Turnover
[8 empty] | Codes & Standards Forecast | Avg. Replacement Usage (kWh)
[8 empty] | Codes & Standards Forecast | Avg. Replacement Summer Demand (kW)
[8 empty] | Codes & Standards Forecast | Avg. Replacement Winter Demand (kW)
[8 empty] | Codes & Standards Forecast | Units
[8 empty] | Codes & Standards Forecast | Usage (GWh)
[8 empty] | Codes & Standards Forecast | Summer Peak Demand (MW)
[8 empty] | Codes & Standards Forecast | Winter Peak Demand (MW)
[8 empty] | Codes & Standards Forecast | Turnover
[8 empty] | Codes & Standards Forecast | Avg. Replacement Usage (kWh)
[8 empty] | Codes & Standards Forecast | Avg. Replacement Summer Demand (kW)
[8 empty] | Codes & Standards Forecast | Avg. Replacement Winter Demand (kW)
[8 empty] | Codes & Standards Forecast | Units
[8 empty] | Codes & Standards Forecast | Usage (GWh)
[8 empty] | Codes & Standards Forecast | Summer Peak Demand (MW)
[8 empty] | Codes & Standards Forecast | Winter Peak Demand (MW)
[8 empty] | Codes & Standards Forecast | Turnover
[8 empty] | Codes & Standards Forecast | Avg. Replacement Usage (kWh)
[8 empty] | Codes & Standards Forecast | Avg. Replacement Summer Demand (kW)
[8 empty] | Codes & Standards Forecast | Avg. Replacement Winter Demand (kW)
[8 empty] | Codes & Standards Forecast | Units
[8 empty] | Codes & Standards Forecast | Usage (GWh)
[8 empty] | Codes & Standards Forecast | Summer Peak Demand (MW)
[8 empty] | Codes & Standards Forecast | Winter Peak Demand (MW)
[8 empty] | Codes & Standards Forecast | Turnover
[8 empty] | Codes & Standards Forecast | Avg. Replacement Usage (kWh)
[8 empty] | Codes & Standards Forecast | Avg. Replacement Summer Demand (kW)
[8 empty] | Codes & Standards Forecast | Avg. Replacement Winter Demand (kW)
[8 empty] | Codes & Standards Forecast | Units
[8 empty] | Codes & Standards Forecast | Usage (GWh)
[8 empty] | Codes & Standards Forecast | Summer Peak Demand (MW)
[8 empty] | Codes & Standards Forecast | Winter Peak Demand (MW)
[8 empty] | Codes & Standards Forecast | Turnover
[8 empty] | Codes & Standards Forecast | Avg. Replacement Usage (kWh)
[8 empty] | Codes & Standards Forecast | Avg. Replacement Summer Demand (kW)
[8 empty] | Codes & Standards Forecast | Avg. Replacement Winter Demand (kW)
[8 empty] | Codes & Standards Forecast | Units
[8 empty] | Codes & Standards Forecast | Usage (GWh)
[8 empty] | Codes & Standards Forecast | Summer Peak Demand (MW)
[8 empty] | Codes & Standards Forecast | Winter Peak Demand (MW)
[8 empty] | Codes & Standards Forecast | Turnover
[8 empty] | Codes & Standards Forecast | Avg. Replacement Usage (kWh)
[8 empty] | Codes & Standards Forecast | Avg. Replacement Summer Demand (kW)
[8 empty] | Codes & Standards Forecast | Avg. Replacement Winter Demand (kW)
[8 empty] | Codes & Standards Forecast | Units
[8 empty] | Codes & Standards Forecast | Usage (GWh)
[8 empty] | Codes & Standards Forecast | Summer Peak Demand (MW)
[8 empty] | Codes & Standards Forecast | Winter Peak Demand (MW)
[8 empty] | Codes & Standards Forecast | Turnover
[8 empty] | Codes & Standards Forecast | Avg. Replacement Usage (kWh)
[8 empty] | Codes & Standards Forecast | Avg. Replacement Summer Demand (kW)
[8 empty] | Codes & Standards Forecast | Avg. Replacement Winter Demand (kW)
[8 empty] | Codes & Standards Forecast | Units
[8 empty] | Codes & Standards Forecast | Usage (GWh)
[8 empty] | Codes & Standards Forecast | Summer Peak Demand (MW)
[8 empty] | Codes & Standards Forecast | Winter Peak Demand (MW)
[8 empty] | Codes & Standards Forecast | Turnover
[8 empty] | Codes & Standards Forecast | Avg. Replacement Usage (kWh)
[8 empty] | Codes & Standards Forecast | Avg. Replacement Summer Demand (kW)
[8 empty] | Codes & Standards Forecast | Avg. Replacement Winter Demand (kW)
[8 empty] | Codes & Standards Forecast | Units
[8 empty] | Codes & Standards Forecast | Usage (GWh)
[8 empty] | Codes & Standards Forecast | Summer Peak Demand (MW)
[8 empty] | Codes & Standards Forecast | Winter Peak Demand (MW)
[8 empty] | Codes & Standards Forecast | Turnover
[8 empty] | Codes & Standards Forecast | Avg. Replacement Usage (kWh)
[8 empty] | Codes & Standards Forecast | Avg. Replacement Summer Demand (kW)
[8 empty] | Codes & Standards Forecast | Avg. Replacement Winter Demand (kW)
[8 empty] | Codes & Standards Forecast | Units
[8 empty] | Codes & Standards Forecast | Usage (GWh)
[8 empty] | Codes & Standards Forecast | Summer Peak Demand (MW)
[8 empty] | Codes & Standards Forecast | Winter Peak Demand (MW)
[8 empty] | Codes & Standards Forecast | Turnover
[8 empty] | Codes & Standards Forecast | Avg. Replacement Usage (kWh)
[8 empty] | Codes & Standards Forecast | Avg. Replacement Summer Demand (kW)
[8 empty] | Codes & Standards Forecast | Avg. Replacement Winter Demand (kW)
[8 empty] | Codes & Standards Forecast | Units
[8 empty] | Codes & Standards Forecast | Usage (GWh)
[8 empty] | Codes & Standards Forecast | Summer Peak Demand (MW)
[8 empty] | Codes & Standards Forecast | Winter Peak Demand (MW)
[8 empty] | Codes & Standards Forecast | Turnover
[8 empty] | Codes & Standards Forecast | Avg. Replacement Usage (kWh)
[8 empty] | Codes & Standards Forecast | Avg. Replacement Summer Demand (kW)
[8 empty] | Codes & Standards Forecast | Avg. Replacement Winter Demand (kW)
[8 empty] | Codes & Standards Forecast | Units
[8 empty] | Codes & Standards Forecast | Usage (GWh)
[8 empty] | Codes & Standards Forecast | Summer Peak Demand (MW)
[8 empty] | Codes & Standards Forecast | Winter Peak Demand (MW)
[8 empty] | Codes & Standards Forecast | Turnover
[8 empty] | Codes & Standards Forecast | Avg. Replacement Usage (kWh)
[8 empty] | Codes & Standards Forecast | Avg. Replacement Summer Demand (kW)
[8 empty] | Codes & Standards Forecast | Avg. Replacement Winter Demand (kW)
[8 empty] | Codes & Standards Forecast | Units
[8 empty] | Codes & Standards Forecast | Usage (GWh)
[8 empty] | Codes & Standards Forecast | Summer Peak Demand (MW)
[8 empty] | Codes & Standards Forecast | Winter Peak Demand (MW)
[8 empty] | Codes & Standards Forecast | Turnover
[8 empty] | Codes & Standards Forecast | Avg. Replacement Usage (kWh)
[8 empty] | Codes & Standards Forecast | Avg. Replacement Summer Demand (kW)
[8 empty] | Codes & Standards Forecast | Avg. Replacement Winter Demand (kW)
[8 empty] | Codes & Standards Forecast | Units
[8 empty] | Codes & Standards Forecast | Usage (GWh)
[8 empty] | Codes & Standards Forecast | Summer Peak Demand (MW)
[8 empty] | Codes & Standards Forecast | Winter Peak Demand (MW)
[8 empty] | Codes & Standards Forecast | Turnover
[8 empty] | Codes & Standards Forecast | Avg. Replacement Usage (kWh)
[8 empty] | Codes & Standards Forecast | Avg. Replacement Summer Demand (kW)
[8 empty] | Codes & Standards Forecast | Avg. Replacement Winter Demand (kW)
[8 empty] | Codes & Standards Forecast | Units
[8 empty] | Codes & Standards Forecast | Usage (GWh)
[8 empty] | Codes & Standards Forecast | Summer Peak Demand (MW)
[8 empty] | Codes & Standards Forecast | Winter Peak Demand (MW)
[8 empty] | Codes & Standards Forecast | Turnover
[8 empty] | Codes & Standards Forecast | Avg. Replacement Usage (kWh)
[8 empty] | Codes & Standards Forecast | Avg. Replacement Summer Demand (kW)
[8 empty] | Codes & Standards Forecast | Avg. Replacement Winter Demand (kW)
[8 empty] | Codes & Standards Forecast | Units
[8 empty] | Codes & Standards Forecast | Usage (GWh)
[8 empty] | Codes & Standards Forecast | Summer Peak Demand (MW)
[8 empty] | Codes & Standards Forecast | Winter Peak Demand (MW)
[8 empty] | Codes & Standards Forecast | Turnover
[8 empty] | Codes & Standards Forecast | Avg. Replacement Usage (kWh)
[8 empty] | Codes & Standards Forecast | Avg. Replacement Summer Demand (kW)
[8 empty] | Codes & Standards Forecast | Avg. Replacement Winter Demand (kW)
[8 empty] | Codes & Standards Forecast | Units
[8 empty] | Codes & Standards Forecast | Usage (GWh)
[8 empty] | Codes & Standards Forecast | Summer Peak Demand (MW)
[8 empty] | Codes & Standards Forecast | Winter Peak Demand (MW)
[8 empty] | Codes & Standards Forecast | Turnover
[8 empty] | Codes & Standards Forecast | Avg. Replacement Usage (kWh)
[8 empty] | Codes & Standards Forecast | Avg. Replacement Summer Demand (kW)
[8 empty] | Codes & Standards Forecast | Avg. Replacement Winter Demand (kW)
[8 empty] | Codes & Standards Forecast | Units
[8 empty] | Codes & Standards Forecast | Usage (GWh)
[8 empty] | Codes & Standards Forecast | Summer Peak Demand (MW)
[8 empty] | Codes & Standards Forecast | Winter Peak Demand (MW)
[8 empty] | Codes & Standards Forecast | Turnover
[8 empty] | Codes & Standards Forecast | Avg. Replacement Usage (kWh)
[8 empty] | Codes & Standards Forecast | Avg. Replacement Summer Demand (kW)
[8 empty] | Codes & Standards Forecast | Avg. Replacement Winter Demand (kW)
[8 empty] | Codes & Standards Forecast | Units
[8 empty] | Codes & Standards Forecast | Usage (GWh)
[8 empty] | Codes & Standards Forecast | Summer Peak Demand (MW)
[8 empty] | Codes & Standards Forecast | Winter Peak Demand (MW)
[8 empty] | Codes & Standards Forecast | Turnover
[8 empty] | Codes & Standards Forecast | Avg. Replacement Usage (kWh)
[8 empty] | Codes & Standards Forecast | Avg. Replacement Summer Demand (kW)
[8 empty] | Codes & Standards Forecast | Avg. Replacement Winter Demand (kW)
[8 empty] | Codes & Standards Forecast | Units
[8 empty] | Codes & Standards Forecast | Usage (GWh)
[8 empty] | Codes & Standards Forecast | Summer Peak Demand (MW)
[8 empty] | Codes & Standards Forecast | Winter Peak Demand (MW)
[8 empty] | Codes & Standards Forecast | Turnover
[8 empty] | Codes & Standards Forecast | Avg. Replacement Usage (kWh)
[8 empty] | Codes & Standards Forecast | Avg. Replacement Summer Demand (kW)
[8 empty] | Codes & Standards Forecast | Avg. Replacement Winter Demand (kW)
[8 empty] | Codes & Standards Forecast | Units
[8 empty] | Codes & Standards Forecast | Usage (GWh)
[8 empty] | Codes & Standards Forecast | Summer Peak Demand (MW)
[8 empty] | Codes & Standards Forecast | Winter Peak Demand (MW)
[8 empty] | Codes & Standards Forecast | Turnover
[8 empty] | Codes & Standards Forecast | Avg. Replacement Usage (kWh)
[8 empty] | Codes & Standards Forecast | Avg. Replacement Summer Demand (kW)
[8 empty] | Codes & Standards Forecast | Avg. Replacement Winter Demand (kW)
[8 empty] | Codes & Standards Forecast | Units
[8 empty] | Codes & Standards Forecast | Usage (GWh)
[8 empty] | Codes & Standards Forecast | Summer Peak Demand (MW)
[8 empty] | Codes & Standards Forecast | Winter Peak Demand (MW)
[8 empty] | Codes & Standards Forecast | Turnover
[8 empty] | Codes & Standards Forecast | Avg. Replacement Usage (kWh)
[8 empty] | Codes & Standards Forecast | Avg. Replacement Summer Demand (kW)
[8 empty] | Codes & Standards Forecast | Avg. Replacement Winter Demand (kW)
[8 empty] | Codes & Standards Forecast | Units
[8 empty] | Codes & Standards Forecast | Usage (GWh)
[8 empty] | Codes & Standards Forecast | Summer Peak Demand (MW)
[8 empty] | Codes & Standards Forecast | Winter Peak Demand (MW)
[8 empty] | Codes & Standards Forecast | Turnover
[8 empty] | Codes & Standards Forecast | Avg. Replacement Usage (kWh)
[8 empty] | Codes & Standards Forecast | Avg. Replacement Summer Demand (kW)
[8 empty] | Codes & Standards Forecast | Avg. Replacement Winter Demand (kW)
[8 empty] | Codes & Standards Forecast | Units
[8 empty] | Codes & Standards Forecast | Usage (GWh)
[8 empty] | Codes & Standards Forecast | Summer Peak Demand (MW)
[8 empty] | Codes & Standards Forecast | Winter Peak Demand (MW)
[8 empty] | Codes & Standards Forecast | Turnover
[8 empty] | Codes & Standards Forecast | Avg. Replacement Usage (kWh)
[8 empty] | Codes & Standards Forecast | Avg. Replacement Summer Demand (kW)
[8 empty] | Codes & Standards Forecast | Avg. Replacement Winter Demand (kW)
[8 empty] | Codes & Standards Forecast | Units
[8 empty] | Codes & Standards Forecast | Usage (GWh)
[8 empty] | Codes & Standards Forecast | Summer Peak Demand (MW)
[8 empty] | Codes & Standards Forecast | Winter Peak Demand (MW)
[8 empty] | Codes & Standards Forecast | Turnover
[8 empty] | Codes & Standards Forecast | Avg. Replacement Usage (kWh)
[8 empty] | Codes & Standards Forecast | Avg. Replacement Summer Demand (kW)
[8 empty] | Codes & Standards Forecast | Avg. Replacement Winter Demand (kW)
[8 empty] | Codes & Standards Forecast | Units
[8 empty] | Codes & Standards Forecast | Usage (GWh)
[8 empty] | Codes & Standards Forecast | Summer Peak Demand (MW)
[8 empty] | Codes & Standards Forecast | Winter Peak Demand (MW)
[8 empty] | Codes & Standards Forecast | Turnover
[8 empty] | Codes & Standards Forecast | Avg. Replacement Usage (kWh)
[8 empty] | Codes & Standards Forecast | Avg. Replacement Summer Demand (kW)
[8 empty] | Codes & Standards Forecast | Avg. Replacement Winter Demand (kW)
[8 empty] | Codes & Standards Forecast | Units
[8 empty] | Codes & Standards Forecast | Usage (GWh)
[8 empty] | Codes & Standards Forecast | Summer Peak Demand (MW)
[8 empty] | Codes & Standards Forecast | Winter Peak Demand (MW)
[8 empty] | Codes & Standards Forecast | Turnover
[8 empty] | Codes & Standards Forecast | Avg. Replacement Usage (kWh)
[8 empty] | Codes & Standards Forecast | Avg. Replacement Summer Demand (kW)
[8 empty] | Codes & Standards Forecast | Avg. Replacement Winter Demand (kW)
[8 empty] | Codes & Standards Forecast | Units
[8 empty] | Codes & Standards Forecast | Usage (GWh)
[8 empty] | Codes & Standards Forecast | Summer Peak Demand (MW)
[8 empty] | Codes & Standards Forecast | Winter Peak Demand (MW)
[8 empty] | Codes & Standards Forecast | Turnover
[8 empty] | Codes & Standards Forecast | Avg. Replacement Usage (kWh)
[8 empty] | Codes & Standards Forecast | Avg. Replacement Summer Demand (kW)
[8 empty] | Codes & Standards Forecast | Avg. Replacement Winter Demand (kW)
[8 empty] | Codes & Standards Forecast | Units
[8 empty] | Codes & Standards Forecast | Usage (GWh)
[8 empty] | Codes & Standards Forecast | Summer Peak Demand (MW)
[8 empty] | Codes & Standards Forecast | Winter Peak Demand (MW)
[8 empty] | Codes & Standards Forecast | Turnover
[8 empty] | Codes & Standards Forecast | Avg. Replacement Usage (kWh)
[8 empty] | Codes & Standards Forecast | Avg. Replacement Summer Demand (kW)
[8 empty] | Codes & Standards Forecast | Avg. Replacement Winter Demand (kW)
[8 empty] | Codes & Standards Forecast | Units
[8 empty] | Codes & Standards Forecast | Usage (GWh)
[8 empty] | Codes & Standards Forecast | Summer Peak Demand (MW)
[8 empty] | Codes & Standards Forecast | Winter Peak Demand (MW)
[8 empty] | Codes & Standards Forecast | Turnover
[8 empty] | Codes & Standards Forecast | Avg. Replacement Usage (kWh)
[8 empty] | Codes & Standards Forecast | Avg. Replacement Summer Demand (kW)
[8 empty] | Codes & Standards Forecast | Avg. Replacement Winter Demand (kW)
[8 empty] | Codes & Standards Forecast | Units
[8 empty] | Codes & Standards Forecast | Usage (GWh)
[8 empty] | Codes & Standards Forecast | Summer Peak Demand (MW)
[8 empty] | Codes & Standards Forecast | Winter Peak Demand (MW)
[8 empty] | Codes & Standards Forecast | Turnover
[8 empty] | Codes & Standards Forecast | Avg. Replacement Usage (kWh)
[8 empty] | Codes & Standards Forecast | Avg. Replacement Summer Demand (kW)
[8 empty] | Codes & Standards Forecast | Avg. Replacement Winter Demand (kW)
[8 empty] | Codes & Standards Forecast | Units
[8 empty] | Codes & Standards Forecast | Usage (GWh)
[8 empty] | Codes & Standards Forecast | Summer Peak Demand (MW)
[8 empty] | Codes & Standards Forecast | Winter Peak Demand (MW)
[8 empty] | Codes & Standards Forecast | Turnover
[8 empty] | Codes & Standards Forecast | Avg. Replacement Usage (kWh)
[8 empty] | Codes & Standards Forecast | Avg. Replacement Summer Demand (kW)
[8 empty] | Codes & Standards Forecast | Avg. Replacement Winter Demand (kW)
[8 empty] | Codes & Standards Forecast | Units
[8 empty] | Codes & Standards Forecast | Usage (GWh)
[8 empty] | Codes & Standards Forecast | Summer Peak Demand (MW)
[8 empty] | Codes & Standards Forecast | Winter Peak Demand (MW)
[8 empty] | Codes & Standards Forecast | Turnover
[8 empty] | Codes & Standards Forecast | Avg. Replacement Usage (kWh)
[8 empty] | Codes & Standards Forecast | Avg. Replacement Summer Demand (kW)
[8 empty] | Codes & Standards Forecast | Avg. Replacement Winter Demand (kW)
[8 empty] | Codes & Standards Forecast | Units
[8 empty] | Codes & Standards Forecast | Usage (GWh)
[8 empty] | Codes & Standards Forecast | Summer Peak Demand (MW)
[8 empty] | Codes & Standards Forecast | Winter Peak Demand (MW)
[8 empty] | Codes & Standards Forecast | Turnover
[8 empty] | Codes & Standards Forecast | Avg. Replacement Usage (kWh)
[8 empty] | Codes & Standards Forecast | Avg. Replacement Summer Demand (kW)
[8 empty] | Codes & Standards Forecast | Avg. Replacement Winter Demand (kW)
[8 empty] | Codes & Standards Forecast | Units
[8 empty] | Codes & Standards Forecast | Usage (GWh)
[8 empty] | Codes & Standards Forecast | Summer Peak Demand (MW)
[8 empty] | Codes & Standards Forecast | Winter Peak Demand (MW)
[8 empty] | Codes & Standards Forecast | Turnover
[8 empty] | Codes & Standards Forecast | Avg. Replacement Usage (kWh)
[8 empty] | Codes & Standards Forecast | Avg. Replacement Summer Demand (kW)
[8 empty] | Codes & Standards Forecast | Avg. Replacement Winter Demand (kW)
[8 empty] | Codes & Standards Forecast | Units
[8 empty] | Codes & Standards Forecast | Usage (GWh)
[8 empty] | Codes & Standards Forecast | Summer Peak Demand (MW)
[8 empty] | Codes & Standards Forecast | Winter Peak Demand (MW)
[8 empty] | Codes & Standards Forecast | Turnover
[8 empty] | Codes & Standards Forecast | Avg. Replacement Usage (kWh)
[8 empty] | Codes & Standards Forecast | Avg. Replacement Summer Demand (kW)
[8 empty] | Codes & Standards Forecast | Avg. Replacement Winter Demand (kW)
[8 empty] | Codes & Standards Forecast | Units
[8 empty] | Codes & Standards Forecast | Usage (GWh)
[8 empty] | Codes & Standards Forecast | Summer Peak Demand (MW)
[8 empty] | Codes & Standards Forecast | Winter Peak Demand (MW)
[8 empty] | Codes & Standards Forecast | Turnover
[8 empty] | Codes & Standards Forecast | Avg. Replacement Usage (kWh)
[8 empty] | Codes & Standards Forecast | Avg. Replacement Summer Demand (kW)
[8 empty] | Codes & Standards Forecast | Avg. Replacement Winter Demand (kW)
[8 empty] | Codes & Standards Forecast | Units
[8 empty] | Codes & Standards Forecast | Usage (GWh)
[8 empty] | Codes & Standards Forecast | Summer Peak Demand (MW)
[8 empty] | Codes & Standards Forecast | Winter Peak Demand (MW)
[8 empty] | Codes & Standards Forecast | Turnover
[8 empty] | Codes & Standards Forecast | Avg. Replacement Usage (kWh)
[8 empty] | Codes & Standards Forecast | Avg. Replacement Summer Demand (kW)
[8 empty] | Codes & Standards Forecast | Avg. Replacement Winter Demand (kW)
[8 empty] | Codes & Standards Forecast | Units
[8 empty] | Codes & Standards Forecast | Usage (GWh)
[8 empty] | Codes & Standards Forecast | Summer Peak Demand (MW)
[8 empty] | Codes & Standards Forecast | Winter Peak Demand (MW)
[8 empty] | Codes & Standards Forecast | Turnover
[8 empty] | Codes & Standards Forecast | Avg. Replacement Usage (kWh)
[8 empty] | Codes & Standards Forecast | Avg. Replacement Summer Demand (kW)
[8 empty] | Codes & Standards Forecast | Avg. Replacement Winter Demand (kW)
[8 empty] | Codes & Standards Forecast | Units
[8 empty] | Codes & Standards Forecast | Usage (GWh)
[8 empty] | Codes & Standards Forecast | Summer Peak Demand (MW)
[8 empty] | Codes & Standards Forecast | Winter Peak Demand (MW)
[8 empty] | Codes & Standards Forecast | Turnover
[8 empty] | Codes & Standards Forecast | Avg. Replacement Usage (kWh)
[8 empty] | Codes & Standards Forecast | Avg. Replacement Summer Demand (kW)
[8 empty] | Codes & Standards Forecast | Avg. Replacement Winter Demand (kW)
[8 empty] | Codes & Standards Forecast | Units
[8 empty] | Codes & Standards Forecast | Usage (GWh)
[8 empty] | Codes & Standards Forecast | Summer Peak Demand (MW)
[8 empty] | Codes & Standards Forecast | Winter Peak Demand (MW)
[8 empty] | Codes & Standards Forecast | Turnover
[8 empty] | Codes & Standards Forecast | Avg. Replacement Usage (kWh)
[8 empty] | Codes & Standards Forecast | Avg. Replacement Summer Demand (kW)
[8 empty] | Codes & Standards Forecast | Avg. Replacement Winter Demand (kW)
[8 empty] | Codes & Standards Forecast | Units
[8 empty] | Codes & Standards Forecast | Usage (GWh)
[8 empty] | Codes & Standards Forecast | Summer Peak Demand (MW)
[8 empty] | Codes & Standards Forecast | Winter Peak Demand (MW)
[8 empty] | Codes & Standards Forecast | Turnover
[8 empty] | Codes & Standards Forecast | Avg. Replacement Usage (kWh)
[8 empty] | Codes & Standards Forecast | Avg. Replacement Summer Demand (kW)
[8 empty] | Codes & Standards Forecast | Avg. Replacement Winter Demand (kW)
[8 empty] | Codes & Standards Forecast | Units
[8 empty] | Codes & Standards Forecast | Usage (GWh)
[8 empty] | Codes & Standards Forecast | Summer Peak Demand (MW)
[8 empty] | Codes & Standards Forecast | Winter Peak Demand (MW)
[8 empty] | Codes & Standards Forecast | Turnover
[8 empty] | Codes & Standards Forecast | Avg. Replacement Usage (kWh)
[8 empty] | Codes & Standards Forecast | Avg. Replacement Summer Demand (kW)
[8 empty] | Codes & Standards Forecast | Avg. Replacement Winter Demand (kW)
[8 empty] | Codes & Standards Forecast | Units
[8 empty] | Codes & Standards Forecast | Usage (GWh)
[8 empty] | Codes & Standards Forecast | Summer Peak Demand (MW)
[8 empty] | Codes & Standards Forecast | Winter Peak Demand (MW)
[8 empty] | Codes & Standards Forecast | Turnover
[8 empty] | Codes & Standards Forecast | Avg. Replacement Usage (kWh)
[8 empty] | Codes & Standards Forecast | Avg. Replacement Summer Demand (kW)
[8 empty] | Codes & Standards Forecast | Avg. Replacement Winter Demand (kW)
[8 empty] | Codes & Standards Forecast | Units
[8 empty] | Codes & Standards Forecast | Usage (GWh)
[8 empty] | Codes & Standards Forecast | Summer Peak Demand (MW)
[8 empty] | Codes & Standards Forecast | Winter Peak Demand (MW)
[8 empty] | Codes & Standards Forecast | Turnover
[8 empty] | Codes & Standards Forecast | Avg. Replacement Usage (kWh)
[8 empty] | Codes & Standards Forecast | Avg. Replacement Summer Demand (kW)
[8 empty] | Codes & Standards Forecast | Avg. Replacement Winter Demand (kW)
[8 empty] | Codes & Standards Forecast | Units
[8 empty] | Codes & Standards Forecast | Usage (GWh)
[8 empty] | Codes & Standards Forecast | Summer Peak Demand (MW)
[8 empty] | Codes & Standards Forecast | Winter Peak Demand (MW)
[8 empty] | Codes & Standards Forecast | Turnover
[8 empty] | Codes & Standards Forecast | Avg. Replacement Usage (kWh)
[8 empty] | Codes & Standards Forecast | Avg. Replacement Summer Demand (kW)
[8 empty] | Codes & Standards Forecast | Avg. Replacement Winter Demand (kW)
[8 empty] | Codes & Standards Forecast | Units
[8 empty] | Codes & Standards Forecast | Usage (GWh)
[8 empty] | Codes & Standards Forecast | Summer Peak Demand (MW)
[8 empty] | Codes & Standards Forecast | Winter Peak Demand (MW)
[8 empty] | Codes & Standards Forecast | Turnover
[8 empty] | Codes & Standards Forecast | Avg. Replacement Usage (kWh)
[8 empty] | Codes & Standards Forecast | Avg. Replacement Summer Demand (kW)
[8 empty] | Codes & Standards Forecast | Avg. Replacement Winter Demand (kW)
[8 empty] | Codes & Standards Forecast | Units
[8 empty] | Codes & Standards Forecast | Usage (GWh)
[8 empty] | Codes & Standards Forecast | Summer Peak Demand (MW)
[8 empty] | Codes & Standards Forecast | Winter Peak Demand (MW)
[8 empty] | Codes & Standards Forecast | Turnover
[8 empty] | Codes & Standards Forecast | Avg. Replacement Usage (kWh)
[8 empty] | Codes & Standards Forecast | Avg. Replacement Summer Demand (kW)
[8 empty] | Codes & Standards Forecast | Avg. Replacement Winter Demand (kW)
[8 empty] | Codes & Standards Forecast | Units
[8 empty] | Codes & Standards Forecast | Usage (GWh)
[8 empty] | Codes & Standards Forecast | Summer Peak Demand (MW)
[8 empty] | Codes & Standards Forecast | Winter Peak Demand (MW)
[8 empty] | Codes & Standards Forecast | Turnover
[8 empty] | Codes & Standards Forecast | Avg. Replacement Usage (kWh)
[8 empty] | Codes & Standards Forecast | Avg. Replacement Summer Demand (kW)
[8 empty] | Codes & Standards Forecast | Avg. Replacement Winter Demand (kW)
[8 empty] | Codes & Standards Forecast | Units
[8 empty] | Codes & Standards Forecast | Usage (GWh)
[8 empty] | Codes & Standards Forecast | Summer Peak Demand (MW)
[8 empty] | Codes & Standards Forecast | Winter Peak Demand (MW)
[8 empty] | Codes & Standards Forecast | Turnover
[8 empty] | Codes & Standards Forecast | Avg. Replacement Usage (kWh)
[8 empty] | Codes & Standards Forecast | Avg. Replacement Summer Demand (kW)
[8 empty] | Codes & Standards Forecast | Avg. Replacement Winter Demand (kW)
[8 empty] | Codes & Standards Forecast | Units
[8 empty] | Codes & Standards Forecast | Usage (GWh)
[8 empty] | Codes & Standards Forecast | Summer Peak Demand (MW)
[8 empty] | Codes & Standards Forecast | Winter Peak Demand (MW)
[8 empty] | Codes & Standards Forecast | Turnover
[8 empty] | Codes & Standards Forecast | Avg. Replacement Usage (kWh)
[8 empty] | Codes & Standards Forecast | Avg. Replacement Summer Demand (kW)
[8 empty] | Codes & Standards Forecast | Avg. Replacement Winter Demand (kW)
[8 empty] | Codes & Standards Forecast | Units
[8 empty] | Codes & Standards Forecast | Usage (GWh)
[8 empty] | Codes & Standards Forecast | Summer Peak Demand (MW)
[8 empty] | Codes & Standards Forecast | Winter Peak Demand (MW)
[8 empty] | Codes & Standards Forecast | Turnover
[8 empty] | Codes & Standards Forecast | Avg. Replacement Usage (kWh)
[8 empty] | Codes & Standards Forecast | Avg. Replacement Summer Demand (kW)
[8 empty] | Codes & Standards Forecast | Avg. Replacement Winter Demand (kW)
[8 empty] | Codes & Standards Forecast | Units
[8 empty] | Codes & Standards Forecast | Usage (GWh)
[8 empty] | Codes & Standards Forecast | Summer Peak Demand (MW)
[8 empty] | Codes & Standards Forecast | Winter Peak Demand (MW)
[8 empty] | Codes & Standards Forecast | Turnover
[8 empty] | Codes & Standards Forecast | Avg. Replacement Usage (kWh)
[8 empty] | Codes & Standards Forecast | Avg. Replacement Summer Demand (kW)
[8 empty] | Codes & Standards Forecast | Avg. Replacement Winter Demand (kW)
[8 empty] | Codes & Standards Forecast | Units
[8 empty] | Codes & Standards Forecast | Usage (GWh)
[8 empty] | Codes & Standards Forecast | Summer Peak Demand (MW)
[8 empty] | Codes & Standards Forecast | Winter Peak Demand (MW)
[8 empty] | Codes & Standards Forecast | Turnover
[8 empty] | Codes & Standards Forecast | Avg. Replacement Usage (kWh)
[8 empty] | Codes & Standards Forecast | Avg. Replacement Summer Demand (kW)
[8 empty] | Codes & Standards Forecast | Avg. Replacement Winter Demand (kW)
[8 empty] | Codes & Standards Forecast | Units
[8 empty] | Codes & Standards Forecast | Usage (GWh)
[8 empty] | Codes & Standards Forecast | Summer Peak Demand (MW)
[8 empty] | Codes & Standards Forecast | Winter Peak Demand (MW)
[8 empty] | Codes & Standards Forecast | Turnover
[8 empty] | Codes & Standards Forecast | Avg. Replacement Usage (kWh)
[8 empty] | Codes & Standards Forecast | Avg. Replacement Summer Demand (kW)
[8 empty] | Codes & Standards Forecast | Avg. Replacement Winter Demand (kW)
[8 empty] | Codes & Standards Forecast | Units
[8 empty] | Codes & Standards Forecast | Usage (GWh)
[8 empty] | Codes & Standards Forecast | Summer Peak Demand (MW)
[8 empty] | Codes & Standards Forecast | Winter Peak Demand (MW)
[8 empty] | Codes & Standards Forecast | Turnover
[8 empty] | Codes & Standards Forecast | Avg. Replacement Usage (kWh)
[8 empty] | Codes & Standards Forecast | Avg. Replacement Summer Demand (kW)
[8 empty] | Codes & Standards Forecast | Avg. Replacement Winter Demand (kW)
[8 empty] | Codes & Standards Forecast | Units
[8 empty] | Codes & Standards Forecast | Usage (GWh)
[8 empty] | Codes & Standards Forecast | Summer Peak Demand (MW)
[8 empty] | Codes & Standards Forecast | Winter Peak Demand (MW)
[8 empty] | Codes & Standards Forecast | Turnover
[8 empty] | Codes & Standards Forecast | Avg. Replacement Usage (kWh)
[8 empty] | Codes & Standards Forecast | Avg. Replacement Summer Demand (kW)
[8 empty] | Codes & Standards Forecast | Avg. Replacement Winter Demand (kW)
[8 empty] | Codes & Standards Forecast | Units
[8 empty] | Codes & Standards Forecast | Usage (GWh)
[8 empty] | Codes & Standards Forecast | Summer Peak Demand (MW)
[8 empty] | Codes & Standards Forecast | Winter Peak Demand (MW)
[8 empty] | Codes & Standards Forecast | Turnover
[8 empty] | Codes & Standards Forecast | Avg. Replacement Usage (kWh)
[8 empty] | Codes & Standards Forecast | Avg. Replacement Summer Demand (kW)
[8 empty] | Codes & Standards Forecast | Avg. Replacement Winter Demand (kW)
[8 empty] | Codes & Standards Forecast | Units
[8 empty] | Codes & Standards Forecast | Usage (GWh)
[8 empty] | Codes & Standards Forecast | Summer Peak Demand (MW)
[8 empty] | Codes & Standards Forecast | Winter Peak Demand (MW)
[8 empty] | Codes & Standards Forecast | Turnover
[8 empty] | Codes & Standards Forecast | Avg. Replacement Usage (kWh)
[8 empty] | Codes & Standards Forecast | Avg. Replacement Summer Demand (kW)
[8 empty] | Codes & Standards Forecast | Avg. Replacement Winter Demand (kW)
[8 empty] | Codes & Standards Forecast | Units
[8 empty] | Codes & Standards Forecast | Usage (GWh)
[8 empty] | Codes & Standards Forecast | Summer Peak Demand (MW)
[8 empty] | Codes & Standards Forecast | Winter Peak Demand (MW)
[8 empty] | Codes & Standards Forecast | Turnover
[8 empty] | Codes & Standards Forecast | Avg. Replacement Usage (kWh)
[8 empty] | Codes & Standards Forecast | Avg. Replacement Summer Demand (kW)
[8 empty] | Codes & Standards Forecast | Avg. Replacement Winter Demand (kW)
[8 empty] | Codes & Standards Forecast | Units
[8 empty] | Codes & Standards Forecast | Usage (GWh)
[8 empty] | Codes & Standards Forecast | Summer Peak Demand (MW)
[8 empty] | Codes & Standards Forecast | Winter Peak Demand (MW)
[8 empty] | Codes & Standards Forecast | Turnover
[8 empty] | Codes & Standards Forecast | Avg. Replacement Usage (kWh)
[8 empty] | Codes & Standards Forecast | Avg. Replacement Summer Demand (kW)
[8 empty] | Codes & Standards Forecast | Avg. Replacement Winter Demand (kW)
[8 empty] | Codes & Standards Forecast | Units
[8 empty] | Codes & Standards Forecast | Usage (GWh)
[8 empty] | Codes & Standards Forecast | Summer Peak Demand (MW)
[8 empty] | Codes & Standards Forecast | Winter Peak Demand (MW)
[8 empty] | Codes & Standards Forecast | Turnover
[8 empty] | Codes & Standards Forecast | Avg. Replacement Usage (kWh)
[8 empty] | Codes & Standards Forecast | Avg. Replacement Summer Demand (kW)
[8 empty] | Codes & Standards Forecast | Avg. Replacement Winter Demand (kW)
[8 empty] | Codes & Standards Forecast | Units
[8 empty] | Codes & Standards Forecast | Usage (GWh)
[8 empty] | Codes & Standards Forecast | Summer Peak Demand (MW)
[8 empty] | Codes & Standards Forecast | Winter Peak Demand (MW)
[8 empty] | Codes & Standards Forecast | Turnover
[8 empty] | Codes & Standards Forecast | Avg. Replacement Usage (kWh)
[8 empty] | Codes & Standards Forecast | Avg. Replacement Summer Demand (kW)
[8 empty] | Codes & Standards Forecast | Avg. Replacement Winter Demand (kW)
[8 empty] | Codes & Standards Forecast | Units
[8 empty] | Codes & Standards Forecast | Usage (GWh)
[8 empty] | Codes & Standards Forecast | Summer Peak Demand (MW)
[8 empty] | Codes & Standards Forecast | Winter Peak Demand (MW)
[8 empty] | Codes & Standards Forecast | Turnover
[8 empty] | Codes & Standards Forecast | Avg. Replacement Usage (kWh)
[8 empty] | Codes & Standards Forecast | Avg. Replacement Summer Demand (kW)
[8 empty] | Codes & Standards Forecast | Avg. Replacement Winter Demand (kW)
[8 empty] | Codes & Standards Forecast | Units
[8 empty] | Codes & Standards Forecast | Usage (GWh)
[8 empty] | Codes & Standards Forecast | Summer Peak Demand (MW)
[8 empty] | Codes & Standards Forecast | Winter Peak Demand (MW)
[8 empty] | Codes & Standards Forecast | Turnover
[8 empty] | Codes & Standards Forecast | Avg. Replacement Usage (kWh)
[8 empty] | Codes & Standards Forecast | Avg. Replacement Summer Demand (kW)
[8 empty] | Codes & Standards Forecast | Avg. Replacement Winter Demand (kW)
[8 empty] | Codes & Standards Forecast | Units
[8 empty] | Codes & Standards Forecast | Usage (GWh)
[8 empty] | Codes & Standards Forecast | Summer Peak Demand (MW)
[8 empty] | Codes & Standards Forecast | Winter Peak Demand (MW)
[8 empty] | Codes & Standards Forecast | Turnover
[8 empty] | Codes & Standards Forecast | Avg. Replacement Usage (kWh)
[8 empty] | Codes & Standards Forecast | Avg. Replacement Summer Demand (kW)
[8 empty] | Codes & Standards Forecast | Avg. Replacement Winter Demand (kW)
[8 empty] | Codes & Standards Forecast | Units
[8 empty] | Codes & Standards Forecast | Usage (GWh)
[8 empty] | Codes & Standards Forecast | Summer Peak Demand (MW)
[8 empty] | Codes & Standards Forecast | Winter Peak Demand (MW)
[8 empty] | Codes & Standards Forecast | Turnover
[8 empty] | Codes & Standards Forecast | Avg. Replacement Usage (kWh)
[8 empty] | Codes & Standards Forecast | Avg. Replacement Summer Demand (kW)
[8 empty] | Codes & Standards Forecast | Avg. Replacement Winter Demand (kW)
[8 empty] | Codes & Standards Forecast | Units
[8 empty] | Codes & Standards Forecast | Usage (GWh)
[8 empty] | Codes & Standards Forecast | Summer Peak Demand (MW)
[8 empty] | Codes & Standards Forecast | Winter Peak Demand (MW)
[8 empty] | Codes & Standards Forecast | Turnover
[8 empty] | Codes & Standards Forecast | Avg. Replacement Usage (kWh)
[8 empty] | Codes & Standards Forecast | Avg. Replacement Summer Demand (kW)
[8 empty] | Codes & Standards Forecast | Avg. Replacement Winter Demand (kW)
[8 empty] | Codes & Standards Forecast | Units
[8 empty] | Codes & Standards Forecast | Usage (GWh)
[8 empty] | Codes & Standards Forecast | Summer Peak Demand (MW)
[8 empty] | Codes & Standards Forecast | Winter Peak Demand (MW)
[8 empty] | Codes & Standards Forecast | Turnover
[8 empty] | Codes & Standards Forecast | Avg. Replacement Usage (kWh)
[8 empty] | Codes & Standards Forecast | Avg. Replacement Summer Demand (kW)
[8 empty] | Codes & Standards Forecast | Avg. Replacement Winter Demand (kW)
[8 empty] | Codes & Standards Forecast | Units
[8 empty] | Codes & Standards Forecast | Usage (GWh)
[8 empty] | Codes & Standards Forecast | Summer Peak Demand (MW)
[8 empty] | Codes & Standards Forecast | Winter Peak Demand (MW)
[8 empty] | Codes & Standards Forecast | Turnover
[8 empty] | Codes & Standards Forecast | Avg. Replacement Usage (kWh)
[8 empty] | Codes & Standards Forecast | Avg. Replacement Summer Demand (kW)
[8 empty] | Codes & Standards Forecast | Avg. Replacement Winter Demand (kW)
[8 empty] | Codes & Standards Forecast | Units
[8 empty] | Codes & Standards Forecast | Usage (GWh)
[8 empty] | Codes & Standards Forecast | Summer Peak Demand (MW)
[8 empty] | Codes & Standards Forecast | Winter Peak Demand (MW)
[8 empty] | Codes & Standards Forecast | Turnover
[8 empty] | Codes & Standards Forecast | Avg. Replacement Usage (kWh)
[8 empty] | Codes & Standards Forecast | Avg. Replacement Summer Demand (kW)
[8 empty] | Codes & Standards Forecast | Avg. Replacement Winter Demand (kW)
[8 empty] | Codes & Standards Forecast | Units
[8 empty] | Codes & Standards Forecast | Usage (GWh)
[8 empty] | Codes & Standards Forecast | Summer Peak Demand (MW)
[8 empty] | Codes & Standards Forecast | Winter Peak Demand (MW)
[8 empty] | Codes & Standards Forecast | Turnover
[8 empty] | Codes & Standards Forecast | Avg. Replacement Usage (kWh)
[8 empty] | Codes & Standards Forecast | Avg. Replacement Summer Demand (kW)
[8 empty] | Codes & Standards Forecast | Avg. Replacement Winter Demand (kW)
[8 empty] | Codes & Standards Forecast | Units
[8 empty] | Codes & Standards Forecast | Usage (GWh)
[8 empty] | Codes & Standards Forecast | Summer Peak Demand (MW)
[8 empty] | Codes & Standards Forecast | Winter Peak Demand (MW)
[8 empty] | Codes & Standards Forecast | Turnover
[8 empty] | Codes & Standards Forecast | Avg. Replacement Usage (kWh)
[8 empty] | Codes & Standards Forecast | Avg. Replacement Summer Demand (kW)
[8 empty] | Codes & Standards Forecast | Avg. Replacement Winter Demand (kW)
[8 empty] | Codes & Standards Forecast | Units
[8 empty] | Codes & Standards Forecast | Usage (GWh)
[8 empty] | Codes & Standards Forecast | Summer Peak Demand (MW)
[8 empty] | Codes & Standards Forecast | Winter Peak Demand (MW)
[8 empty] | Codes & Standards Forecast | Turnover
[8 empty] | Codes & Standards Forecast | Avg. Replacement Usage (kWh)
[8 empty] | Codes & Standards Forecast | Avg. Replacement Summer Demand (kW)
[8 empty] | Codes & Standards Forecast | Avg. Replacement Winter Demand (kW)
[8 empty] | Codes & Standards Forecast | Units
[8 empty] | Codes & Standards Forecast | Usage (GWh)
[8 empty] | Codes & Standards Forecast | Summer Peak Demand (MW)
[8 empty] | Codes & Standards Forecast | Winter Peak Demand (MW)
[8 empty] | Codes & Standards Forecast | Turnover
[8 empty] | Codes & Standards Forecast | Avg. Replacement Usage (kWh)
[8 empty] | Codes & Standards Forecast | Avg. Replacement Summer Demand (kW)
[8 empty] | Codes & Standards Forecast | Avg. Replacement Winter Demand (kW)
[8 empty] | Codes & Standards Forecast | Units
[8 empty] | Codes & Standards Forecast | Usage (GWh)
[8 empty] | Codes & Standards Forecast | Summer Peak Demand (MW)
[8 empty] | Codes & Standards Forecast | Winter Peak Demand (MW)
[8 empty] | Codes & Standards Forecast | Turnover
[8 empty] | Codes & Standards Forecast | Avg. Replacement Usage (kWh)
[8 empty] | Codes & Standards Forecast | Avg. Replacement Summer Demand (kW)
[8 empty] | Codes & Standards Forecast | Avg. Replacement Winter Demand (kW)
[8 empty] | Codes & Standards Forecast | Units
[8 empty] | Codes & Standards Forecast | Usage (GWh)
[8 empty] | Codes & Standards Forecast | Summer Peak Demand (MW)
[8 empty] | Codes & Standards Forecast | Winter Peak Demand (MW)
[8 empty] | Codes & Standards Forecast | Turnover
[8 empty] | Codes & Standards Forecast | Avg. Replacement Usage (kWh)
[8 empty] | Codes & Standards Forecast | Avg. Replacement Summer Demand (kW)
[8 empty] | Codes & Standards Forecast | Avg. Replacement Winter Demand (kW)
[8 empty] | Codes & Standards Forecast | Units
[8 empty] | Codes & Standards Forecast | Usage (GWh)
[8 empty] | Codes & Standards Forecast | Summer Peak Demand (MW)
[8 empty] | Codes & Standards Forecast | Winter Peak Demand (MW)
[8 empty] | Codes & Standards Forecast | Turnover
[8 empty] | Codes & Standards Forecast | Avg. Replacement Usage (kWh)
[8 empty] | Codes & Standards Forecast | Avg. Replacement Summer Demand (kW)
[8 empty] | Codes & Standards Forecast | Avg. Replacement Winter Demand (kW)
[8 empty] | Codes & Standards Forecast | Units
[8 empty] | Codes & Standards Forecast | Usage (GWh)
[8 empty] | Codes & Standards Forecast | Summer Peak Demand (MW)
[8 empty] | Codes & Standards Forecast | Winter Peak Demand (MW)
[8 empty] | Codes & Standards Forecast | Turnover
[8 empty] | Codes & Standards Forecast | Avg. Replacement Usage (kWh)
[8 empty] | Codes & Standards Forecast | Avg. Replacement Summer Demand (kW)
[8 empty] | Codes & Standards Forecast | Avg. Replacement Winter Demand (kW)
[8 empty] | Codes & Standards Forecast | Units
[8 empty] | Codes & Standards Forecast | Usage (GWh)
[8 empty] | Codes & Standards Forecast | Summer Peak Demand (MW)
[8 empty] | Codes & Standards Forecast | Winter Peak Demand (MW)
[8 empty] | Codes & Standards Forecast | Turnover
[8 empty] | Codes & Standards Forecast | Avg. Replacement Usage (kWh)
[8 empty] | Codes & Standards Forecast | Avg. Replacement Summer Demand (kW)
[8 empty] | Codes & Standards Forecast | Avg. Replacement Winter Demand (kW)
[8 empty] | Codes & Standards Forecast | Units
[8 empty] | Codes & Standards Forecast | Usage (GWh)
[8 empty] | Codes & Standards Forecast | Summer Peak Demand (MW)
[8 empty] | Codes & Standards Forecast | Winter Peak Demand (MW)
[8 empty] | Codes & Standards Forecast | Turnover
[8 empty] | Codes & Standards Forecast | Avg. Replacement Usage (kWh)
[8 empty] | Codes & Standards Forecast | Avg. Replacement Summer Demand (kW)
[8 empty] | Codes & Standards Forecast | Avg. Replacement Winter Demand (kW)
[8 empty] | Codes & Standards Forecast | Units
[8 empty] | Codes & Standards Forecast | Usage (GWh)
[8 empty] | Codes & Standards Forecast | Summer Peak Demand (MW)
[8 empty] | Codes & Standards Forecast | Winter Peak Demand (MW)
[8 empty] | Codes & Standards Forecast | Turnover
[8 empty] | Codes & Standards Forecast | Avg. Replacement Usage (kWh)
[8 empty] | Codes & Standards Forecast | Avg. Replacement Summer Demand (kW)
[8 empty] | Codes & Standards Forecast | Avg. Replacement Winter Demand (kW)
[8 empty] | Codes & Standards Forecast | Units
[8 empty] | Codes & Standards Forecast | Usage (GWh)
[8 empty] | Codes & Standards Forecast | Summer Peak Demand (MW)
[8 empty] | Codes & Standards Forecast | Winter Peak Demand (MW)
[8 empty] | Codes & Standards Forecast | Turnover
[8 empty] | Codes & Standards Forecast | Avg. Replacement Usage (kWh)
[8 empty] | Codes & Standards Forecast | Avg. Replacement Summer Demand (kW)
[8 empty] | Codes & Standards Forecast | Avg. Replacement Winter Demand (kW)
[8 empty] | Codes & Standards Forecast | Units
[8 empty] | Codes & Standards Forecast | Usage (GWh)
[8 empty] | Codes & Standards Forecast | Summer Peak Demand (MW)
[8 empty] | Codes & Standards Forecast | Winter Peak Demand (MW)
[8 empty] | Codes & Standards Forecast | Turnover
[8 empty] | Codes & Standards Forecast | Avg. Replacement Usage (kWh)
[8 empty] | Codes & Standards Forecast | Avg. Replacement Summer Demand (kW)
[8 empty] | Codes & Standards Forecast | Avg. Replacement Winter Demand (kW)
[8 empty] | Codes & Standards Forecast | Units
[8 empty] | Codes & Standards Forecast | Usage (GWh)
[8 empty] | Codes & Standards Forecast | Summer Peak Demand (MW)
[8 empty] | Codes & Standards Forecast | Winter Peak Demand (MW)
[8 empty] | Codes & Standards Forecast | Turnover
[8 empty] | Codes & Standards Forecast | Avg. Replacement Usage (kWh)
[8 empty] | Codes & Standards Forecast | Avg. Replacement Summer Demand (kW)
[8 empty] | Codes & Standards Forecast | Avg. Replacement Winter Demand (kW)
[8 empty] | Codes & Standards Forecast | Units
[8 empty] | Codes & Standards Forecast | Usage (GWh)
[8 empty] | Codes & Standards Forecast | Summer Peak Demand (MW)
[8 empty] | Codes & Standards Forecast | Winter Peak Demand (MW)
[8 empty] | Codes & Standards Forecast | Turnover
[8 empty] | Codes & Standards Forecast | Avg. Replacement Usage (kWh)
[8 empty] | Codes & Standards Forecast | Avg. Replacement Summer Demand (kW)
[8 empty] | Codes & Standards Forecast | Avg. Replacement Winter Demand (kW)
[8 empty] | Codes & Standards Forecast | Units
[8 empty] | Codes & Standards Forecast | Usage (GWh)
[8 empty] | Codes & Standards Forecast | Summer Peak Demand (MW)
[8 empty] | Codes & Standards Forecast | Winter Peak Demand (MW)
[8 empty] | Codes & Standards Forecast | Turnover
[8 empty] | Codes & Standards Forecast | Avg. Replacement Usage (kWh)
[8 empty] | Codes & Standards Forecast | Avg. Replacement Summer Demand (kW)
[8 empty] | Codes & Standards Forecast | Avg. Replacement Winter Demand (kW)
[8 empty] | Codes & Standards Forecast | Units
[8 empty] | Codes & Standards Forecast | Usage (GWh)
[8 empty] | Codes & Standards Forecast | Summer Peak Demand (MW)
[8 empty] | Codes & Standards Forecast | Winter Peak Demand (MW)
[8 empty] | Codes & Standards Forecast | Turnover
[8 empty] | Codes & Standards Forecast | Avg. Replacement Usage (kWh)
[8 empty] | Codes & Standards Forecast | Avg. Replacement Summer Demand (kW)
[8 empty] | Codes & Standards Forecast | Avg. Replacement Winter Demand (kW)
[8 empty] | Codes & Standards Forecast | Units
[8 empty] | Codes & Standards Forecast | Usage (GWh)
[8 empty] | Codes & Standards Forecast | Summer Peak Demand (MW)
[8 empty] | Codes & Standards Forecast | Winter Peak Demand (MW)
[8 empty] | Codes & Standards Forecast | Turnover
[8 empty] | Codes & Standards Forecast | Avg. Replacement Usage (kWh)
[8 empty] | Codes & Standards Forecast | Avg. Replacement Summer Demand (kW)
[8 empty] | Codes & Standards Forecast | Avg. Replacement Winter Demand (kW)
[8 empty] | Codes & Standards Forecast | Units
[8 empty] | Codes & Standards Forecast | Usage (GWh)
[8 empty] | Codes & Standards Forecast | Summer Peak Demand (MW)
[8 empty] | Codes & Standards Forecast | Winter Peak Demand (MW)
[8 empty] | Codes & Standards Forecast | Turnover
[8 empty] | Codes & Standards Forecast | Avg. Replacement Usage (kWh)
[8 empty] | Codes & Standards Forecast | Avg. Replacement Summer Demand (kW)
[8 empty] | Codes & Standards Forecast | Avg. Replacement Winter Demand (kW)
[8 empty] | Codes & Standards Forecast | Units
[8 empty] | Codes & Standards Forecast | Usage (GWh)
[8 empty] | Codes & Standards Forecast | Summer Peak Demand (MW)
[8 empty] | Codes & Standards Forecast | Winter Peak Demand (MW)
[8 empty] | Codes & Standards Forecast | Turnover
[8 empty] | Codes & Standards Forecast | Avg. Replacement Usage (kWh)
[8 empty] | Codes & Standards Forecast | Avg. Replacement Summer Demand (kW)
[8 empty] | Codes & Standards Forecast | Avg. Replacement Winter Demand (kW)
[8 empty] | Codes & Standards Forecast | Units
[8 empty] | Codes & Standards Forecast | Usage (GWh)
[8 empty] | Codes & Standards Forecast | Summer Peak Demand (MW)
[8 empty] | Codes & Standards Forecast | Winter Peak Demand (MW)
[8 empty] | Codes & Standards Forecast | Turnover
[8 empty] | Codes & Standards Forecast | Avg. Replacement Usage (kWh)
[8 empty] | Codes & Standards Forecast | Avg. Replacement Summer Demand (kW)
[8 empty] | Codes & Standards Forecast | Avg. Replacement Winter Demand (kW)
[8 empty] | Codes & Standards Forecast | Units
[8 empty] | Codes & Standards Forecast | Usage (GWh)
[8 empty] | Codes & Standards Forecast | Summer Peak Demand (MW)
[8 empty] | Codes & Standards Forecast | Winter Peak Demand (MW)
[8 empty] | Codes & Standards Forecast | Turnover
[8 empty] | Codes & Standards Forecast | Avg. Replacement Usage (kWh)
[8 empty] | Codes & Standards Forecast | Avg. Replacement Summer Demand (kW)
[8 empty] | Codes & Standards Forecast | Avg. Replacement Winter Demand (kW)
[8 empty] | Codes & Standards Forecast | Units
[8 empty] | Codes & Standards Forecast | Usage (GWh)
[8 empty] | Codes & Standards Forecast | Summer Peak Demand (MW)
[8 empty] | Codes & Standards Forecast | Winter Peak Demand (MW)
[8 empty] | Codes & Standards Forecast | Turnover
[8 empty] | Codes & Standards Forecast | Avg. Replacement Usage (kWh)
[8 empty] | Codes & Standards Forecast | Avg. Replacement Summer Demand (kW)
[8 empty] | Codes & Standards Forecast | Avg. Replacement Winter Demand (kW)
[8 empty] | Codes & Standards Forecast | Units
[8 empty] | Codes & Standards Forecast | Usage (GWh)
[8 empty] | Codes & Standards Forecast | Summer Peak Demand (MW)
[8 empty] | Codes & Standards Forecast | Winter Peak Demand (MW)
[8 empty] | Codes & Standards Forecast | Turnover
[8 empty] | Codes & Standards Forecast | Avg. Replacement Usage (kWh)
[8 empty] | Codes & Standards Forecast | Avg. Replacement Summer Demand (kW)
[8 empty] | Codes & Standards Forecast | Avg. Replacement Winter Demand (kW)
[8 empty] | Codes & Standards Forecast | Units
[8 empty] | Codes & Standards Forecast | Usage (GWh)
[8 empty] | Codes & Standards Forecast | Summer Peak Demand (MW)
[8 empty] | Codes & Standards Forecast | Winter Peak Demand (MW)
[8 empty] | Codes & Standards Forecast | Turnover
[8 empty] | Codes & Standards Forecast | Avg. Replacement Usage (kWh)
[8 empty] | Codes & Standards Forecast | Avg. Replacement Summer Demand (kW)
[8 empty] | Codes & Standards Forecast | Avg. Replacement Winter Demand (kW)
[8 empty] | Codes & Standards Forecast | Units
[8 empty] | Codes & Standards Forecast | Usage (GWh)
[8 empty] | Codes & Standards Forecast | Summer Peak Demand (MW)
[8 empty] | Codes & Standards Forecast | Winter Peak Demand (MW)
[8 empty] | Codes & Standards Forecast | Turnover
[8 empty] | Codes & Standards Forecast | Avg. Replacement Usage (kWh)
[8 empty] | Codes & Standards Forecast | Avg. Replacement Summer Demand (kW)
[8 empty] | Codes & Standards Forecast | Avg. Replacement Winter Demand (kW)
[8 empty] | Codes & Standards Forecast | Units
[8 empty] | Codes & Standards Forecast | Usage (GWh)
[8 empty] | Codes & Standards Forecast | Summer Peak Demand (MW)
[8 empty] | Codes & Standards Forecast | Winter Peak Demand (MW)
[8 empty] | Codes & Standards Forecast | Turnover
[8 empty] | Codes & Standards Forecast | Avg. Replacement Usage (kWh)
[8 empty] | Codes & Standards Forecast | Avg. Replacement Summer Demand (kW)
[8 empty] | Codes & Standards Forecast | Avg. Replacement Winter Demand (kW)
[8 empty] | Codes & Standards Forecast | Units
[8 empty] | Codes & Standards Forecast | Usage (GWh)
[8 empty] | Codes & Standards Forecast | Summer Peak Demand (MW)
[8 empty] | Codes & Standards Forecast | Winter Peak Demand (MW)
[8 empty] | Codes & Standards Forecast | Turnover
[8 empty] | Codes & Standards Forecast | Avg. Replacement Usage (kWh)
[8 empty] | Codes & Standards Forecast | Avg. Replacement Summer Demand (kW)
[8 empty] | Codes & Standards Forecast | Avg. Replacement Winter Demand (kW)
[8 empty] | Codes & Standards Forecast | Units
[8 empty] | Codes & Standards Forecast | Usage (GWh)
[8 empty] | Codes & Standards Forecast | Summer Peak Demand (MW)
[8 empty] | Codes & Standards Forecast | Winter Peak Demand (MW)
[8 empty] | Codes & Standards Forecast | Turnover
[8 empty] | Codes & Standards Forecast | Avg. Replacement Usage (kWh)
[8 empty] | Codes & Standards Forecast | Avg. Replacement Summer Demand (kW)
[8 empty] | Codes & Standards Forecast | Avg. Replacement Winter Demand (kW)
[8 empty] | Codes & Standards Forecast | Units
[8 empty] | Codes & Standards Forecast | Usage (GWh)
[8 empty] | Codes & Standards Forecast | Summer Peak Demand (MW)
[8 empty] | Codes & Standards Forecast | Winter Peak Demand (MW)
[8 empty] | Codes & Standards Forecast | Turnover
[8 empty] | Codes & Standards Forecast | Avg. Replacement Usage (kWh)
[8 empty] | Codes & Standards Forecast | Avg. Replacement Summer Demand (kW)
[8 empty] | Codes & Standards Forecast | Avg. Replacement Winter Demand (kW)
[8 empty] | Codes & Standards Forecast | Units
[8 empty] | Codes & Standards Forecast | Usage (GWh)
[8 empty] | Codes & Standards Forecast | Summer Peak Demand (MW)
[8 empty] | Codes & Standards Forecast | Winter Peak Demand (MW)
[8 empty] | Codes & Standards Forecast | Turnover
[8 empty] | Codes & Standards Forecast | Avg. Replacement Usage (kWh)
[8 empty] | Codes & Standards Forecast | Avg. Replacement Summer Demand (kW)
[8 empty] | Codes & Standards Forecast | Avg. Replacement Winter Demand (kW)
[8 empty] | Codes & Standards Forecast | Units
[8 empty] | Codes & Standards Forecast | Usage (GWh)
[8 empty] | Codes & Standards Forecast | Summer Peak Demand (MW)
[8 empty] | Codes & Standards Forecast | Winter Peak Demand (MW)
[8 empty] | Codes & Standards Forecast | Turnover
[8 empty] | Codes & Standards Forecast | Avg. Replacement Usage (kWh)
[8 empty] | Codes & Standards Forecast | Avg. Replacement Summer Demand (kW)
[8 empty] | Codes & Standards Forecast | Avg. Replacement Winter Demand (kW)
[8 empty] | Codes & Standards Forecast | Units
[8 empty] | Codes & Standards Forecast | Usage (GWh)
[8 empty] | Codes & Standards Forecast | Summer Peak Demand (MW)
[8 empty] | Codes & Standards Forecast | Winter Peak Demand (MW)
[8 empty] | Codes & Standards Forecast | Turnover
[8 empty] | Codes & Standards Forecast | Avg. Replacement Usage (kWh)
[8 empty] | Codes & Standards Forecast | Avg. Replacement Summer Demand (kW)
[8 empty] | Codes & Standards Forecast | Avg. Replacement Winter Demand (kW)
[8 empty] | Codes & Standards Forecast | Units
[8 empty] | Codes & Standards Forecast | Usage (GWh)
[8 empty] | Codes & Standards Forecast | Summer Peak Demand (MW)
[8 empty] | Codes & Standards Forecast | Winter Peak Demand (MW)
[8 empty] | Codes & Standards Forecast | Turnover
[8 empty] | Codes & Standards Forecast | Avg. Replacement Usage (kWh)
[8 empty] | Codes & Standards Forecast | Avg. Replacement Summer Demand (kW)
[8 empty] | Codes & Standards Forecast | Avg. Replacement Winter Demand (kW)
[8 empty] | Codes & Standards Forecast | Units
[8 empty] | Codes & Standards Forecast | Usage (GWh)
[8 empty] | Codes & Standards Forecast | Summer Peak Demand (MW)
[8 empty] | Codes & Standards Forecast | Winter Peak Demand (MW)
[8 empty] | Codes & Standards Forecast | Turnover
[8 empty] | Codes & Standards Forecast | Avg. Replacement Usage (kWh)
[8 empty] | Codes & Standards Forecast | Avg. Replacement Summer Demand (kW)
[8 empty] | Codes & Standards Forecast | Avg. Replacement Winter Demand (kW)
[8 empty] | Codes & Standards Forecast | Units
[8 empty] | Codes & Standards Forecast | Usage (GWh)
[8 empty] | Codes & Standards Forecast | Summer Peak Demand (MW)
[8 empty] | Codes & Standards Forecast | Winter Peak Demand (MW)
[8 empty] | Codes & Standards Forecast | Turnover
[8 empty] | Codes & Standards Forecast | Avg. Replacement Usage (kWh)
[8 empty] | Codes & Standards Forecast | Avg. Replacement Summer Demand (kW)
[8 empty] | Codes & Standards Forecast | Avg. Replacement Winter Demand (kW)
[8 empty] | Codes & Standards Forecast | Units
[8 empty] | Codes & Standards Forecast | Usage (GWh)
[8 empty] | Codes & Standards Forecast | Summer Peak Demand (MW)
[8 empty] | Codes & Standards Forecast | Winter Peak Demand (MW)
[8 empty] | Codes & Standards Forecast | Turnover
[8 empty] | Codes & Standards Forecast | Avg. Replacement Usage (kWh)
[8 empty] | Codes & Standards Forecast | Avg. Replacement Summer Demand (kW)
[8 empty] | Codes & Standards Forecast | Avg. Replacement Winter Demand (kW)
[8 empty] | Codes & Standards Forecast | Units
[8 empty] | Codes & Standards Forecast | Usage (GWh)
[8 empty] | Codes & Standards Forecast | Summer Peak Demand (MW)
[8 empty] | Codes & Standards Forecast | Winter Peak Demand (MW)
[8 empty] | Codes & Standards Forecast | Turnover
[8 empty] | Codes & Standards Forecast | Avg. Replacement Usage (kWh)
[8 empty] | Codes & Standards Forecast | Avg. Replacement Summer Demand (kW)
[8 empty] | Codes & Standards Forecast | Avg. Replacement Winter Demand (kW)
[8 empty] | Codes & Standards Forecast | Units
[8 empty] | Codes & Standards Forecast | Usage (GWh)
[8 empty] | Codes & Standards Forecast | Summer Peak Demand (MW)
[8 empty] | Codes & Standards Forecast | Winter Peak Demand (MW)
[8 empty] | Codes & Standards Forecast | Turnover
[8 empty] | Codes & Standards Forecast | Avg. Replacement Usage (kWh)
[8 empty] | Codes & Standards Forecast | Avg. Replacement Summer Demand (kW)
[8 empty] | Codes & Standards Forecast | Avg. Replacement Winter Demand (kW)
[8 empty] | Codes & Standards Forecast | Units
[8 empty] | Codes & Standards Forecast | Usage (GWh)
[8 empty] | Codes & Standards Forecast | Summer Peak Demand (MW)
[8 empty] | Codes & Standards Forecast | Winter Peak Demand (MW)
[8 empty] | Codes & Standards Forecast | Turnover
[8 empty] | Codes & Standards Forecast | Avg. Replacement Usage (kWh)
[8 empty] | Codes & Standards Forecast | Avg. Replacement Summer Demand (kW)
[8 empty] | Codes & Standards Forecast | Avg. Replacement Winter Demand (kW)
[8 empty] | Codes & Standards Forecast | Units
[8 empty] | Codes & Standards Forecast | Usage (GWh)
[8 empty] | Codes & Standards Forecast | Summer Peak Demand (MW)
[8 empty] | Codes & Standards Forecast | Winter Peak Demand (MW)
[8 empty] | Codes & Standards Forecast | Turnover
[8 empty] | Codes & Standards Forecast | Avg. Replacement Usage (kWh)
[8 empty] | Codes & Standards Forecast | Avg. Replacement Summer Demand (kW)
[8 empty] | Codes & Standards Forecast | Avg. Replacement Winter Demand (kW)
[8 empty] | Codes & Standards Forecast | Units
[8 empty] | Codes & Standards Forecast | Usage (GWh)
[8 empty] | Codes & Standards Forecast | Summer Peak Demand (MW)
[8 empty] | Codes & Standards Forecast | Winter Peak Demand (MW)
[8 empty] | Codes & Standards Forecast | Turnover
[8 empty] | Codes & Standards Forecast | Avg. Replacement Usage (kWh)
[8 empty] | Codes & Standards Forecast | Avg. Replacement Summer Demand (kW)
[8 empty] | Codes & Standards Forecast | Avg. Replacement Winter Demand (kW)
[8 empty] | Codes & Standards Forecast | Units
[8 empty] | Codes & Standards Forecast | Usage (GWh)
[8 empty] | Codes & Standards Forecast | Summer Peak Demand (MW)
[8 empty] | Codes & Standards Forecast | Winter Peak Demand (MW)
[8 empty] | Codes & Standards Forecast | Turnover
[8 empty] | Codes & Standards Forecast | Avg. Replacement Usage (kWh)
[8 empty] | Codes & Standards Forecast | Avg. Replacement Summer Demand (kW)
[8 empty] | Codes & Standards Forecast | Avg. Replacement Winter Demand (kW)
[8 empty] | Codes & Standards Forecast | Units
[8 empty] | Codes & Standards Forecast | Usage (GWh)
[8 empty] | Codes & Standards Forecast | Summer Peak Demand (MW)
[8 empty] | Codes & Standards Forecast | Winter Peak Demand (MW)
[8 empty] | Codes & Standards Forecast | Turnover
[8 empty] | Codes & Standards Forecast | Avg. Replacement Usage (kWh)
[8 empty] | Codes & Standards Forecast | Avg. Replacement Summer Demand (kW)
[8 empty] | Codes & Standards Forecast | Avg. Replacement Winter Demand (kW)
[8 empty] | Codes & Standards Forecast | Units
[8 empty] | Codes & Standards Forecast | Usage (GWh)
[8 empty] | Codes & Standards Forecast | Summer Peak Demand (MW)
[8 empty] | Codes & Standards Forecast | Winter Peak Demand (MW)
[8 empty] | Codes & Standards Forecast | Turnover
[8 empty] | Codes & Standards Forecast | Avg. Replacement Usage (kWh)
[8 empty] | Codes & Standards Forecast | Avg. Replacement Summer Demand (kW)
[8 empty] | Codes & Standards Forecast | Avg. Replacement Winter Demand (kW)
[8 empty] | Codes & Standards Forecast | Units
[8 empty] | Codes & Standards Forecast | Usage (GWh)
[8 empty] | Codes & Standards Forecast | Summer Peak Demand (MW)
[8 empty] | Codes & Standards Forecast | Winter Peak Demand (MW)
[8 empty] | Codes & Standards Forecast | Turnover
[8 empty] | Codes & Standards Forecast | Avg. Replacement Usage (kWh)
[8 empty] | Codes & Standards Forecast | Avg. Replacement Summer Demand (kW)
[8 empty] | Codes & Standards Forecast | Avg. Replacement Winter Demand (kW)
[8 empty] | Codes & Standards Forecast | Units
[8 empty] | Codes & Standards Forecast | Usage (GWh)
[8 empty] | Codes & Standards Forecast | Summer Peak Demand (MW)
[8 empty] | Codes & Standards Forecast | Winter Peak Demand (MW)
[8 empty] | Codes & Standards Forecast | Turnover
[8 empty] | Codes & Standards Forecast | Avg. Replacement Usage (kWh)
[8 empty] | Codes & Standards Forecast | Avg. Replacement Summer Demand (kW)
[8 empty] | Codes & Standards Forecast | Avg. Replacement Winter Demand (kW)
[8 empty] | Codes & Standards Forecast | Units
[8 empty] | Codes & Standards Forecast | Usage (GWh)
[8 empty] | Codes & Standards Forecast | Summer Peak Demand (MW)
[8 empty] | Codes & Standards Forecast | Winter Peak Demand (MW)
[8 empty] | Codes & Standards Forecast | Turnover
[8 empty] | Codes & Standards Forecast | Avg. Replacement Usage (kWh)
[8 empty] | Codes & Standards Forecast | Avg. Replacement Summer Demand (kW)
[8 empty] | Codes & Standards Forecast | Avg. Replacement Winter Demand (kW)
[8 empty] | Codes & Standards Forecast | Units
[8 empty] | Codes & Standards Forecast | Usage (GWh)
[8 empty] | Codes & Standards Forecast | Summer Peak Demand (MW)
[8 empty] | Codes & Standards Forecast | Winter Peak Demand (MW)
[8 empty] | Codes & Standards Forecast | Turnover
[8 empty] | Codes & Standards Forecast | Avg. Replacement Usage (kWh)
[8 empty] | Codes & Standards Forecast | Avg. Replacement Summer Demand (kW)
[8 empty] | Codes & Standards Forecast | Avg. Replacement Winter Demand (kW)
[8 empty] | Codes & Standards Forecast | Units
[8 empty] | Codes & Standards Forecast | Usage (GWh)
[8 empty] | Codes & Standards Forecast | Summer Peak Demand (MW)
[8 empty] | Codes & Standards Forecast | Winter Peak Demand (MW)
[8 empty] | Codes & Standards Forecast | Turnover
[8 empty] | Codes & Standards Forecast | Avg. Replacement Usage (kWh)
[8 empty] | Codes & Standards Forecast | Avg. Replacement Summer Demand (kW)
[8 empty] | Codes & Standards Forecast | Avg. Replacement Winter Demand (kW)
[8 empty] | Codes & Standards Forecast | Units
[8 empty] | Codes & Standards Forecast | Usage (GWh)
[8 empty] | Codes & Standards Forecast | Summer Peak Demand (MW)
[8 empty] | Codes & Standards Forecast | Winter Peak Demand (MW)
[8 empty] | Codes & Standards Forecast | Turnover
[8 empty] | Codes & Standards Forecast | Avg. Replacement Usage (kWh)
[8 empty] | Codes & Standards Forecast | Avg. Replacement Summer Demand (kW)
[8 empty] | Codes & Standards Forecast | Avg. Replacement Winter Demand (kW)
[8 empty] | Codes & Standards Forecast | Units
[8 empty] | Codes & Standards Forecast | Usage (GWh)
[8 empty] | Codes & Standards Forecast | Summer Peak Demand (MW)
[8 empty] | Codes & Standards Forecast | Winter Peak Demand (MW)
[8 empty] | Codes & Standards Forecast | Turnover
[8 empty] | Codes & Standards Forecast | Avg. Replacement Usage (kWh)
[8 empty] | Codes & Standards Forecast | Avg. Replacement Summer Demand (kW)
[8 empty] | Codes & Standards Forecast | Avg. Replacement Winter Demand (kW)
[8 empty] | Codes & Standards Forecast | Units
[8 empty] | Codes & Standards Forecast | Usage (GWh)
[8 empty] | Codes & Standards Forecast | Summer Peak Demand (MW)
[8 empty] | Codes & Standards Forecast | Winter Peak Demand (MW)
[8 empty] | Codes & Standards Forecast | Turnover
[8 empty] | Codes & Standards Forecast | Avg. Replacement Usage (kWh)
[8 empty] | Codes & Standards Forecast | Avg. Replacement Summer Demand (kW)
[8 empty] | Codes & Standards Forecast | Avg. Replacement Winter Demand (kW)
[8 empty] | Codes & Standards Forecast | Units
[8 empty] | Codes & Standards Forecast | Usage (GWh)
[8 empty] | Codes & Standards Forecast | Summer Peak Demand (MW)
[8 empty] | Codes & Standards Forecast | Winter Peak Demand (MW)
[8 empty] | Codes & Standards Forecast | Turnover
[8 empty] | Codes & Standards Forecast | Avg. Replacement Usage (kWh)
[8 empty] | Codes & Standards Forecast | Avg. Replacement Summer Demand (kW)
[8 empty] | Codes & Standards Forecast | Avg. Replacement Winter Demand (kW)
[8 empty] | Codes & Standards Forecast | Units
[8 empty] | Codes & Standards Forecast | Usage (GWh)
[8 empty] | Codes & Standards Forecast | Summer Peak Demand (MW)
[8 empty] | Codes & Standards Forecast | Winter Peak Demand (MW)
[8 empty] | Codes & Standards Forecast | Turnover
[8 empty] | Codes & Standards Forecast | Avg. Replacement Usage (kWh)
[8 empty] | Codes & Standards Forecast | Avg. Replacement Summer Demand (kW)
[8 empty] | Codes & Standards Forecast | Avg. Replacement Winter Demand (kW)
[8 empty] | Codes & Standards Forecast | Units
[8 empty] | Codes & Standards Forecast | Usage (GWh)
[8 empty] | Codes & Standards Forecast | Summer Peak Demand (MW)
[8 empty] | Codes & Standards Forecast | Winter Peak Demand (MW)
[8 empty] | Codes & Standards Forecast | Turnover
[8 empty] | Codes & Standards Forecast | Avg. Replacement Usage (kWh)
[8 empty] | Codes & Standards Forecast | Avg. Replacement Summer Demand (kW)
[8 empty] | Codes & Standards Forecast | Avg. Replacement Winter Demand (kW)
[8 empty] | Codes & Standards Forecast | Units
[8 empty] | Codes & Standards Forecast | Usage (GWh)
[8 empty] | Codes & Standards Forecast | Summer Peak Demand (MW)
[8 empty] | Codes & Standards Forecast | Winter Peak Demand (MW)
[8 empty] | Codes & Standards Forecast | Turnover
[8 empty] | Codes & Standards Forecast | Avg. Replacement Usage (kWh)
[8 empty] | Codes & Standards Forecast | Avg. Replacement Summer Demand (kW)
[8 empty] | Codes & Standards Forecast | Avg. Replacement Winter Demand (kW)
[8 empty] | Codes & Standards Forecast | Units
[8 empty] | Codes & Standards Forecast | Usage (GWh)
[8 empty] | Codes & Standards Forecast | Summer Peak Demand (MW)
[8 empty] | Codes & Standards Forecast | Winter Peak Demand (MW)
[8 empty] | Codes & Standards Forecast | Turnover
[8 empty] | Codes & Standards Forecast | Avg. Replacement Usage (kWh)
[8 empty] | Codes & Standards Forecast | Avg. Replacement Summer Demand (kW)
[8 empty] | Codes & Standards Forecast | Avg. Replacement Winter Demand (kW)
[8 empty] | Codes & Standards Forecast | Units
[8 empty] | Codes & Standards Forecast | Usage (GWh)
[8 empty] | Codes & Standards Forecast | Summer Peak Demand (MW)
[8 empty] | Codes & Standards Forecast | Winter Peak Demand (MW)
[8 empty] | Codes & Standards Forecast | Turnover
[8 empty] | Codes & Standards Forecast | Avg. Replacement Usage (kWh)
[8 empty] | Codes & Standards Forecast | Avg. Replacement Summer Demand (kW)
[8 empty] | Codes & Standards Forecast | Avg. Replacement Winter Demand (kW)
[8 empty] | Codes & Standards Forecast | Units
[8 empty] | Codes & Standards Forecast | Usage (GWh)
[8 empty] | Codes & Standards Forecast | Summer Peak Demand (MW)
[8 empty] | Codes & Standards Forecast | Winter Peak Demand (MW)
[8 empty] | Codes & Standards Forecast | Turnover
[8 empty] | Codes & Standards Forecast | Avg. Replacement Usage (kWh)
[8 empty] | Codes & Standards Forecast | Avg. Replacement Summer Demand (kW)
[8 empty] | Codes & Standards Forecast | Avg. Replacement Winter Demand (kW)
[8 empty] | Codes & Standards Forecast | Units
[8 empty] | Codes & Standards Forecast | Usage (GWh)
[8 empty] | Codes & Standards Forecast | Summer Peak Demand (MW)
[8 empty] | Codes & Standards Forecast | Winter Peak Demand (MW)
[8 empty] | Codes & Standards Forecast | Turnover
[8 empty] | Codes & Standards Forecast | Avg. Replacement Usage (kWh)
[8 empty] | Codes & Standards Forecast | Avg. Replacement Summer Demand (kW)
[8 empty] | Codes & Standards Forecast | Avg. Replacement Winter Demand (kW)
[8 empty] | Codes & Standards Forecast | Units
[8 empty] | Codes & Standards Forecast | Usage (GWh)
[8 empty] | Codes & Standards Forecast | Summer Peak Demand (MW)
[8 empty] | Codes & Standards Forecast | Winter Peak Demand (MW)
[8 empty] | Codes & Standards Forecast | Turnover
[8 empty] | Codes & Standards Forecast | Avg. Replacement Usage (kWh)
[8 empty] | Codes & Standards Forecast | Avg. Replacement Summer Demand (kW)
[8 empty] | Codes & Standards Forecast | Avg. Replacement Winter Demand (kW)
[8 empty] | Codes & Standards Forecast | Units
[8 empty] | Codes & Standards Forecast | Usage (GWh)
[8 empty] | Codes & Standards Forecast | Summer Peak Demand (MW)
[8 empty] | Codes & Standards Forecast | Winter Peak Demand (MW)
[8 empty] | Codes & Standards Forecast | Turnover
[8 empty] | Codes & Standards Forecast | Avg. Replacement Usage (kWh)
[8 empty] | Codes & Standards Forecast | Avg. Replacement Summer Demand (kW)
[8 empty] | Codes & Standards Forecast | Avg. Replacement Winter Demand (kW)
[8 empty] | Codes & Standards Forecast | Units
[8 empty] | Codes & Standards Forecast | Usage (GWh)
[8 empty] | Codes & Standards Forecast | Summer Peak Demand (MW)
[8 empty] | Codes & Standards Forecast | Winter Peak Demand (MW)
[8 empty] | Codes & Standards Forecast | Turnover
[8 empty] | Codes & Standards Forecast | Avg. Replacement Usage (kWh)
[8 empty] | Codes & Standards Forecast | Avg. Replacement Summer Demand (kW)
[8 empty] | Codes & Standards Forecast | Avg. Replacement Winter Demand (kW)
[8 empty] | Codes & Standards Forecast | Units
[8 empty] | Codes & Standards Forecast | Usage (GWh)
[8 empty] | Codes & Standards Forecast | Summer Peak Demand (MW)
[8 empty] | Codes & Standards Forecast | Winter Peak Demand (MW)
[8 empty] | Codes & Standards Forecast | Turnover
[8 empty] | Codes & Standards Forecast | Avg. Replacement Usage (kWh)
[8 empty] | Codes & Standards Forecast | Avg. Replacement Summer Demand (kW)
[8 empty] | Codes & Standards Forecast | Avg. Replacement Winter Demand (kW)
[8 empty] | Codes & Standards Forecast | Units
[8 empty] | Codes & Standards Forecast | Usage (GWh)
[8 empty] | Codes & Standards Forecast | Summer Peak Demand (MW)
[8 empty] | Codes & Standards Forecast | Winter Peak Demand (MW)
[8 empty] | Codes & Standards Forecast | Turnover
[8 empty] | Codes & Standards Forecast | Avg. Replacement Usage (kWh)
[8 empty] | Codes & Standards Forecast | Avg. Replacement Summer Demand (kW)
[8 empty] | Codes & Standards Forecast | Avg. Replacement Winter Demand (kW)
[8 empty] | Codes & Standards Forecast | Units
[8 empty] | Codes & Standards Forecast | Usage (GWh)
[8 empty] | Codes & Standards Forecast | Summer Peak Demand (MW)
[8 empty] | Codes & Standards Forecast | Winter Peak Demand (MW)
[8 empty] | Codes & Standards Forecast | Turnover
[8 empty] | Codes & Standards Forecast | Avg. Replacement Usage (kWh)
[8 empty] | Codes & Standards Forecast | Avg. Replacement Summer Demand (kW)
[8 empty] | Codes & Standards Forecast | Avg. Replacement Winter Demand (kW)
[8 empty] | Codes & Standards Forecast | Units
[8 empty] | Codes & Standards Forecast | Usage (GWh)
[8 empty] | Codes & Standards Forecast | Summer Peak Demand (MW)
[8 empty] | Codes & Standards Forecast | Winter Peak Demand (MW)
[8 empty] | Codes & Standards Forecast | Turnover
[8 empty] | Codes & Standards Forecast | Avg. Replacement Usage (kWh)
[8 empty] | Codes & Standards Forecast | Avg. Replacement Summer Demand (kW)
[8 empty] | Codes & Standards Forecast | Avg. Replacement Winter Demand (kW)
[8 empty] | Codes & Standards Forecast | Units
[8 empty] | Codes & Standards Forecast | Usage (GWh)
[8 empty] | Codes & Standards Forecast | Summer Peak Demand (MW)
[8 empty] | Codes & Standards Forecast | Winter Peak Demand (MW)
[8 empty] | Codes & Standards Forecast | Turnover
[8 empty] | Codes & Standards Forecast | Avg. Replacement Usage (kWh)
[8 empty] | Codes & Standards Forecast | Avg. Replacement Summer Demand (kW)
[8 empty] | Codes & Standards Forecast | Avg. Replacement Winter Demand (kW)
[8 empty] | Codes & Standards Forecast | Units
[8 empty] | Codes & Standards Forecast | Usage (GWh)
[8 empty] | Codes & Standards Forecast | Summer Peak Demand (MW)
[8 empty] | Codes & Standards Forecast | Winter Peak Demand (MW)
[8 empty] | Codes & Standards Forecast | Turnover
[8 empty] | Codes & Standards Forecast | Avg. Replacement Usage (kWh)
[8 empty] | Codes & Standards Forecast | Avg. Replacement Summer Demand (kW)
[8 empty] | Codes & Standards Forecast | Avg. Replacement Winter Demand (kW)
[8 empty] | Codes & Standards Forecast | Units
[8 empty] | Codes & Standards Forecast | Usage (GWh)
[8 empty] | Codes & Standards Forecast | Summer Peak Demand (MW)
[8 empty] | Codes & Standards Forecast | Winter Peak Demand (MW)
[8 empty] | Codes & Standards Forecast | Turnover
[8 empty] | Codes & Standards Forecast | Avg. Replacement Usage (kWh)
[8 empty] | Codes & Standards Forecast | Avg. Replacement Summer Demand (kW)
[8 empty] | Codes & Standards Forecast | Avg. Replacement Winter Demand (kW)
[8 empty] | Codes & Standards Forecast | Units
[8 empty] | Codes & Standards Forecast | Usage (GWh)
[8 empty] | Codes & Standards Forecast | Summer Peak Demand (MW)
[8 empty] | Codes & Standards Forecast | Winter Peak Demand (MW)
[8 empty] | Codes & Standards Forecast | Turnover
[8 empty] | Codes & Standards Forecast | Avg. Replacement Usage (kWh)
[8 empty] | Codes & Standards Forecast | Avg. Replacement Summer Demand (kW)
[8 empty] | Codes & Standards Forecast | Avg. Replacement Winter Demand (kW)
[8 empty] | Codes & Standards Forecast | Units
[8 empty] | Codes & Standards Forecast | Usage (GWh)
[8 empty] | Codes & Standards Forecast | Summer Peak Demand (MW)
[8 empty] | Codes & Standards Forecast | Winter Peak Demand (MW)
[8 empty] | Codes & Standards Forecast | Turnover
[8 empty] | Codes & Standards Forecast | Avg. Replacement Usage (kWh)
[8 empty] | Codes & Standards Forecast | Avg. Replacement Summer Demand (kW)
[8 empty] | Codes & Standards Forecast | Avg. Replacement Winter Demand (kW)
[8 empty] | Codes & Standards Forecast | Units
[8 empty] | Codes & Standards Forecast | Usage (GWh)
[8 empty] | Codes & Standards Forecast | Summer Peak Demand (MW)
[8 empty] | Codes & Standards Forecast | Winter Peak Demand (MW)
[8 empty] | Codes & Standards Forecast | Turnover
[8 empty] | Codes & Standards Forecast | Avg. Replacement Usage (kWh)
[8 empty] | Codes & Standards Forecast | Avg. Replacement Summer Demand (kW)
[8 empty] | Codes & Standards Forecast | Avg. Replacement Winter Demand (kW)
[8 empty] | Codes & Standards Forecast | Units
[8 empty] | Codes & Standards Forecast | Usage (GWh)
[8 empty] | Codes & Standards Forecast | Summer Peak Demand (MW)
[8 empty] | Codes & Standards Forecast | Winter Peak Demand (MW)
[8 empty] | Codes & Standards Forecast | Turnover
[8 empty] | Codes & Standards Forecast | Avg. Replacement Usage (kWh)
[8 empty] | Codes & Standards Forecast | Avg. Replacement Summer Demand (kW)
[8 empty] | Codes & Standards Forecast | Avg. Replacement Winter Demand (kW)
[8 empty] | Codes & Standards Forecast | Units
[8 empty] | Codes & Standards Forecast | Usage (GWh)
[8 empty] | Codes & Standards Forecast | Summer Peak Demand (MW)
[8 empty] | Codes & Standards Forecast | Winter Peak Demand (MW)
[8 empty] | Codes & Standards Forecast | Turnover
[8 empty] | Codes & Standards Forecast | Avg. Replacement Usage (kWh)
[8 empty] | Codes & Standards Forecast | Avg. Replacement Summer Demand (kW)
[8 empty] | Codes & Standards Forecast | Avg. Replacement Winter Demand (kW)
[8 empty] | Codes & Standards Forecast | Units
[8 empty] | Codes & Standards Forecast | Usage (GWh)
[8 empty] | Codes & Standards Forecast | Summer Peak Demand (MW)
[8 empty] | Codes & Standards Forecast | Winter Peak Demand (MW)
[8 empty] | Codes & Standards Forecast | Turnover
[8 empty] | Codes & Standards Forecast | Avg. Replacement Usage (kWh)
[8 empty] | Codes & Standards Forecast | Avg. Replacement Summer Demand (kW)
[8 empty] | Codes & Standards Forecast | Avg. Replacement Winter Demand (kW)
[8 empty] | Codes & Standards Forecast | Units
[8 empty] | Codes & Standards Forecast | Usage (GWh)
[8 empty] | Codes & Standards Forecast | Summer Peak Demand (MW)
[8 empty] | Codes & Standards Forecast | Winter Peak Demand (MW)
[8 empty] | Codes & Standards Forecast | Turnover
[8 empty] | Codes & Standards Forecast | Avg. Replacement Usage (kWh)
[8 empty] | Codes & Standards Forecast | Avg. Replacement Summer Demand (kW)
[8 empty] | Codes & Standards Forecast | Avg. Replacement Winter Demand (kW)
[8 empty] | Codes & Standards Forecast | Units
[8 empty] | Codes & Standards Forecast | Usage (GWh)
[8 empty] | Codes & Standards Forecast | Summer Peak Demand (MW)
[8 empty] | Codes & Standards Forecast | Winter Peak Demand (MW)
[8 empty] | Codes & Standards Forecast | Turnover
[8 empty] | Codes & Standards Forecast | Avg. Replacement Usage (kWh)
[8 empty] | Codes & Standards Forecast | Avg. Replacement Summer Demand (kW)
[8 empty] | Codes & Standards Forecast | Avg. Replacement Winter Demand (kW)
[8 empty] | Codes & Standards Forecast | Units
[8 empty] | Codes & Standards Forecast | Usage (GWh)
[8 empty] | Codes & Standards Forecast | Summer Peak Demand (MW)
[8 empty] | Codes & Standards Forecast | Winter Peak Demand (MW)
[8 empty] | Codes & Standards Forecast | Turnover
[8 empty] | Codes & Standards Forecast | Avg. Replacement Usage (kWh)
[8 empty] | Codes & Standards Forecast | Avg. Replacement Summer Demand (kW)
[8 empty] | Codes & Standards Forecast | Avg. Replacement Winter Demand (kW)
[8 empty] | Codes & Standards Forecast | Units
[8 empty] | Codes & Standards Forecast | Usage (GWh)
[8 empty] | Codes & Standards Forecast | Summer Peak Demand (MW)
[8 empty] | Codes & Standards Forecast | Winter Peak Demand (MW)
[8 empty] | Codes & Standards Forecast | Turnover
[8 empty] | Codes & Standards Forecast | Avg. Replacement Usage (kWh)
[8 empty] | Codes & Standards Forecast | Avg. Replacement Summer Demand (kW)
[8 empty] | Codes & Standards Forecast | Avg. Replacement Winter Demand (kW)
[8 empty] | Codes & Standards Forecast | Units
[8 empty] | Codes & Standards Forecast | Usage (GWh)
[8 empty] | Codes & Standards Forecast | Summer Peak Demand (MW)
[8 empty] | Codes & Standards Forecast | Winter Peak Demand (MW)
[8 empty] | Codes & Standards Forecast | Turnover
[8 empty] | Codes & Standards Forecast | Avg. Replacement Usage (kWh)
[8 empty] | Codes & Standards Forecast | Avg. Replacement Summer Demand (kW)
[8 empty] | Codes & Standards Forecast | Avg. Replacement Winter Demand (kW)
[8 empty] | Codes & Standards Forecast | Units
[8 empty] | Codes & Standards Forecast | Usage (GWh)
[8 empty] | Codes & Standards Forecast | Summer Peak Demand (MW)
[8 empty] | Codes & Standards Forecast | Winter Peak Demand (MW)
[8 empty] | Codes & Standards Forecast | Turnover
[8 empty] | Codes & Standards Forecast | Avg. Replacement Usage (kWh)
[8 empty] | Codes & Standards Forecast | Avg. Replacement Summer Demand (kW)
[8 empty] | Codes & Standards Forecast | Avg. Replacement Winter Demand (kW)
[8 empty] | Codes & Standards Forecast | Units
[8 empty] | Codes & Standards Forecast | Usage (GWh)
[8 empty] | Codes & Standards Forecast | Summer Peak Demand (MW)
[8 empty] | Codes & Standards Forecast | Winter Peak Demand (MW)
[8 empty] | Codes & Standards Forecast | Turnover
[8 empty] | Codes & Standards Forecast | Avg. Replacement Usage (kWh)
[8 empty] | Codes & Standards Forecast | Avg. Replacement Summer Demand (kW)
[8 empty] | Codes & Standards Forecast | Avg. Replacement Winter Demand (kW)
[8 empty] | Codes & Standards Forecast | Units
[8 empty] | Codes & Standards Forecast | Usage (GWh)
[8 empty] | Codes & Standards Forecast | Summer Peak Demand (MW)
[8 empty] | Codes & Standards Forecast | Winter Peak Demand (MW)
[8 empty] | Codes & Standards Forecast | Turnover
[8 empty] | Codes & Standards Forecast | Avg. Replacement Usage (kWh)
[8 empty] | Codes & Standards Forecast | Avg. Replacement Summer Demand (kW)
[8 empty] | Codes & Standards Forecast | Avg. Replacement Winter Demand (kW)
[8 empty] | Codes & Standards Forecast | Units
[8 empty] | Codes & Standards Forecast | Usage (GWh)
[8 empty] | Codes & Standards Forecast | Summer Peak Demand (MW)
[8 empty] | Codes & Standards Forecast | Winter Peak Demand (MW)
[8 empty] | Codes & Standards Forecast | Turnover
[8 empty] | Codes & Standards Forecast | Avg. Replacement Usage (kWh)
[8 empty] | Codes & Standards Forecast | Avg. Replacement Summer Demand (kW)
[8 empty] | Codes & Standards Forecast | Avg. Replacement Winter Demand (kW)
[8 empty] | Codes & Standards Forecast | Units
[8 empty] | Codes & Standards Forecast | Usage (GWh)
[8 empty] | Codes & Standards Forecast | Summer Peak Demand (MW)
[8 empty] | Codes & Standards Forecast | Winter Peak Demand (MW)
[8 empty] | Codes & Standards Forecast | Turnover
[8 empty] | Codes & Standards Forecast | Avg. Replacement Usage (kWh)
[8 empty] | Codes & Standards Forecast | Avg. Replacement Summer Demand (kW)
[8 empty] | Codes & Standards Forecast | Avg. Replacement Winter Demand (kW)
[8 empty] | Codes & Standards Forecast | Units
[8 empty] | Codes & Standards Forecast | Usage (GWh)
[8 empty] | Codes & Standards Forecast | Summer Peak Demand (MW)
[8 empty] | Codes & Standards Forecast | Winter Peak Demand (MW)
[8 empty] | Codes & Standards Forecast | Turnover
[8 empty] | Codes & Standards Forecast | Avg. Replacement Usage (kWh)
[8 empty] | Codes & Standards Forecast | Avg. Replacement Summer Demand (kW)
[8 empty] | Codes & Standards Forecast | Avg. Replacement Winter Demand (kW)
[8 empty] | Codes & Standards Forecast | Units
[8 empty] | Codes & Standards Forecast | Usage (GWh)
[8 empty] | Codes & Standards Forecast | Summer Peak Demand (MW)
[8 empty] | Codes & Standards Forecast | Winter Peak Demand (MW)
[8 empty] | Codes & Standards Forecast | Turnover
[8 empty] | Codes & Standards Forecast | Avg. Replacement Usage (kWh)
[8 empty] | Codes & Standards Forecast | Avg. Replacement Summer Demand (kW)
[8 empty] | Codes & Standards Forecast | Avg. Replacement Winter Demand (kW)
[8 empty] | Codes & Standards Forecast | Units
[8 empty] | Codes & Standards Forecast | Usage (GWh)
[8 empty] | Codes & Standards Forecast | Summer Peak Demand (MW)
[8 empty] | Codes & Standards Forecast | Winter Peak Demand (MW)
[8 empty] | Codes & Standards Forecast | Turnover
[8 empty] | Codes & Standards Forecast | Avg. Replacement Usage (kWh)
[8 empty] | Codes & Standards Forecast | Avg. Replacement Summer Demand (kW)
[8 empty] | Codes & Standards Forecast | Avg. Replacement Winter Demand (kW)
[8 empty] | Codes & Standards Forecast | Units
[8 empty] | Codes & Standards Forecast | Usage (GWh)
[8 empty] | Codes & Standards Forecast | Summer Peak Demand (MW)
[8 empty] | Codes & Standards Forecast | Winter Peak Demand (MW)
[8 empty] | Codes & Standards Forecast | Turnover
[8 empty] | Codes & Standards Forecast | Avg. Replacement Usage (kWh)
[8 empty] | Codes & Standards Forecast | Avg. Replacement Summer Demand (kW)
[8 empty] | Codes & Standards Forecast | Avg. Replacement Winter Demand (kW)
[8 empty] | Codes & Standards Forecast | Units
[8 empty] | Codes & Standards Forecast | Usage (GWh)
[8 empty] | Codes & Standards Forecast | Summer Peak Demand (MW)
[8 empty] | Codes & Standards Forecast | Winter Peak Demand (MW)
[8 empty] | Codes & Standards Forecast | Turnover
[8 empty] | Codes & Standards Forecast | Avg. Replacement Usage (kWh)
[8 empty] | Codes & Standards Forecast | Avg. Replacement Summer Demand (kW)
[8 empty] | Codes & Standards Forecast | Avg. Replacement Winter Demand (kW)
[8 empty] | Codes & Standards Forecast | Units
[8 empty] | Codes & Standards Forecast | Usage (GWh)
[8 empty] | Codes & Standards Forecast | Summer Peak Demand (MW)
[8 empty] | Codes & Standards Forecast | Winter Peak Demand (MW)
[8 empty] | Codes & Standards Forecast | Turnover
[8 empty] | Codes & Standards Forecast | Avg. Replacement Usage (kWh)
[8 empty] | Codes & Standards Forecast | Avg. Replacement Summer Demand (kW)
[8 empty] | Codes & Standards Forecast | Avg. Replacement Winter Demand (kW)
[8 empty] | Codes & Standards Forecast | Units
[8 empty] | Codes & Standards Forecast | Usage (GWh)
[8 empty] | Codes & Standards Forecast | Summer Peak Demand (MW)
[8 empty] | Codes & Standards Forecast | Winter Peak Demand (MW)
[8 empty] | Codes & Standards Forecast | Turnover
[8 empty] | Codes & Standards Forecast | Avg. Replacement Usage (kWh)
[8 empty] | Codes & Standards Forecast | Avg. Replacement Summer Demand (kW)
[8 empty] | Codes & Standards Forecast | Avg. Replacement Winter Demand (kW)
[8 empty] | Codes & Standards Forecast | Units
[8 empty] | Codes & Standards Forecast | Usage (GWh)
[8 empty] | Codes & Standards Forecast | Summer Peak Demand (MW)
[8 empty] | Codes & Standards Forecast | Winter Peak Demand (MW)
[8 empty] | Codes & Standards Forecast | Turnover
[8 empty] | Codes & Standards Forecast | Avg. Replacement Usage (kWh)
[8 empty] | Codes & Standards Forecast | Avg. Replacement Summer Demand (kW)
[8 empty] | Codes & Standards Forecast | Avg. Replacement Winter Demand (kW)
[8 empty] | Codes & Standards Forecast | Units
[8 empty] | Codes & Standards Forecast | Usage (GWh)
[8 empty] | Codes & Standards Forecast | Summer Peak Demand (MW)
[8 empty] | Codes & Standards Forecast | Winter Peak Demand (MW)
[8 empty] | Codes & Standards Forecast | Turnover
[8 empty] | Codes & Standards Forecast | Avg. Replacement Usage (kWh)
[8 empty] | Codes & Standards Forecast | Avg. Replacement Summer Demand (kW)
[8 empty] | Codes & Standards Forecast | Avg. Replacement Winter Demand (kW)
[8 empty] | Codes & Standards Forecast | Units
[8 empty] | Codes & Standards Forecast | Usage (GWh)
[8 empty] | Codes & Standards Forecast | Summer Peak Demand (MW)
[8 empty] | Codes & Standards Forecast | Winter Peak Demand (MW)
[8 empty] | Codes & Standards Forecast | Turnover
[8 empty] | Codes & Standards Forecast | Avg. Replacement Usage (kWh)
[8 empty] | Codes & Standards Forecast | Avg. Replacement Summer Demand (kW)
[8 empty] | Codes & Standards Forecast | Avg. Replacement Winter Demand (kW)
[8 empty] | Codes & Standards Forecast | Units
[8 empty] | Codes & Standards Forecast | Usage (GWh)
[8 empty] | Codes & Standards Forecast | Summer Peak Demand (MW)
[8 empty] | Codes & Standards Forecast | Winter Peak Demand (MW)
[8 empty] | Codes & Standards Forecast | Turnover
[8 empty] | Codes & Standards Forecast | Avg. Replacement Usage (kWh)
[8 empty] | Codes & Standards Forecast | Avg. Replacement Summer Demand (kW)
[8 empty] | Codes & Standards Forecast | Avg. Replacement Winter Demand (kW)
[8 empty] | Codes & Standards Forecast | Units
[8 empty] | Codes & Standards Forecast | Usage (GWh)
[8 empty] | Codes & Standards Forecast | Summer Peak Demand (MW)
[8 empty] | Codes & Standards Forecast | Winter Peak Demand (MW)
[8 empty] | Codes & Standards Forecast | Turnover
[8 empty] | Codes & Standards Forecast | Avg. Replacement Usage (kWh)
[8 empty] | Codes & Standards Forecast | Avg. Replacement Summer Demand (kW)
[8 empty] | Codes & Standards Forecast | Avg. Replacement Winter Demand (kW)
[8 empty] | Codes & Standards Forecast | Units
[8 empty] | Codes & Standards Forecast | Usage (GWh)
[8 empty] | Codes & Standards Forecast | Summer Peak Demand (MW)
[8 empty] | Codes & Standards Forecast | Winter Peak Demand (MW)
[8 empty] | Codes & Standards Forecast | Turnover
[8 empty] | Codes & Standards Forecast | Avg. Replacement Usage (kWh)
[8 empty] | Codes & Standards Forecast | Avg. Replacement Summer Demand (kW)
[8 empty] | Codes & Standards Forecast | Avg. Replacement Winter Demand (kW)
[8 empty] | Codes & Standards Forecast | Units
[8 empty] | Codes & Standards Forecast | Usage (GWh)
[8 empty] | Codes & Standards Forecast | Summer Peak Demand (MW)
[8 empty] | Codes & Standards Forecast | Winter Peak Demand (MW)
[8 empty] | Codes & Standards Forecast | Turnover
[8 empty] | Codes & Standards Forecast | Avg. Replacement Usage (kWh)
[8 empty] | Codes & Standards Forecast | Avg. Replacement Summer Demand (kW)
[8 empty] | Codes & Standards Forecast | Avg. Replacement Winter Demand (kW)
[8 empty] | Codes & Standards Forecast | Units
[8 empty] | Codes & Standards Forecast | Usage (GWh)
[8 empty] | Codes & Standards Forecast | Summer Peak Demand (MW)
[8 empty] | Codes & Standards Forecast | Winter Peak Demand (MW)
[8 empty] | Codes & Standards Forecast | Turnover
[8 empty] | Codes & Standards Forecast | Avg. Replacement Usage (kWh)
[8 empty] | Codes & Standards Forecast | Avg. Replacement Summer Demand (kW)
[8 empty] | Codes & Standards Forecast | Avg. Replacement Winter Demand (kW)
[8 empty] | Codes & Standards Forecast | Units
[8 empty] | Codes & Standards Forecast | Usage (GWh)
[8 empty] | Codes & Standards Forecast | Summer Peak Demand (MW)
[8 empty] | Codes & Standards Forecast | Winter Peak Demand (MW)
[8 empty] | Codes & Standards Forecast | Turnover
[8 empty] | Codes & Standards Forecast | Avg. Replacement Usage (kWh)
[8 empty] | Codes & Standards Forecast | Avg. Replacement Summer Demand (kW)
[8 empty] | Codes & Standards Forecast | Avg. Replacement Winter Demand (kW)
[8 empty] | Codes & Standards Forecast | Units
[8 empty] | Codes & Standards Forecast | Usage (GWh)
[8 empty] | Codes & Standards Forecast | Summer Peak Demand (MW)
[8 empty] | Codes & Standards Forecast | Winter Peak Demand (MW)
[8 empty] | Codes & Standards Forecast | Turnover
[8 empty] | Codes & Standards Forecast | Avg. Replacement Usage (kWh)
[8 empty] | Codes & Standards Forecast | Avg. Replacement Summer Demand (kW)
[8 empty] | Codes & Standards Forecast | Avg. Replacement Winter Demand (kW)
[8 empty] | Codes & Standards Forecast | Units
[8 empty] | Codes & Standards Forecast | Usage (GWh)
[8 empty] | Codes & Standards Forecast | Summer Peak Demand (MW)
[8 empty] | Codes & Standards Forecast | Winter Peak Demand (MW)
[8 empty] | Codes & Standards Forecast | Turnover
[8 empty] | Codes & Standards Forecast | Avg. Replacement Usage (kWh)
[8 empty] | Codes & Standards Forecast | Avg. Replacement Summer Demand (kW)
[8 empty] | Codes & Standards Forecast | Avg. Replacement Winter Demand (kW)
[8 empty] | Codes & Standards Forecast | Units
[8 empty] | Codes & Standards Forecast | Usage (GWh)
[8 empty] | Codes & Standards Forecast | Summer Peak Demand (MW)
[8 empty] | Codes & Standards Forecast | Winter Peak Demand (MW)
[8 empty] | Codes & Standards Forecast | Turnover
[8 empty] | Codes & Standards Forecast | Avg. Replacement Usage (kWh)
[8 empty] | Codes & Standards Forecast | Avg. Replacement Summer Demand (kW)
[8 empty] | Codes & Standards Forecast | Avg. Replacement Winter Demand (kW)
[8 empty] | Codes & Standards Forecast | Units
[8 empty] | Codes & Standards Forecast | Usage (GWh)
[8 empty] | Codes & Standards Forecast | Summer Peak Demand (MW)
[8 empty] | Codes & Standards Forecast | Winter Peak Demand (MW)
[8 empty] | Codes & Standards Forecast | Turnover
[8 empty] | Codes & Standards Forecast | Avg. Replacement Usage (kWh)
[8 empty] | Codes & Standards Forecast | Avg. Replacement Summer Demand (kW)
[8 empty] | Codes & Standards Forecast | Avg. Replacement Winter Demand (kW)
[8 empty] | Codes & Standards Forecast | Units
[8 empty] | Codes & Standards Forecast | Usage (GWh)
[8 empty] | Codes & Standards Forecast | Summer Peak Demand (MW)
[8 empty] | Codes & Standards Forecast | Winter Peak Demand (MW)
[8 empty] | Codes & Standards Forecast | Turnover
[8 empty] | Codes & Standards Forecast | Avg. Replacement Usage (kWh)
[8 empty] | Codes & Standards Forecast | Avg. Replacement Summer Demand (kW)
[8 empty] | Codes & Standards Forecast | Avg. Replacement Winter Demand (kW)
[8 empty] | Codes & Standards Forecast | Units
[8 empty] | Codes & Standards Forecast | Usage (GWh)
[8 empty] | Codes & Standards Forecast | Summer Peak Demand (MW)
[8 empty] | Codes & Standards Forecast | Winter Peak Demand (MW)
[8 empty] | Codes & Standards Forecast | Turnover
[8 empty] | Codes & Standards Forecast | Avg. Replacement Usage (kWh)
[8 empty] | Codes & Standards Forecast | Avg. Replacement Summer Demand (kW)
[8 empty] | Codes & Standards Forecast | Avg. Replacement Winter Demand (kW)
[8 empty] | Codes & Standards Forecast | Units
[8 empty] | Codes & Standards Forecast | Usage (GWh)
[8 empty] | Codes & Standards Forecast | Summer Peak Demand (MW)
[8 empty] | Codes & Standards Forecast | Winter Peak Demand (MW)
[8 empty] | Codes & Standards Forecast | Turnover
[8 empty] | Codes & Standards Forecast | Avg. Replacement Usage (kWh)
[8 empty] | Codes & Standards Forecast | Avg. Replacement Summer Demand (kW)
[8 empty] | Codes & Standards Forecast | Avg. Replacement Winter Demand (kW)
[8 empty] | Codes & Standards Forecast | Units
[8 empty] | Codes & Standards Forecast | Usage (GWh)
[8 empty] | Codes & Standards Forecast | Summer Peak Demand (MW)
[8 empty] | Codes & Standards Forecast | Winter Peak Demand (MW)
[8 empty] | Codes & Standards Forecast | Turnover
[8 empty] | Codes & Standards Forecast | Avg. Replacement Usage (kWh)
[8 empty] | Codes & Standards Forecast | Avg. Replacement Summer Demand (kW)
[8 empty] | Codes & Standards Forecast | Avg. Replacement Winter Demand (kW)
[8 empty] | Codes & Standards Forecast | Units
[8 empty] | Codes & Standards Forecast | Usage (GWh)
[8 empty] | Codes & Standards Forecast | Summer Peak Demand (MW)
[8 empty] | Codes & Standards Forecast | Winter Peak Demand (MW)
[8 empty] | Codes & Standards Forecast | Turnover
[8 empty] | Codes & Standards Forecast | Avg. Replacement Usage (kWh)
[8 empty] | Codes & Standards Forecast | Avg. Replacement Summer Demand (kW)
[8 empty] | Codes & Standards Forecast | Avg. Replacement Winter Demand (kW)
[8 empty] | Codes & Standards Forecast | Units
[8 empty] | Codes & Standards Forecast | Usage (GWh)
[8 empty] | Codes & Standards Forecast | Summer Peak Demand (MW)
[8 empty] | Codes & Standards Forecast | Winter Peak Demand (MW)
[8 empty] | Codes & Standards Forecast | Turnover
[8 empty] | Codes & Standards Forecast | Avg. Replacement Usage (kWh)
[8 empty] | Codes & Standards Forecast | Avg. Replacement Summer Demand (kW)
[8 empty] | Codes & Standards Forecast | Avg. Replacement Winter Demand (kW)
[8 empty] | Codes & Standards Forecast | Units
[8 empty] | Codes & Standards Forecast | Usage (GWh)
[8 empty] | Codes & Standards Forecast | Summer Peak Demand (MW)
[8 empty] | Codes & Standards Forecast | Winter Peak Demand (MW)
[8 empty] | Codes & Standards Forecast | Turnover
[8 empty] | Codes & Standards Forecast | Avg. Replacement Usage (kWh)
[8 empty] | Codes & Standards Forecast | Avg. Replacement Summer Demand (kW)
[8 empty] | Codes & Standards Forecast | Avg. Replacement Winter Demand (kW)
[8 empty] | Codes & Standards Forecast | Units
[8 empty] | Codes & Standards Forecast | Usage (GWh)
[8 empty] | Codes & Standards Forecast | Summer Peak Demand (MW)
[8 empty] | Codes & Standards Forecast | Winter Peak Demand (MW)
[8 empty] | Codes & Standards Forecast | Turnover
[8 empty] | Codes & Standards Forecast | Avg. Replacement Usage (kWh)
[8 empty] | Codes & Standards Forecast | Avg. Replacement Summer Demand (kW)
[8 empty] | Codes & Standards Forecast | Avg. Replacement Winter Demand (kW)
[8 empty] | Codes & Standards Forecast | Units
[8 empty] | Codes & Standards Forecast | Usage (GWh)
[8 empty] | Codes & Standards Forecast | Summer Peak Demand (MW)
[8 empty] | Codes & Standards Forecast | Winter Peak Demand (MW)
[8 empty] | Codes & Standards Forecast | Turnover
[8 empty] | Codes & Standards Forecast | Avg. Replacement Usage (kWh)
[8 empty] | Codes & Standards Forecast | Avg. Replacement Summer Demand (kW)
[8 empty] | Codes & Standards Forecast | Avg. Replacement Winter Demand (kW)
[8 empty] | Codes & Standards Forecast | Units
[8 empty] | Codes & Standards Forecast | Usage (GWh)
[8 empty] | Codes & Standards Forecast | Summer Peak Demand (MW)
[8 empty] | Codes & Standards Forecast | Winter Peak Demand (MW)
[8 empty] | Codes & Standards Forecast | Turnover
[8 empty] | Codes & Standards Forecast | Avg. Replacement Usage (kWh)
[8 empty] | Codes & Standards Forecast | Avg. Replacement Summer Demand (kW)
[8 empty] | Codes & Standards Forecast | Avg. Replacement Winter Demand (kW)
[8 empty] | Codes & Standards Forecast | Units
[8 empty] | Codes & Standards Forecast | Usage (GWh)
[8 empty] | Codes & Standards Forecast | Summer Peak Demand (MW)
[8 empty] | Codes & Standards Forecast | Winter Peak Demand (MW)
[8 empty] | Codes & Standards Forecast | Turnover
[8 empty] | Codes & Standards Forecast | Avg. Replacement Usage (kWh)
[8 empty] | Codes & Standards Forecast | Avg. Replacement Summer Demand (kW)
[8 empty] | Codes & Standards Forecast | Avg. Replacement Winter Demand (kW)
[8 empty] | Codes & Standards Forecast | Units
[8 empty] | Codes & Standards Forecast | Usage (GWh)
[8 empty] | Codes & Standards Forecast | Summer Peak Demand (MW)
[8 empty] | Codes & Standards Forecast | Winter Peak Demand (MW)
[8 empty] | Codes & Standards Forecast | Turnover
[8 empty] | Codes & Standards Forecast | Avg. Replacement Usage (kWh)
[8 empty] | Codes & Standards Forecast | Avg. Replacement Summer Demand (kW)
[8 empty] | Codes & Standards Forecast | Avg. Replacement Winter Demand (kW)
[8 empty] | Codes & Standards Forecast | Units
[8 empty] | Codes & Standards Forecast | Usage (GWh)
[8 empty] | Codes & Standards Forecast | Summer Peak Demand (MW)
[8 empty] | Codes & Standards Forecast | Winter Peak Demand (MW)
[8 empty] | Codes & Standards Forecast | Turnover
[8 empty] | Codes & Standards Forecast | Avg. Replacement Usage (kWh)
[8 empty] | Codes & Standards Forecast | Avg. Replacement Summer Demand (kW)
[8 empty] | Codes & Standards Forecast | Avg. Replacement Winter Demand (kW)
[8 empty] | Codes & Standards Forecast | Units
[8 empty] | Codes & Standards Forecast | Usage (GWh)
[8 empty] | Codes & Standards Forecast | Summer Peak Demand (MW)
[8 empty] | Codes & Standards Forecast | Winter Peak Demand (MW)
[8 empty] | Codes & Standards Forecast | Turnover
[8 empty] | Codes & Standards Forecast | Avg. Replacement Usage (kWh)
[8 empty] | Codes & Standards Forecast | Avg. Replacement Summer Demand (kW)
[8 empty] | Codes & Standards Forecast | Avg. Replacement Winter Demand (kW)
[8 empty] | Codes & Standards Forecast | Units
[8 empty] | Codes & Standards Forecast | Usage (GWh)
[8 empty] | Codes & Standards Forecast | Summer Peak Demand (MW)
[8 empty] | Codes & Standards Forecast | Winter Peak Demand (MW)
[8 empty] | Codes & Standards Forecast | Turnover
[8 empty] | Codes & Standards Forecast | Avg. Replacement Usage (kWh)
[8 empty] | Codes & Standards Forecast | Avg. Replacement Summer Demand (kW)
[8 empty] | Codes & Standards Forecast | Avg. Replacement Winter Demand (kW)
[8 empty] | Codes & Standards Forecast | Units
[8 empty] | Codes & Standards Forecast | Usage (GWh)
[8 empty] | Codes & Standards Forecast | Summer Peak Demand (MW)
[8 empty] | Codes & Standards Forecast | Winter Peak Demand (MW)
[8 empty] | Codes & Standards Forecast | Turnover
[8 empty] | Codes & Standards Forecast | Avg. Replacement Usage (kWh)
[8 empty] | Codes & Standards Forecast | Avg. Replacement Summer Demand (kW)
[8 empty] | Codes & Standards Forecast | Avg. Replacement Winter Demand (kW)
[8 empty] | Codes & Standards Forecast | Units
[8 empty] | Codes & Standards Forecast | Usage (GWh)
[8 empty] | Codes & Standards Forecast | Summer Peak Demand (MW)
[8 empty] | Codes & Standards Forecast | Winter Peak Demand (MW)
[8 empty] | Codes & Standards Forecast | Turnover
[8 empty] | Codes & Standards Forecast | Avg. Replacement Usage (kWh)
[8 empty] | Codes & Standards Forecast | Avg. Replacement Summer Demand (kW)
[8 empty] | Codes & Standards Forecast | Avg. Replacement Winter Demand (kW)
[8 empty] | Codes & Standards Forecast | Units
[8 empty] | Codes & Standards Forecast | Usage (GWh)
[8 empty] | Codes & Standards Forecast | Summer Peak Demand (MW)
[8 empty] | Codes & Standards Forecast | Winter Peak Demand (MW)
[8 empty] | Codes & Standards Forecast | Turnover
[8 empty] | Codes & Standards Forecast | Avg. Replacement Usage (kWh)
[8 empty] | Codes & Standards Forecast | Avg. Replacement Summer Demand (kW)
[8 empty] | Codes & Standards Forecast | Avg. Replacement Winter Demand (kW)
[8 empty] | Codes & Standards Forecast | Units
[8 empty] | Codes & Standards Forecast | Usage (GWh)
[8 empty] | Codes & Standards Forecast | Summer Peak Demand (MW)
[8 empty] | Codes & Standards Forecast | Winter Peak Demand (MW)
[8 empty] | Codes & Standards Forecast | Turnover
[8 empty] | Codes & Standards Forecast | Avg. Replacement Usage (kWh)
[8 empty] | Codes & Standards Forecast | Avg. Replacement Summer Demand (kW)
[8 empty] | Codes & Standards Forecast | Avg. Replacement Winter Demand (kW)
[8 empty] | Codes & Standards Forecast | Units
[8 empty] | Codes & Standards Forecast | Usage (GWh)
[8 empty] | Codes & Standards Forecast | Summer Peak Demand (MW)
[8 empty] | Codes & Standards Forecast | Winter Peak Demand (MW)
[8 empty] | Codes & Standards Forecast | Turnover
[8 empty] | Codes & Standards Forecast | Avg. Replacement Usage (kWh)
[8 empty] | Codes & Standards Forecast | Avg. Replacement Summer Demand (kW)
[8 empty] | Codes & Standards Forecast | Avg. Replacement Winter Demand (kW)
[8 empty] | Codes & Standards Forecast | Units
[8 empty] | Codes & Standards Forecast | Usage (GWh)
[8 empty] | Codes & Standards Forecast | Summer Peak Demand (MW)
[8 empty] | Codes & Standards Forecast | Winter Peak Demand (MW)
[8 empty] | Codes & Standards Forecast | Turnover
[8 empty] | Codes & Standards Forecast | Avg. Replacement Usage (kWh)
[8 empty] | Codes & Standards Forecast | Avg. Replacement Summer Demand (kW)
[8 empty] | Codes & Standards Forecast | Avg. Replacement Winter Demand (kW)
[8 empty] | Codes & Standards Forecast | Units
[8 empty] | Codes & Standards Forecast | Usage (GWh)
[8 empty] | Codes & Standards Forecast | Summer Peak Demand (MW)
[8 empty] | Codes & Standards Forecast | Winter Peak Demand (MW)
[8 empty] | Codes & Standards Forecast | Turnover
[8 empty] | Codes & Standards Forecast | Avg. Replacement Usage (kWh)
[8 empty] | Codes & Standards Forecast | Avg. Replacement Summer Demand (kW)
[8 empty] | Codes & Standards Forecast | Avg. Replacement Winter Demand (kW)
[8 empty] | Codes & Standards Forecast | Units
[8 empty] | Codes & Standards Forecast | Usage (GWh)
[8 empty] | Codes & Standards Forecast | Summer Peak Demand (MW)
[8 empty] | Codes & Standards Forecast | Winter Peak Demand (MW)
[8 empty] | Codes & Standards Forecast | Turnover
[8 empty] | Codes & Standards Forecast | Avg. Replacement Usage (kWh)
[8 empty] | Codes & Standards Forecast | Avg. Replacement Summer Demand (kW)
[8 empty] | Codes & Standards Forecast | Avg. Replacement Winter Demand (kW)
[8 empty] | Codes & Standards Forecast | Units
[8 empty] | Codes & Standards Forecast | Usage (GWh)
[8 empty] | Codes & Standards Forecast | Summer Peak Demand (MW)
[8 empty] | Codes & Standards Forecast | Winter Peak Demand (MW)
[8 empty] | Codes & Standards Forecast | Turnover
[8 empty] | Codes & Standards Forecast | Avg. Replacement Usage (kWh)
[8 empty] | Codes & Standards Forecast | Avg. Replacement Summer Demand (kW)
[8 empty] | Codes & Standards Forecast | Avg. Replacement Winter Demand (kW)
[8 empty] | Codes & Standards Forecast | Units
[8 empty] | Codes & Standards Forecast | Usage (GWh)
[8 empty] | Codes & Standards Forecast | Summer Peak Demand (MW)
[8 empty] | Codes & Standards Forecast | Winter Peak Demand (MW)
[8 empty] | Codes & Standards Forecast | Turnover
[8 empty] | Codes & Standards Forecast | Avg. Replacement Usage (kWh)
[8 empty] | Codes & Standards Forecast | Avg. Replacement Summer Demand (kW)
[8 empty] | Codes & Standards Forecast | Avg. Replacement Winter Demand (kW)
[8 empty] | Codes & Standards Forecast | Units
[8 empty] | Codes & Standards Forecast | Usage (GWh)
[8 empty] | Codes & Standards Forecast | Summer Peak Demand (MW)
[8 empty] | Codes & Standards Forecast | Winter Peak Demand (MW)
[8 empty] | Codes & Standards Forecast | Turnover
[8 empty] | Codes & Standards Forecast | Avg. Replacement Usage (kWh)
[8 empty] | Codes & Standards Forecast | Avg. Replacement Summer Demand (kW)
[8 empty] | Codes & Standards Forecast | Avg. Replacement Winter Demand (kW)
[8 empty] | Codes & Standards Forecast | Units
[8 empty] | Codes & Standards Forecast | Usage (GWh)
[8 empty] | Codes & Standards Forecast | Summer Peak Demand (MW)
[8 empty] | Codes & Standards Forecast | Winter Peak Demand (MW)
[8 empty] | Codes & Standards Forecast | Turnover
[8 empty] | Codes & Standards Forecast | Avg. Replacement Usage (kWh)
[8 empty] | Codes & Standards Forecast | Avg. Replacement Summer Demand (kW)
[8 empty] | Codes & Standards Forecast | Avg. Replacement Winter Demand (kW)
[8 empty] | Codes & Standards Forecast | Units
[8 empty] | Codes & Standards Forecast | Usage (GWh)
[8 empty] | Codes & Standards Forecast | Summer Peak Demand (MW)
[8 empty] | Codes & Standards Forecast | Winter Peak Demand (MW)
[8 empty] | Codes & Standards Forecast | Turnover
[8 empty] | Codes & Standards Forecast | Avg. Replacement Usage (kWh)
[8 empty] | Codes & Standards Forecast | Avg. Replacement Summer Demand (kW)
[8 empty] | Codes & Standards Forecast | Avg. Replacement Winter Demand (kW)
[8 empty] | Codes & Standards Forecast | Units
[8 empty] | Codes & Standards Forecast | Usage (GWh)
[8 empty] | Codes & Standards Forecast | Summer Peak Demand (MW)
[8 empty] | Codes & Standards Forecast | Winter Peak Demand (MW)
[8 empty] | Codes & Standards Forecast | Turnover
[8 empty] | Codes & Standards Forecast | Avg. Replacement Usage (kWh)
[8 empty] | Codes & Standards Forecast | Avg. Replacement Summer Demand (kW)
[8 empty] | Codes & Standards Forecast | Avg. Replacement Winter Demand (kW)
[8 empty] | Codes & Standards Forecast | Units
[8 empty] | Codes & Standards Forecast | Usage (GWh)
[8 empty] | Codes & Standards Forecast | Summer Peak Demand (MW)
[8 empty] | Codes & Standards Forecast | Winter Peak Demand (MW)
[8 empty] | Codes & Standards Forecast | Turnover
[8 empty] | Codes & Standards Forecast | Avg. Replacement Usage (kWh)
[8 empty] | Codes & Standards Forecast | Avg. Replacement Summer Demand (kW)
[8 empty] | Codes & Standards Forecast | Avg. Replacement Winter Demand (kW)
[8 empty] | Codes & Standards Forecast | Units
[8 empty] | Codes & Standards Forecast | Usage (GWh)
[8 empty] | Codes & Standards Forecast | Summer Peak Demand (MW)
[8 empty] | Codes & Standards Forecast | Winter Peak Demand (MW)
[8 empty] | Codes & Standards Forecast | Turnover
[8 empty] | Codes & Standards Forecast | Avg. Replacement Usage (kWh)
[8 empty] | Codes & Standards Forecast | Avg. Replacement Summer Demand (kW)
[8 empty] | Codes & Standards Forecast | Avg. Replacement Winter Demand (kW)
[8 empty] | Codes & Standards Forecast | Units
[8 empty] | Codes & Standards Forecast | Usage (GWh)
[8 empty] | Codes & Standards Forecast | Summer Peak Demand (MW)
[8 empty] | Codes & Standards Forecast | Winter Peak Demand (MW)
[8 empty] | Codes & Standards Forecast | Turnover
[8 empty] | Codes & Standards Forecast | Avg. Replacement Usage (kWh)
[8 empty] | Codes & Standards Forecast | Avg. Replacement Summer Demand (kW)
[8 empty] | Codes & Standards Forecast | Avg. Replacement Winter Demand (kW)
[8 empty] | Codes & Standards Forecast | Units
[8 empty] | Codes & Standards Forecast | Usage (GWh)
[8 empty] | Codes & Standards Forecast | Summer Peak Demand (MW)
[8 empty] | Codes & Standards Forecast | Winter Peak Demand (MW)
[8 empty] | Codes & Standards Forecast | Turnover
[8 empty] | Codes & Standards Forecast | Avg. Replacement Usage (kWh)
[8 empty] | Codes & Standards Forecast | Avg. Replacement Summer Demand (kW)
[8 empty] | Codes & Standards Forecast | Avg. Replacement Winter Demand (kW)
[8 empty] | Codes & Standards Forecast | Units
[8 empty] | Codes & Standards Forecast | Usage (GWh)
[8 empty] | Codes & Standards Forecast | Summer Peak Demand (MW)
[8 empty] | Codes & Standards Forecast | Winter Peak Demand (MW)
[8 empty] | Codes & Standards Forecast | Turnover
[8 empty] | Codes & Standards Forecast | Avg. Replacement Usage (kWh)
[8 empty] | Codes & Standards Forecast | Avg. Replacement Summer Demand (kW)
[8 empty] | Codes & Standards Forecast | Avg. Replacement Winter Demand (kW)
[8 empty] | Codes & Standards Forecast | Units
[8 empty] | Codes & Standards Forecast | Usage (GWh)
[8 empty] | Codes & Standards Forecast | Summer Peak Demand (MW)
[8 empty] | Codes & Standards Forecast | Winter Peak Demand (MW)
[8 empty] | Codes & Standards Forecast | Turnover
[8 empty] | Codes & Standards Forecast | Avg. Replacement Usage (kWh)
[8 empty] | Codes & Standards Forecast | Avg. Replacement Summer Demand (kW)
[8 empty] | Codes & Standards Forecast | Avg. Replacement Winter Demand (kW)
[8 empty] | Codes & Standards Forecast | Units
[8 empty] | Codes & Standards Forecast | Usage (GWh)
[8 empty] | Codes & Standards Forecast | Summer Peak Demand (MW)
[8 empty] | Codes & Standards Forecast | Winter Peak Demand (MW)
[8 empty] | Codes & Standards Forecast | Turnover
[8 empty] | Codes & Standards Forecast | Avg. Replacement Usage (kWh)
[8 empty] | Codes & Standards Forecast | Avg. Replacement Summer Demand (kW)
[8 empty] | Codes & Standards Forecast | Avg. Replacement Winter Demand (kW)
[8 empty] | Codes & Standards Forecast | Units
[8 empty] | Codes & Standards Forecast | Usage (GWh)
[8 empty] | Codes & Standards Forecast | Summer Peak Demand (MW)
[8 empty] | Codes & Standards Forecast | Winter Peak Demand (MW)
[8 empty] | Codes & Standards Forecast | Turnover
[8 empty] | Codes & Standards Forecast | Avg. Replacement Usage (kWh)
[8 empty] | Codes & Standards Forecast | Avg. Replacement Summer Demand (kW)
[8 empty] | Codes & Standards Forecast | Avg. Replacement Winter Demand (kW)
[8 empty] | Codes & Standards Forecast | Units
[8 empty] | Codes & Standards Forecast | Usage (GWh)
[8 empty] | Codes & Standards Forecast | Summer Peak Demand (MW)
[8 empty] | Codes & Standards Forecast | Winter Peak Demand (MW)
[8 empty] | Codes & Standards Forecast | Turnover
[8 empty] | Codes & Standards Forecast | Avg. Replacement Usage (kWh)
[8 empty] | Codes & Standards Forecast | Avg. Replacement Summer Demand (kW)
[8 empty] | Codes & Standards Forecast | Avg. Replacement Winter Demand (kW)
[8 empty] | Codes & Standards Forecast | Units
[8 empty] | Codes & Standards Forecast | Usage (GWh)
[8 empty] | Codes & Standards Forecast | Summer Peak Demand (MW)
[8 empty] | Codes & Standards Forecast | Winter Peak Demand (MW)
[8 empty] | Codes & Standards Forecast | Turnover
[8 empty] | Codes & Standards Forecast | Avg. Replacement Usage (kWh)
[8 empty] | Codes & Standards Forecast | Avg. Replacement Summer Demand (kW)
[8 empty] | Codes & Standards Forecast | Avg. Replacement Winter Demand (kW)
[8 empty] | Codes & Standards Forecast | Units
[8 empty] | Codes & Standards Forecast | Usage (GWh)
[8 empty] | Codes & Standards Forecast | Summer Peak Demand (MW)
[8 empty] | Codes & Standards Forecast | Winter Peak Demand (MW)
[8 empty] | Codes & Standards Forecast | Turnover
[8 empty] | Codes & Standards Forecast | Avg. Replacement Usage (kWh)
[8 empty] | Codes & Standards Forecast | Avg. Replacement Summer Demand (kW)
[8 empty] | Codes & Standards Forecast | Avg. Replacement Winter Demand (kW)
[8 empty] | Codes & Standards Forecast | Units
[8 empty] | Codes & Standards Forecast | Usage (GWh)
[8 empty] | Codes & Standards Forecast | Summer Peak Demand (MW)
[8 empty] | Codes & Standards Forecast | Winter Peak Demand (MW)
[8 empty] | Codes & Standards Forecast | Turnover
[8 empty] | Codes & Standards Forecast | Avg. Replacement Usage (kWh)
[8 empty] | Codes & Standards Forecast | Avg. Replacement Summer Demand (kW)
[8 empty] | Codes & Standards Forecast | Avg. Replacement Winter Demand (kW)
[8 empty] | Codes & Standards Forecast | Units
[8 empty] | Codes & Standards Forecast | Usage (GWh)
[8 empty] | Codes & Standards Forecast | Summer Peak Demand (MW)
[8 empty] | Codes & Standards Forecast | Winter Peak Demand (MW)
[8 empty] | Codes & Standards Forecast | Turnover
[8 empty] | Codes & Standards Forecast | Avg. Replacement Usage (kWh)
[8 empty] | Codes & Standards Forecast | Avg. Replacement Summer Demand (kW)
[8 empty] | Codes & Standards Forecast | Avg. Replacement Winter Demand (kW)
[8 empty] | Codes & Standards Forecast | Units
[8 empty] | Codes & Standards Forecast | Usage (GWh)
[8 empty] | Codes & Standards Forecast | Summer Peak Demand (MW)
[8 empty] | Codes & Standards Forecast | Winter Peak Demand (MW)
[8 empty] | Codes & Standards Forecast | Turnover
[8 empty] | Codes & Standards Forecast | Avg. Replacement Usage (kWh)
[8 empty] | Codes & Standards Forecast | Avg. Replacement Summer Demand (kW)
[8 empty] | Codes & Standards Forecast | Avg. Replacement Winter Demand (kW)
[8 empty] | Codes & Standards Forecast | Units
[8 empty] | Codes & Standards Forecast | Usage (GWh)
[8 empty] | Codes & Standards Forecast | Summer Peak Demand (MW)
[8 empty] | Codes & Standards Forecast | Winter Peak Demand (MW)
[8 empty] | Codes & Standards Forecast | Turnover
[8 empty] | Codes & Standards Forecast | Avg. Replacement Usage (kWh)
[8 empty] | Codes & Standards Forecast | Avg. Replacement Summer Demand (kW)
[8 empty] | Codes & Standards Forecast | Avg. Replacement Winter Demand (kW)
[8 empty] | Codes & Standards Forecast | Units
[8 empty] | Codes & Standards Forecast | Usage (GWh)
[8 empty] | Codes & Standards Forecast | Summer Peak Demand (MW)
[8 empty] | Codes & Standards Forecast | Winter Peak Demand (MW)
[8 empty] | Codes & Standards Forecast | Turnover
[8 empty] | Codes & Standards Forecast | Avg. Replacement Usage (kWh)
[8 empty] | Codes & Standards Forecast | Avg. Replacement Summer Demand (kW)
[8 empty] | Codes & Standards Forecast | Avg. Replacement Winter Demand (kW)
[8 empty] | Codes & Standards Forecast | Units
[8 empty] | Codes & Standards Forecast | Usage (GWh)
[8 empty] | Codes & Standards Forecast | Summer Peak Demand (MW)
[8 empty] | Codes & Standards Forecast | Winter Peak Demand (MW)
[8 empty] | Codes & Standards Forecast | Turnover
[8 empty] | Codes & Standards Forecast | Avg. Replacement Usage (kWh)
[8 empty] | Codes & Standards Forecast | Avg. Replacement Summer Demand (kW)
[8 empty] | Codes & Standards Forecast | Avg. Replacement Winter Demand (kW)
[8 empty] | Codes & Standards Forecast | Units
[8 empty] | Codes & Standards Forecast | Usage (GWh)
[8 empty] | Codes & Standards Forecast | Summer Peak Demand (MW)
[8 empty] | Codes & Standards Forecast | Winter Peak Demand (MW)
[8 empty] | Codes & Standards Forecast | Turnover
[8 empty] | Codes & Standards Forecast | Avg. Replacement Usage (kWh)
[8 empty] | Codes & Standards Forecast | Avg. Replacement Summer Demand (kW)
[8 empty] | Codes & Standards Forecast | Avg. Replacement Winter Demand (kW)
[8 empty] | Codes & Standards Forecast | Units
[8 empty] | Codes & Standards Forecast | Usage (GWh)
[8 empty] | Codes & Standards Forecast | Summer Peak Demand (MW)
[8 empty] | Codes & Standards Forecast | Winter Peak Demand (MW)
[8 empty] | Codes & Standards Forecast | Turnover
[8 empty] | Codes & Standards Forecast | Avg. Replacement Usage (kWh)
[8 empty] | Codes & Standards Forecast | Avg. Replacement Summer Demand (kW)
[8 empty] | Codes & Standards Forecast | Avg. Replacement Winter Demand (kW)
[8 empty] | Codes & Standards Forecast | Units
[8 empty] | Codes & Standards Forecast | Usage (GWh)
[8 empty] | Codes & Standards Forecast | Summer Peak Demand (MW)
[8 empty] | Codes & Standards Forecast | Winter Peak Demand (MW)
[8 empty] | Codes & Standards Forecast | Turnover
[8 empty] | Codes & Standards Forecast | Avg. Replacement Usage (kWh)
[8 empty] | Codes & Standards Forecast | Avg. Replacement Summer Demand (kW)
[8 empty] | Codes & Standards Forecast | Avg. Replacement Winter Demand (kW)
[8 empty] | Codes & Standards Forecast | Units
[8 empty] | Codes & Standards Forecast | Usage (GWh)
[8 empty] | Codes & Standards Forecast | Summer Peak Demand (MW)
[8 empty] | Codes & Standards Forecast | Winter Peak Demand (MW)
[8 empty] | Codes & Standards Forecast | Turnover
[8 empty] | Codes & Standards Forecast | Avg. Replacement Usage (kWh)
[8 empty] | Codes & Standards Forecast | Avg. Replacement Summer Demand (kW)
[8 empty] | Codes & Standards Forecast | Avg. Replacement Winter Demand (kW)
[8 empty] | Codes & Standards Forecast | Units
[8 empty] | Codes & Standards Forecast | Usage (GWh)
[8 empty] | Codes & Standards Forecast | Summer Peak Demand (MW)
[8 empty] | Codes & Standards Forecast | Winter Peak Demand (MW)
[8 empty] | Codes & Standards Forecast | Turnover
[8 empty] | Codes & Standards Forecast | Avg. Replacement Usage (kWh)
[8 empty] | Codes & Standards Forecast | Avg. Replacement Summer Demand (kW)
[8 empty] | Codes & Standards Forecast | Avg. Replacement Winter Demand (kW)
[8 empty] | Codes & Standards Forecast | Units
[8 empty] | Codes & Standards Forecast | Usage (GWh)
[8 empty] | Codes & Standards Forecast | Summer Peak Demand (MW)
[8 empty] | Codes & Standards Forecast | Winter Peak Demand (MW)
[8 empty] | Codes & Standards Forecast | Turnover
[8 empty] | Codes & Standards Forecast | Avg. Replacement Usage (kWh)
[8 empty] | Codes & Standards Forecast | Avg. Replacement Summer Demand (kW)
[8 empty] | Codes & Standards Forecast | Avg. Replacement Winter Demand (kW)
[8 empty] | Codes & Standards Forecast | Units
[8 empty] | Codes & Standards Forecast | Usage (GWh)
[8 empty] | Codes & Standards Forecast | Summer Peak Demand (MW)
[8 empty] | Codes & Standards Forecast | Winter Peak Demand (MW)
[8 empty] | Codes & Standards Forecast | Turnover
[8 empty] | Codes & Standards Forecast | Avg. Replacement Usage (kWh)
[8 empty] | Codes & Standards Forecast | Avg. Replacement Summer Demand (kW)
[8 empty] | Codes & Standards Forecast | Avg. Replacement Winter Demand (kW)
[8 empty] | Codes & Standards Forecast | Units
[8 empty] | Codes & Standards Forecast | Usage (GWh)
[8 empty] | Codes & Standards Forecast | Summer Peak Demand (MW)
[8 empty] | Codes & Standards Forecast | Winter Peak Demand (MW)
[8 empty] | Codes & Standards Forecast | Turnover
[8 empty] | Codes & Standards Forecast | Avg. Replacement Usage (kWh)
[8 empty] | Codes & Standards Forecast | Avg. Replacement Summer Demand (kW)
[8 empty] | Codes & Standards Forecast | Avg. Replacement Winter Demand (kW)
[8 empty] | Codes & Standards Forecast | Units
[8 empty] | Codes & Standards Forecast | Usage (GWh)
[8 empty] | Codes & Standards Forecast | Summer Peak Demand (MW)
[8 empty] | Codes & Standards Forecast | Winter Peak Demand (MW)
[8 empty] | Codes & Standards Forecast | Turnover
[8 empty] | Codes & Standards Forecast | Avg. Replacement Usage (kWh)
[8 empty] | Codes & Standards Forecast | Avg. Replacement Summer Demand (kW)
[8 empty] | Codes & Standards Forecast | Avg. Replacement Winter Demand (kW)
[8 empty] | Codes & Standards Forecast | Units
[8 empty] | Codes & Standards Forecast | Usage (GWh)
[8 empty] | Codes & Standards Forecast | Summer Peak Demand (MW)
[8 empty] | Codes & Standards Forecast | Winter Peak Demand (MW)
[8 empty] | Codes & Standards Forecast | Turnover
[8 empty] | Codes & Standards Forecast | Avg. Replacement Usage (kWh)
[8 empty] | Codes & Standards Forecast | Avg. Replacement Summer Demand (kW)
[8 empty] | Codes & Standards Forecast | Avg. Replacement Winter Demand (kW)
[8 empty] | Codes & Standards Forecast | Units
[8 empty] | Codes & Standards Forecast | Usage (GWh)
[8 empty] | Codes & Standards Forecast | Summer Peak Demand (MW)
[8 empty] | Codes & Standards Forecast | Winter Peak Demand (MW)
[8 empty] | Codes & Standards Forecast | Turnover
[8 empty] | Codes & Standards Forecast | Avg. Replacement Usage (kWh)
[8 empty] | Codes & Standards Forecast | Avg. Replacement Summer Demand (kW)
[8 empty] | Codes & Standards Forecast | Avg. Replacement Winter Demand (kW)
[8 empty] | Codes & Standards Forecast | Units
[8 empty] | Codes & Standards Forecast | Usage (GWh)
[8 empty] | Codes & Standards Forecast | Summer Peak Demand (MW)
[8 empty] | Codes & Standards Forecast | Winter Peak Demand (MW)
[8 empty] | Codes & Standards Forecast | Turnover
[8 empty] | Codes & Standards Forecast | Avg. Replacement Usage (kWh)
[8 empty] | Codes & Standards Forecast | Avg. Replacement Summer Demand (kW)
[8 empty] | Codes & Standards Forecast | Avg. Replacement Winter Demand (kW)
[8 empty] | Codes & Standards Forecast | Units
[8 empty] | Codes & Standards Forecast | Usage (GWh)
[8 empty] | Codes & Standards Forecast | Summer Peak Demand (MW)
[8 empty] | Codes & Standards Forecast | Winter Peak Demand (MW)
[8 empty] | Codes & Standards Forecast | Turnover
[8 empty] | Codes & Standards Forecast | Avg. Replacement Usage (kWh)
[8 empty] | Codes & Standards Forecast | Avg. Replacement Summer Demand (kW)
[8 empty] | Codes & Standards Forecast | Avg. Replacement Winter Demand (kW)
[8 empty] | Codes & Standards Forecast | Units
[8 empty] | Codes & Standards Forecast | Usage (GWh)
[8 empty] | Codes & Standards Forecast | Summer Peak Demand (MW)
[8 empty] | Codes & Standards Forecast | Winter Peak Demand (MW)
[8 empty] | Codes & Standards Forecast | Turnover
[8 empty] | Codes & Standards Forecast | Avg. Replacement Usage (kWh)
[8 empty] | Codes & Standards Forecast | Avg. Replacement Summer Demand (kW)
[8 empty] | Codes & Standards Forecast | Avg. Replacement Winter Demand (kW)
[8 empty] | Codes & Standards Forecast | Units
[8 empty] | Codes & Standards Forecast | Usage (GWh)
[8 empty] | Codes & Standards Forecast | Summer Peak Demand (MW)
[8 empty] | Codes & Standards Forecast | Winter Peak Demand (MW)
[8 empty] | Codes & Standards Forecast | Turnover
[8 empty] | Codes & Standards Forecast | Avg. Replacement Usage (kWh)
[8 empty] | Codes & Standards Forecast | Avg. Replacement Summer Demand (kW)
[8 empty] | Codes & Standards Forecast | Avg. Replacement Winter Demand (kW)
[8 empty] | Codes & Standards Forecast | Units
[8 empty] | Codes & Standards Forecast | Usage (GWh)
[8 empty] | Codes & Standards Forecast | Summer Peak Demand (MW)
[8 empty] | Codes & Standards Forecast | Winter Peak Demand (MW)
[8 empty] | Codes & Standards Forecast | Turnover
[8 empty] | Codes & Standards Forecast | Avg. Replacement Usage (kWh)
[8 empty] | Codes & Standards Forecast | Avg. Replacement Summer Demand (kW)
[8 empty] | Codes & Standards Forecast | Avg. Replacement Winter Demand (kW)
[8 empty] | Codes & Standards Forecast | Units
[8 empty] | Codes & Standards Forecast | Usage (GWh)
[8 empty] | Codes & Standards Forecast | Summer Peak Demand (MW)
[8 empty] | Codes & Standards Forecast | Winter Peak Demand (MW)
[8 empty] | Codes & Standards Forecast | Turnover
[8 empty] | Codes & Standards Forecast | Avg. Replacement Usage (kWh)
[8 empty] | Codes & Standards Forecast | Avg. Replacement Summer Demand (kW)
[8 empty] | Codes & Standards Forecast | Avg. Replacement Winter Demand (kW)
[8 empty] | Codes & Standards Forecast | Units
[8 empty] | Codes & Standards Forecast | Usage (GWh)
[8 empty] | Codes & Standards Forecast | Summer Peak Demand (MW)
[8 empty] | Codes & Standards Forecast | Winter Peak Demand (MW)
[8 empty] | Codes & Standards Forecast | Turnover
[8 empty] | Codes & Standards Forecast | Avg. Replacement Usage (kWh)
[8 empty] | Codes & Standards Forecast | Avg. Replacement Summer Demand (kW)
[8 empty] | Codes & Standards Forecast | Avg. Replacement Winter Demand (kW)
[8 empty] | Codes & Standards Forecast | Units
[8 empty] | Codes & Standards Forecast | Usage (GWh)
[8 empty] | Codes & Standards Forecast | Summer Peak Demand (MW)
[8 empty] | Codes & Standards Forecast | Winter Peak Demand (MW)
[8 empty] | Codes & Standards Forecast | Turnover
[8 empty] | Codes & Standards Forecast | Avg. Replacement Usage (kWh)
[8 empty] | Codes & Standards Forecast | Avg. Replacement Summer Demand (kW)
[8 empty] | Codes & Standards Forecast | Avg. Replacement Winter Demand (kW)
[8 empty] | Codes & Standards Forecast | Units
[8 empty] | Codes & Standards Forecast | Usage (GWh)
[8 empty] | Codes & Standards Forecast | Summer Peak Demand (MW)
[8 empty] | Codes & Standards Forecast | Winter Peak Demand (MW)
[8 empty] | Codes & Standards Forecast | Turnover
[8 empty] | Codes & Standards Forecast | Avg. Replacement Usage (kWh)
[8 empty] | Codes & Standards Forecast | Avg. Replacement Summer Demand (kW)
[8 empty] | Codes & Standards Forecast | Avg. Replacement Winter Demand (kW)
[8 empty] | Codes & Standards Forecast | Units
[8 empty] | Codes & Standards Forecast | Usage (GWh)
[8 empty] | Codes & Standards Forecast | Summer Peak Demand (MW)
[8 empty] | Codes & Standards Forecast | Winter Peak Demand (MW)
[8 empty] | Codes & Standards Forecast | Turnover
[8 empty] | Codes & Standards Forecast | Avg. Replacement Usage (kWh)
[8 empty] | Codes & Standards Forecast | Avg. Replacement Summer Demand (kW)
[8 empty] | Codes & Standards Forecast | Avg. Replacement Winter Demand (kW)
[8 empty] | Codes & Standards Forecast | Units
[8 empty] | Codes & Standards Forecast | Usage (GWh)
[8 empty] | Codes & Standards Forecast | Summer Peak Demand (MW)
[8 empty] | Codes & Standards Forecast | Winter Peak Demand (MW)
[8 empty] | Codes & Standards Forecast | Turnover
[8 empty] | Codes & Standards Forecast | Avg. Replacement Usage (kWh)
[8 empty] | Codes & Standards Forecast | Avg. Replacement Summer Demand (kW)
[8 empty] | Codes & Standards Forecast | Avg. Replacement Winter Demand (kW)
[8 empty] | Codes & Standards Forecast | Units
[8 empty] | Codes & Standards Forecast | Usage (GWh)
[8 empty] | Codes & Standards Forecast | Summer Peak Demand (MW)
[8 empty] | Codes & Standards Forecast | Winter Peak Demand (MW)
[8 empty] | Codes & Standards Forecast | Turnover
[8 empty] | Codes & Standards Forecast | Avg. Replacement Usage (kWh)
[8 empty] | Codes & Standards Forecast | Avg. Replacement Summer Demand (kW)
[8 empty] | Codes & Standards Forecast | Avg. Replacement Winter Demand (kW)
[8 empty] | Codes & Standards Forecast | Units
[8 empty] | Codes & Standards Forecast | Usage (GWh)
[8 empty] | Codes & Standards Forecast | Summer Peak Demand (MW)
[8 empty] | Codes & Standards Forecast | Winter Peak Demand (MW)
[8 empty] | Codes & Standards Forecast | Turnover
[8 empty] | Codes & Standards Forecast | Avg. Replacement Usage (kWh)
[8 empty] | Codes & Standards Forecast | Avg. Replacement Summer Demand (kW)
[8 empty] | Codes & Standards Forecast | Avg. Replacement Winter Demand (kW)
[8 empty] | Codes & Standards Forecast | Units
[8 empty] | Codes & Standards Forecast | Usage (GWh)
[8 empty] | Codes & Standards Forecast | Summer Peak Demand (MW)
[8 empty] | Codes & Standards Forecast | Winter Peak Demand (MW)
[8 empty] | Codes & Standards Forecast | Turnover
[8 empty] | Codes & Standards Forecast | Avg. Replacement Usage (kWh)
[8 empty] | Codes & Standards Forecast | Avg. Replacement Summer Demand (kW)
[8 empty] | Codes & Standards Forecast | Avg. Replacement Winter Demand (kW)
[8 empty] | Codes & Standards Forecast | Units
[8 empty] | Codes & Standards Forecast | Usage (GWh)
[8 empty] | Codes & Standards Forecast | Summer Peak Demand (MW)
[8 empty] | Codes & Standards Forecast | Winter Peak Demand (MW)
[8 empty] | Codes & Standards Forecast | Turnover
[8 empty] | Codes & Standards Forecast | Avg. Replacement Usage (kWh)
[8 empty] | Codes & Standards Forecast | Avg. Replacement Summer Demand (kW)
[8 empty] | Codes & Standards Forecast | Avg. Replacement Winter Demand (kW)
[8 empty] | Codes & Standards Forecast | Units
[8 empty] | Codes & Standards Forecast | Usage (GWh)
[8 empty] | Codes & Standards Forecast | Summer Peak Demand (MW)
[8 empty] | Codes & Standards Forecast | Winter Peak Demand (MW)
[8 empty] | Codes & Standards Forecast | Turnover
[8 empty] | Codes & Standards Forecast | Avg. Replacement Usage (kWh)
[8 empty] | Codes & Standards Forecast | Avg. Replacement Summer Demand (kW)
[8 empty] | Codes & Standards Forecast | Avg. Replacement Winter Demand (kW)
[8 empty] | Codes & Standards Forecast | Units
[8 empty] | Codes & Standards Forecast | Usage (GWh)
[8 empty] | Codes & Standards Forecast | Summer Peak Demand (MW)
[8 empty] | Codes & Standards Forecast | Winter Peak Demand (MW)
[8 empty] | Codes & Standards Forecast | Turnover
[8 empty] | Codes & Standards Forecast | Avg. Replacement Usage (kWh)
[8 empty] | Codes & Standards Forecast | Avg. Replacement Summer Demand (kW)
[8 empty] | Codes & Standards Forecast | Avg. Replacement Winter Demand (kW)
[8 empty] | Codes & Standards Forecast | Units
[8 empty] | Codes & Standards Forecast | Usage (GWh)
[8 empty] | Codes & Standards Forecast | Summer Peak Demand (MW)
[8 empty] | Codes & Standards Forecast | Winter Peak Demand (MW)
[8 empty] | Codes & Standards Forecast | Turnover
[8 empty] | Codes & Standards Forecast | Avg. Replacement Usage (kWh)
[8 empty] | Codes & Standards Forecast | Avg. Replacement Summer Demand (kW)
[8 empty] | Codes & Standards Forecast | Avg. Replacement Winter Demand (kW)
[8 empty] | Codes & Standards Forecast | Units
[8 empty] | Codes & Standards Forecast | Usage (GWh)
[8 empty] | Codes & Standards Forecast | Summer Peak Demand (MW)
[8 empty] | Codes & Standards Forecast | Winter Peak Demand (MW)
[8 empty] | Codes & Standards Forecast | Turnover
[8 empty] | Codes & Standards Forecast | Avg. Replacement Usage (kWh)
[8 empty] | Codes & Standards Forecast | Avg. Replacement Summer Demand (kW)
[8 empty] | Codes & Standards Forecast | Avg. Replacement Winter Demand (kW)
[8 empty] | Codes & Standards Forecast | Units
[8 empty] | Codes & Standards Forecast | Usage (GWh)
[8 empty] | Codes & Standards Forecast | Summer Peak Demand (MW)
[8 empty] | Codes & Standards Forecast | Winter Peak Demand (MW)
[8 empty] | Codes & Standards Forecast | Turnover
[8 empty] | Codes & Standards Forecast | Avg. Replacement Usage (kWh)
[8 empty] | Codes & Standards Forecast | Avg. Replacement Summer Demand (kW)
[8 empty] | Codes & Standards Forecast | Avg. Replacement Winter Demand (kW)
[8 empty] | Codes & Standards Forecast | Units
[8 empty] | Codes & Standards Forecast | Usage (GWh)
[8 empty] | Codes & Standards Forecast | Summer Peak Demand (MW)
[8 empty] | Codes & Standards Forecast | Winter Peak Demand (MW)
[8 empty] | Codes & Standards Forecast | Turnover
[8 empty] | Codes & Standards Forecast | Avg. Replacement Usage (kWh)
[8 empty] | Codes & Standards Forecast | Avg. Replacement Summer Demand (kW)
[8 empty] | Codes & Standards Forecast | Avg. Replacement Winter Demand (kW)
[8 empty] | Codes & Standards Forecast | Units
[8 empty] | Codes & Standards Forecast | Usage (GWh)
[8 empty] | Codes & Standards Forecast | Summer Peak Demand (MW)
[8 empty] | Codes & Standards Forecast | Winter Peak Demand (MW)
[8 empty] | Codes & Standards Forecast | Turnover
[8 empty] | Codes & Standards Forecast | Avg. Replacement Usage (kWh)
[8 empty] | Codes & Standards Forecast | Avg. Replacement Summer Demand (kW)
[8 empty] | Codes & Standards Forecast | Avg. Replacement Winter Demand (kW)
[8 empty] | Codes & Standards Forecast | Units
[8 empty] | Codes & Standards Forecast | Usage (GWh)
[8 empty] | Codes & Standards Forecast | Summer Peak Demand (MW)
[8 empty] | Codes & Standards Forecast | Winter Peak Demand (MW)
[8 empty] | Codes & Standards Forecast | Turnover
[8 empty] | Codes & Standards Forecast | Avg. Replacement Usage (kWh)
[8 empty] | Codes & Standards Forecast | Avg. Replacement Summer Demand (kW)
[8 empty] | Codes & Standards Forecast | Avg. Replacement Winter Demand (kW)
[8 empty] | Codes & Standards Forecast | Units
[8 empty] | Codes & Standards Forecast | Usage (GWh)
[8 empty] | Codes & Standards Forecast | Summer Peak Demand (MW)
[8 empty] | Codes & Standards Forecast | Winter Peak Demand (MW)
[8 empty] | Codes & Standards Forecast | Turnover
[8 empty] | Codes & Standards Forecast | Avg. Replacement Usage (kWh)
[8 empty] | Codes & Standards Forecast | Avg. Replacement Summer Demand (kW)
[8 empty] | Codes & Standards Forecast | Avg. Replacement Winter Demand (kW)
[8 empty] | Codes & Standards Forecast | Units
[8 empty] | Codes & Standards Forecast | Usage (GWh)
[8 empty] | Codes & Standards Forecast | Summer Peak Demand (MW)
[8 empty] | Codes & Standards Forecast | Winter Peak Demand (MW)
[8 empty] | Codes & Standards Forecast | Turnover
[8 empty] | Codes & Standards Forecast | Avg. Replacement Usage (kWh)
[8 empty] | Codes & Standards Forecast | Avg. Replacement Summer Demand (kW)
[8 empty] | Codes & Standards Forecast | Avg. Replacement Winter Demand (kW)
[8 empty] | Codes & Standards Forecast | Units
[8 empty] | Codes & Standards Forecast | Usage (GWh)
[8 empty] | Codes & Standards Forecast | Summer Peak Demand (MW)
[8 empty] | Codes & Standards Forecast | Winter Peak Demand (MW)
[8 empty] | Codes & Standards Forecast | Turnover
[8 empty] | Codes & Standards Forecast | Avg. Replacement Usage (kWh)
[8 empty] | Codes & Standards Forecast | Avg. Replacement Summer Demand (kW)
[8 empty] | Codes & Standards Forecast | Avg. Replacement Winter Demand (kW)
[8 empty] | Codes & Standards Forecast | Units
[8 empty] | Codes & Standards Forecast | Usage (GWh)
[8 empty] | Codes & Standards Forecast | Summer Peak Demand (MW)
[8 empty] | Codes & Standards Forecast | Winter Peak Demand (MW)
[8 empty] | Codes & Standards Forecast | Turnover
[8 empty] | Codes & Standards Forecast | Avg. Replacement Usage (kWh)
[8 empty] | Codes & Standards Forecast | Avg. Replacement Summer Demand (kW)
[8 empty] | Codes & Standards Forecast | Avg. Replacement Winter Demand (kW)
[8 empty] | Codes & Standards Forecast | Units
[8 empty] | Codes & Standards Forecast | Usage (GWh)
[8 empty] | Codes & Standards Forecast | Summer Peak Demand (MW)
[8 empty] | Codes & Standards Forecast | Winter Peak Demand (MW)
[8 empty] | Codes & Standards Forecast | Turnover
[8 empty] | Codes & Standards Forecast | Avg. Replacement Usage (kWh)
[8 empty] | Codes & Standards Forecast | Avg. Replacement Summer Demand (kW)
[8 empty] | Codes & Standards Forecast | Avg. Replacement Winter Demand (kW)
[8 empty] | Codes & Standards Forecast | Units
[8 empty] | Codes & Standards Forecast | Usage (GWh)
[8 empty] | Codes & Standards Forecast | Summer Peak Demand (MW)
[8 empty] | Codes & Standards Forecast | Winter Peak Demand (MW)
[8 empty] | Codes & Standards Forecast | Turnover
[8 empty] | Codes & Standards Forecast | Avg. Replacement Usage (kWh)
[8 empty] | Codes & Standards Forecast | Avg. Replacement Summer Demand (kW)
[8 empty] | Codes & Standards Forecast | Avg. Replacement Winter Demand (kW)
[8 empty] | Codes & Standards Forecast | Units
[8 empty] | Codes & Standards Forecast | Usage (GWh)
[8 empty] | Codes & Standards Forecast | Summer Peak Demand (MW)
[8 empty] | Codes & Standards Forecast | Winter Peak Demand (MW)
[8 empty] | Codes & Standards Forecast | Turnover
[8 empty] | Codes & Standards Forecast | Avg. Replacement Usage (kWh)
[8 empty] | Codes & Standards Forecast | Avg. Replacement Summer Demand (kW)
[8 empty] | Codes & Standards Forecast | Avg. Replacement Winter Demand (kW)
[8 empty] | Codes & Standards Forecast | Units
[8 empty] | Codes & Standards Forecast | Usage (GWh)
[8 empty] | Codes & Standards Forecast | Summer Peak Demand (MW)
[8 empty] | Codes & Standards Forecast | Winter Peak Demand (MW)
[8 empty] | Codes & Standards Forecast | Turnover
[8 empty] | Codes & Standards Forecast | Avg. Replacement Usage (kWh)
[8 empty] | Codes & Standards Forecast | Avg. Replacement Summer Demand (kW)
[8 empty] | Codes & Standards Forecast | Avg. Replacement Winter Demand (kW)
[8 empty] | Codes & Standards Forecast | Units
[8 empty] | Codes & Standards Forecast | Usage (GWh)
[8 empty] | Codes & Standards Forecast | Summer Peak Demand (MW)
[8 empty] | Codes & Standards Forecast | Winter Peak Demand (MW)
[8 empty] | Codes & Standards Forecast | Turnover
[8 empty] | Codes & Standards Forecast | Avg. Replacement Usage (kWh)
[8 empty] | Codes & Standards Forecast | Avg. Replacement Summer Demand (kW)
[8 empty] | Codes & Standards Forecast | Avg. Replacement Winter Demand (kW)
[8 empty] | Codes & Standards Forecast | Units
[8 empty] | Codes & Standards Forecast | Usage (GWh)
[8 empty] | Codes & Standards Forecast | Summer Peak Demand (MW)
[8 empty] | Codes & Standards Forecast | Winter Peak Demand (MW)
[8 empty] | Codes & Standards Forecast | Turnover
[8 empty] | Codes & Standards Forecast | Avg. Replacement Usage (kWh)
[8 empty] | Codes & Standards Forecast | Avg. Replacement Summer Demand (kW)
[8 empty] | Codes & Standards Forecast | Avg. Replacement Winter Demand (kW)
[8 empty] | Codes & Standards Forecast | Units
[8 empty] | Codes & Standards Forecast | Usage (GWh)
[8 empty] | Codes & Standards Forecast | Summer Peak Demand (MW)
[8 empty] | Codes & Standards Forecast | Winter Peak Demand (MW)
[8 empty] | Codes & Standards Forecast | Turnover
[8 empty] | Codes & Standards Forecast | Avg. Replacement Usage (kWh)
[8 empty] | Codes & Standards Forecast | Avg. Replacement Summer Demand (kW)
[8 empty] | Codes & Standards Forecast | Avg. Replacement Winter Demand (kW)
[8 empty] | Codes & Standards Forecast | Units
[8 empty] | Codes & Standards Forecast | Usage (GWh)
[8 empty] | Codes & Standards Forecast | Summer Peak Demand (MW)
[8 empty] | Codes & Standards Forecast | Winter Peak Demand (MW)
[8 empty] | Codes & Standards Forecast | Turnover
[8 empty] | Codes & Standards Forecast | Avg. Replacement Usage (kWh)
[8 empty] | Codes & Standards Forecast | Avg. Replacement Summer Demand (kW)
[8 empty] | Codes & Standards Forecast | Avg. Replacement Winter Demand (kW)
[8 empty] | Codes & Standards Forecast | Units
[8 empty] | Codes & Standards Forecast | Usage (GWh)
[8 empty] | Codes & Standards Forecast | Summer Peak Demand (MW)
[8 empty] | Codes & Standards Forecast | Winter Peak Demand (MW)
[8 empty] | Codes & Standards Forecast | Turnover
[8 empty] | Codes & Standards Forecast | Avg. Replacement Usage (kWh)
[8 empty] | Codes & Standards Forecast | Avg. Replacement Summer Demand (kW)
[8 empty] | Codes & Standards Forecast | Avg. Replacement Winter Demand (kW)
[8 empty] | Codes & Standards Forecast | Units
[8 empty] | Codes & Standards Forecast | Usage (GWh)
[8 empty] | Codes & Standards Forecast | Summer Peak Demand (MW)
[8 empty] | Codes & Standards Forecast | Winter Peak Demand (MW)
[8 empty] | Codes & Standards Forecast | Turnover
[8 empty] | Codes & Standards Forecast | Avg. Replacement Usage (kWh)
[8 empty] | Codes & Standards Forecast | Avg. Replacement Summer Demand (kW)
[8 empty] | Codes & Standards Forecast | Avg. Replacement Winter Demand (kW)
[8 empty] | Codes & Standards Forecast | Units
[8 empty] | Codes & Standards Forecast | Usage (GWh)
[8 empty] | Codes & Standards Forecast | Summer Peak Demand (MW)
[8 empty] | Codes & Standards Forecast | Winter Peak Demand (MW)
[8 empty] | Codes & Standards Forecast | Turnover
[8 empty] | Codes & Standards Forecast | Avg. Replacement Usage (kWh)
[8 empty] | Codes & Standards Forecast | Avg. Replacement Summer Demand (kW)
[8 empty] | Codes & Standards Forecast | Avg. Replacement Winter Demand (kW)
[8 empty] | Codes & Standards Forecast | Units
[8 empty] | Codes & Standards Forecast | Usage (GWh)
[8 empty] | Codes & Standards Forecast | Summer Peak Demand (MW)
[8 empty] | Codes & Standards Forecast | Winter Peak Demand (MW)
[8 empty] | Codes & Standards Forecast | Turnover
[8 empty] | Codes & Standards Forecast | Avg. Replacement Usage (kWh)
[8 empty] | Codes & Standards Forecast | Avg. Replacement Summer Demand (kW)
[8 empty] | Codes & Standards Forecast | Avg. Replacement Winter Demand (kW)
[8 empty] | Codes & Standards Forecast | Units
[8 empty] | Codes & Standards Forecast | Usage (GWh)
[8 empty] | Codes & Standards Forecast | Summer Peak Demand (MW)
[8 empty] | Codes & Standards Forecast | Winter Peak Demand (MW)
[8 empty] | Codes & Standards Forecast | Turnover
[8 empty] | Codes & Standards Forecast | Avg. Replacement Usage (kWh)
[8 empty] | Codes & Standards Forecast | Avg. Replacement Summer Demand (kW)
[8 empty] | Codes & Standards Forecast | Avg. Replacement Winter Demand (kW)
[8 empty] | Codes & Standards Forecast | Units
[8 empty] | Codes & Standards Forecast | Usage (GWh)
[8 empty] | Codes & Standards Forecast | Summer Peak Demand (MW)
[8 empty] | Codes & Standards Forecast | Winter Peak Demand (MW)
[8 empty] | Codes & Standards Forecast | Turnover
[8 empty] | Codes & Standards Forecast | Avg. Replacement Usage (kWh)
[8 empty] | Codes & Standards Forecast | Avg. Replacement Summer Demand (kW)
[8 empty] | Codes & Standards Forecast | Avg. Replacement Winter Demand (kW)
[8 empty] | Codes & Standards Forecast | Units
[8 empty] | Codes & Standards Forecast | Usage (GWh)
[8 empty] | Codes & Standards Forecast | Summer Peak Demand (MW)
[8 empty] | Codes & Standards Forecast | Winter Peak Demand (MW)
[8 empty] | Codes & Standards Forecast | Turnover
[8 empty] | Codes & Standards Forecast | Avg. Replacement Usage (kWh)
[8 empty] | Codes & Standards Forecast | Avg. Replacement Summer Demand (kW)
[8 empty] | Codes & Standards Forecast | Avg. Replacement Winter Demand (kW)
[8 empty] | Codes & Standards Forecast | Units
[8 empty] | Codes & Standards Forecast | Usage (GWh)
[8 empty] | Codes & Standards Forecast | Summer Peak Demand (MW)
[8 empty] | Codes & Standards Forecast | Winter Peak Demand (MW)
[8 empty] | Codes & Standards Forecast | Turnover
[8 empty] | Codes & Standards Forecast | Avg. Replacement Usage (kWh)
[8 empty] | Codes & Standards Forecast | Avg. Replacement Summer Demand (kW)
[8 empty] | Codes & Standards Forecast | Avg. Replacement Winter Demand (kW)
[8 empty] | Codes & Standards Forecast | Units
[8 empty] | Codes & Standards Forecast | Usage (GWh)
[8 empty] | Codes & Standards Forecast | Summer Peak Demand (MW)
[8 empty] | Codes & Standards Forecast | Winter Peak Demand (MW)
[8 empty] | Codes & Standards Forecast | Turnover
[8 empty] | Codes & Standards Forecast | Avg. Replacement Usage (kWh)
[8 empty] | Codes & Standards Forecast | Avg. Replacement Summer Demand (kW)
[8 empty] | Codes & Standards Forecast | Avg. Replacement Winter Demand (kW)
[8 empty] | Codes & Standards Forecast | Units
[8 empty] | Codes & Standards Forecast | Usage (GWh)
[8 empty] | Codes & Standards Forecast | Summer Peak Demand (MW)
[8 empty] | Codes & Standards Forecast | Winter Peak Demand (MW)
[8 empty] | Codes & Standards Forecast | Turnover
[8 empty] | Codes & Standards Forecast | Avg. Replacement Usage (kWh)
[8 empty] | Codes & Standards Forecast | Avg. Replacement Summer Demand (kW)
[8 empty] | Codes & Standards Forecast | Avg. Replacement Winter Demand (kW)
[8 empty] | Codes & Standards Forecast | Units
[8 empty] | Codes & Standards Forecast | Usage (GWh)
[8 empty] | Codes & Standards Forecast | Summer Peak Demand (MW)
[8 empty] | Codes & Standards Forecast | Winter Peak Demand (MW)
[8 empty] | Codes & Standards Forecast | Turnover
[8 empty] | Codes & Standards Forecast | Avg. Replacement Usage (kWh)
[8 empty] | Codes & Standards Forecast | Avg. Replacement Summer Demand (kW)
[8 empty] | Codes & Standards Forecast | Avg. Replacement Winter Demand (kW)
[8 empty] | Codes & Standards Forecast | Units
[8 empty] | Codes & Standards Forecast | Usage (GWh)
[8 empty] | Codes & Standards Forecast | Summer Peak Demand (MW)
[8 empty] | Codes & Standards Forecast | Winter Peak Demand (MW)
[8 empty] | Codes & Standards Forecast | Turnover
[8 empty] | Codes & Standards Forecast | Avg. Replacement Usage (kWh)
[8 empty] | Codes & Standards Forecast | Avg. Replacement Summer Demand (kW)
[8 empty] | Codes & Standards Forecast | Avg. Replacement Winter Demand (kW)
[8 empty] | Codes & Standards Forecast | Units
[8 empty] | Codes & Standards Forecast | Usage (GWh)
[8 empty] | Codes & Standards Forecast | Summer Peak Demand (MW)
[8 empty] | Codes & Standards Forecast | Winter Peak Demand (MW)
[8 empty] | Codes & Standards Forecast | Turnover
[8 empty] | Codes & Standards Forecast | Avg. Replacement Usage (kWh)
[8 empty] | Codes & Standards Forecast | Avg. Replacement Summer Demand (kW)
[8 empty] | Codes & Standards Forecast | Avg. Replacement Winter Demand (kW)
[8 empty] | Codes & Standards Forecast | Units
[8 empty] | Codes & Standards Forecast | Usage (GWh)
[8 empty] | Codes & Standards Forecast | Summer Peak Demand (MW)
[8 empty] | Codes & Standards Forecast | Winter Peak Demand (MW)
[8 empty] | Codes & Standards Forecast | Turnover
[8 empty] | Codes & Standards Forecast | Avg. Replacement Usage (kWh)
[8 empty] | Codes & Standards Forecast | Avg. Replacement Summer Demand (kW)
[8 empty] | Codes & Standards Forecast | Avg. Replacement Winter Demand (kW)
[8 empty] | Codes & Standards Forecast | Units
[8 empty] | Codes & Standards Forecast | Usage (GWh)
[8 empty] | Codes & Standards Forecast | Summer Peak Demand (MW)
[8 empty] | Codes & Standards Forecast | Winter Peak Demand (MW)
[8 empty] | Codes & Standards Forecast | Turnover
[8 empty] | Codes & Standards Forecast | Avg. Replacement Usage (kWh)
[8 empty] | Codes & Standards Forecast | Avg. Replacement Summer Demand (kW)
[8 empty] | Codes & Standards Forecast | Avg. Replacement Winter Demand (kW)
[8 empty] | Codes & Standards Forecast | Units
[8 empty] | Codes & Standards Forecast | Usage (GWh)
[8 empty] | Codes & Standards Forecast | Summer Peak Demand (MW)
[8 empty] | Codes & Standards Forecast | Winter Peak Demand (MW)
[8 empty] | Codes & Standards Forecast | Turnover
[8 empty] | Codes & Standards Forecast | Avg. Replacement Usage (kWh)
[8 empty] | Codes & Standards Forecast | Avg. Replacement Summer Demand (kW)
[8 empty] | Codes & Standards Forecast | Avg. Replacement Winter Demand (kW)
[8 empty] | Codes & Standards Forecast | Units
[8 empty] | Codes & Standards Forecast | Usage (GWh)
[8 empty] | Codes & Standards Forecast | Summer Peak Demand (MW)
[8 empty] | Codes & Standards Forecast | Winter Peak Demand (MW)
[8 empty] | Codes & Standards Forecast | Turnover
[8 empty] | Codes & Standards Forecast | Avg. Replacement Usage (kWh)
[8 empty] | Codes & Standards Forecast | Avg. Replacement Summer Demand (kW)
[8 empty] | Codes & Standards Forecast | Avg. Replacement Winter Demand (kW)
[8 empty] | Codes & Standards Forecast | Units
[8 empty] | Codes & Standards Forecast | Usage (GWh)
[8 empty] | Codes & Standards Forecast | Summer Peak Demand (MW)
[8 empty] | Codes & Standards Forecast | Winter Peak Demand (MW)
[8 empty] | Codes & Standards Forecast | Turnover
[8 empty] | Codes & Standards Forecast | Avg. Replacement Usage (kWh)
[8 empty] | Codes & Standards Forecast | Avg. Replacement Summer Demand (kW)
[8 empty] | Codes & Standards Forecast | Avg. Replacement Winter Demand (kW)
[8 empty] | Codes & Standards Forecast | Units
[8 empty] | Codes & Standards Forecast | Usage (GWh)
[8 empty] | Codes & Standards Forecast | Summer Peak Demand (MW)
[8 empty] | Codes & Standards Forecast | Winter Peak Demand (MW)
[8 empty] | Codes & Standards Forecast | Turnover
[8 empty] | Codes & Standards Forecast | Avg. Replacement Usage (kWh)
[8 empty] | Codes & Standards Forecast | Avg. Replacement Summer Demand (kW)
[8 empty] | Codes & Standards Forecast | Avg. Replacement Winter Demand (kW)
[8 empty] | Codes & Standards Forecast | Units
[8 empty] | Codes & Standards Forecast | Usage (GWh)
[8 empty] | Codes & Standards Forecast | Summer Peak Demand (MW)
[8 empty] | Codes & Standards Forecast | Winter Peak Demand (MW)
[8 empty] | Codes & Standards Forecast | Turnover
[8 empty] | Codes & Standards Forecast | Avg. Replacement Usage (kWh)
[8 empty] | Codes & Standards Forecast | Avg. Replacement Summer Demand (kW)
[8 empty] | Codes & Standards Forecast | Avg. Replacement Winter Demand (kW)
[8 empty] | Codes & Standards Forecast | Units
[8 empty] | Codes & Standards Forecast | Usage (GWh)
[8 empty] | Codes & Standards Forecast | Summer Peak Demand (MW)
[8 empty] | Codes & Standards Forecast | Winter Peak Demand (MW)
[8 empty] | Codes & Standards Forecast | Turnover
[8 empty] | Codes & Standards Forecast | Avg. Replacement Usage (kWh)
[8 empty] | Codes & Standards Forecast | Avg. Replacement Summer Demand (kW)
[8 empty] | Codes & Standards Forecast | Avg. Replacement Winter Demand (kW)
[8 empty] | Codes & Standards Forecast | Units
[8 empty] | Codes & Standards Forecast | Usage (GWh)
[8 empty] | Codes & Standards Forecast | Summer Peak Demand (MW)
[8 empty] | Codes & Standards Forecast | Winter Peak Demand (MW)
[8 empty] | Codes & Standards Forecast | Turnover
[8 empty] | Codes & Standards Forecast | Avg. Replacement Usage (kWh)
[8 empty] | Codes & Standards Forecast | Avg. Replacement Summer Demand (kW)
[8 empty] | Codes & Standards Forecast | Avg. Replacement Winter Demand (kW)
[8 empty] | Codes & Standards Forecast | Units
[8 empty] | Codes & Standards Forecast | Usage (GWh)
[8 empty] | Codes & Standards Forecast | Summer Peak Demand (MW)
[8 empty] | Codes & Standards Forecast | Winter Peak Demand (MW)
[8 empty] | Codes & Standards Forecast | Turnover
[8 empty] | Codes & Standards Forecast | Avg. Replacement Usage (kWh)
[8 empty] | Codes & Standards Forecast | Avg. Replacement Summer Demand (kW)
[8 empty] | Codes & Standards Forecast | Avg. Replacement Winter Demand (kW)
[8 empty] | Codes & Standards Forecast | Units
[8 empty] | Codes & Standards Forecast | Usage (GWh)
[8 empty] | Codes & Standards Forecast | Summer Peak Demand (MW)
[8 empty] | Codes & Standards Forecast | Winter Peak Demand (MW)
[8 empty] | Codes & Standards Forecast | Turnover
[8 empty] | Codes & Standards Forecast | Avg. Replacement Usage (kWh)
[8 empty] | Codes & Standards Forecast | Avg. Replacement Summer Demand (kW)
[8 empty] | Codes & Standards Forecast | Avg. Replacement Winter Demand (kW)
[8 empty] | Codes & Standards Forecast | Units
[8 empty] | Codes & Standards Forecast | Usage (GWh)
[8 empty] | Codes & Standards Forecast | Summer Peak Demand (MW)
[8 empty] | Codes & Standards Forecast | Winter Peak Demand (MW)
[8 empty] | Codes & Standards Forecast | Turnover
[8 empty] | Codes & Standards Forecast | Avg. Replacement Usage (kWh)
[8 empty] | Codes & Standards Forecast | Avg. Replacement Summer Demand (kW)
[8 empty] | Codes & Standards Forecast | Avg. Replacement Winter Demand (kW)
[8 empty] | Codes & Standards Forecast | Units
[8 empty] | Codes & Standards Forecast | Usage (GWh)
[8 empty] | Codes & Standards Forecast | Summer Peak Demand (MW)
[8 empty] | Codes & Standards Forecast | Winter Peak Demand (MW)
[8 empty] | Codes & Standards Forecast | Turnover
[8 empty] | Codes & Standards Forecast | Avg. Replacement Usage (kWh)
[8 empty] | Codes & Standards Forecast | Avg. Replacement Summer Demand (kW)
[8 empty] | Codes & Standards Forecast | Avg. Replacement Winter Demand (kW)
[8 empty] | Codes & Standards Forecast | Units
[8 empty] | Codes & Standards Forecast | Usage (GWh)
[8 empty] | Codes & Standards Forecast | Summer Peak Demand (MW)
[8 empty] | Codes & Standards Forecast | Winter Peak Demand (MW)
[8 empty] | Codes & Standards Forecast | Turnover
[8 empty] | Codes & Standards Forecast | Avg. Replacement Usage (kWh)
[8 empty] | Codes & Standards Forecast | Avg. Replacement Summer Demand (kW)
[8 empty] | Codes & Standards Forecast | Avg. Replacement Winter Demand (kW)
[8 empty] | Codes & Standards Forecast | Units
[8 empty] | Codes & Standards Forecast | Usage (GWh)
[8 empty] | Codes & Standards Forecast | Summer Peak Demand (MW)
[8 empty] | Codes & Standards Forecast | Winter Peak Demand (MW)
[8 empty] | Codes & Standards Forecast | Turnover
[8 empty] | Codes & Standards Forecast | Avg. Replacement Usage (kWh)
[8 empty] | Codes & Standards Forecast | Avg. Replacement Summer Demand (kW)
[8 empty] | Codes & Standards Forecast | Avg. Replacement Winter Demand (kW)
[8 empty] | Codes & Standards Forecast | Units
[8 empty] | Codes & Standards Forecast | Usage (GWh)
[8 empty] | Codes & Standards Forecast | Summer Peak Demand (MW)
[8 empty] | Codes & Standards Forecast | Winter Peak Demand (MW)
[8 empty] | Codes & Standards Forecast | Turnover
[8 empty] | Codes & Standards Forecast | Avg. Replacement Usage (kWh)
[8 empty] | Codes & Standards Forecast | Avg. Replacement Summer Demand (kW)
[8 empty] | Codes & Standards Forecast | Avg. Replacement Winter Demand (kW)
[8 empty] | Codes & Standards Forecast | Units
[8 empty] | Codes & Standards Forecast | Usage (GWh)
[8 empty] | Codes & Standards Forecast | Summer Peak Demand (MW)
[8 empty] | Codes & Standards Forecast | Winter Peak Demand (MW)
[8 empty] | Codes & Standards Forecast | Turnover
[8 empty] | Codes & Standards Forecast | Avg. Replacement Usage (kWh)
[8 empty] | Codes & Standards Forecast | Avg. Replacement Summer Demand (kW)
[8 empty] | Codes & Standards Forecast | Avg. Replacement Winter Demand (kW)
[8 empty] | Codes & Standards Forecast | Units
[8 empty] | Codes & Standards Forecast | Usage (GWh)
[8 empty] | Codes & Standards Forecast | Summer Peak Demand (MW)
[8 empty] | Codes & Standards Forecast | Winter Peak Demand (MW)
[8 empty] | Codes & Standards Forecast | Turnover
[8 empty] | Codes & Standards Forecast | Avg. Replacement Usage (kWh)
[8 empty] | Codes & Standards Forecast | Avg. Replacement Summer Demand (kW)
[8 empty] | Codes & Standards Forecast | Avg. Replacement Winter Demand (kW)
[8 empty] | Codes & Standards Forecast | Units
[8 empty] | Codes & Standards Forecast | Usage (GWh)
[8 empty] | Codes & Standards Forecast | Summer Peak Demand (MW)
[8 empty] | Codes & Standards Forecast | Winter Peak Demand (MW)
[8 empty] | Codes & Standards Forecast | Turnover
[8 empty] | Codes & Standards Forecast | Avg. Replacement Usage (kWh)
[8 empty] | Codes & Standards Forecast | Avg. Replacement Summer Demand (kW)
[8 empty] | Codes & Standards Forecast | Avg. Replacement Winter Demand (kW)
[8 empty] | Codes & Standards Forecast | Units
[8 empty] | Codes & Standards Forecast | Usage (GWh)
[8 empty] | Codes & Standards Forecast | Summer Peak Demand (MW)
[8 empty] | Codes & Standards Forecast | Winter Peak Demand (MW)
[8 empty] | Codes & Standards Forecast | Turnover
[8 empty] | Codes & Standards Forecast | Avg. Replacement Usage (kWh)
[8 empty] | Codes & Standards Forecast | Avg. Replacement Summer Demand (kW)
[8 empty] | Codes & Standards Forecast | Avg. Replacement Winter Demand (kW)
[8 empty] | Codes & Standards Forecast | Units
[8 empty] | Codes & Standards Forecast | Usage (GWh)
[8 empty] | Codes & Standards Forecast | Summer Peak Demand (MW)
[8 empty] | Codes & Standards Forecast | Winter Peak Demand (MW)
[8 empty] | Codes & Standards Forecast | Turnover
[8 empty] | Codes & Standards Forecast | Avg. Replacement Usage (kWh)
[8 empty] | Codes & Standards Forecast | Avg. Replacement Summer Demand (kW)
[8 empty] | Codes & Standards Forecast | Avg. Replacement Winter Demand (kW)
[8 empty] | Codes & Standards Forecast | Units
[8 empty] | Codes & Standards Forecast | Usage (GWh)
[8 empty] | Codes & Standards Forecast | Summer Peak Demand (MW)
[8 empty] | Codes & Standards Forecast | Winter Peak Demand (MW)
[8 empty] | Codes & Standards Forecast | Turnover
[8 empty] | Codes & Standards Forecast | Avg. Replacement Usage (kWh)
[8 empty] | Codes & Standards Forecast | Avg. Replacement Summer Demand (kW)
[8 empty] | Codes & Standards Forecast | Avg. Replacement Winter Demand (kW)
[8 empty] | Codes & Standards Forecast | Units
[8 empty] | Codes & Standards Forecast | Usage (GWh)
[8 empty] | Codes & Standards Forecast | Summer Peak Demand (MW)
[8 empty] | Codes & Standards Forecast | Winter Peak Demand (MW)
[8 empty] | Codes & Standards Forecast | Turnover
[8 empty] | Codes & Standards Forecast | Avg. Replacement Usage (kWh)
[8 empty] | Codes & Standards Forecast | Avg. Replacement Summer Demand (kW)
[8 empty] | Codes & Standards Forecast | Avg. Replacement Winter Demand (kW)
[8 empty] | Codes & Standards Forecast | Units
[8 empty] | Codes & Standards Forecast | Usage (GWh)
[8 empty] | Codes & Standards Forecast | Summer Peak Demand (MW)
[8 empty] | Codes & Standards Forecast | Winter Peak Demand (MW)
[8 empty] | Codes & Standards Forecast | Turnover
[8 empty] | Codes & Standards Forecast | Avg. Replacement Usage (kWh)
[8 empty] | Codes & Standards Forecast | Avg. Replacement Summer Demand (kW)
[8 empty] | Codes & Standards Forecast | Avg. Replacement Winter Demand (kW)
[8 empty] | Codes & Standards Forecast | Units
[8 empty] | Codes & Standards Forecast | Usage (GWh)
[8 empty] | Codes & Standards Forecast | Summer Peak Demand (MW)
[8 empty] | Codes & Standards Forecast | Winter Peak Demand (MW)
[8 empty] | Codes & Standards Forecast | Turnover
[8 empty] | Codes & Standards Forecast | Avg. Replacement Usage (kWh)
[8 empty] | Codes & Standards Forecast | Avg. Replacement Summer Demand (kW)
[8 empty] | Codes & Standards Forecast | Avg. Replacement Winter Demand (kW)
[8 empty] | Codes & Standards Forecast | Units
[8 empty] | Codes & Standards Forecast | Usage (GWh)
[8 empty] | Codes & Standards Forecast | Summer Peak Demand (MW)
[8 empty] | Codes & Standards Forecast | Winter Peak Demand (MW)
[8 empty] | Codes & Standards Forecast | Turnover
[8 empty] | Codes & Standards Forecast | Avg. Replacement Usage (kWh)
[8 empty] | Codes & Standards Forecast | Avg. Replacement Summer Demand (kW)
[8 empty] | Codes & Standards Forecast | Avg. Replacement Winter Demand (kW)
[8 empty] | Codes & Standards Forecast | Units
[8 empty] | Codes & Standards Forecast | Usage (GWh)
[8 empty] | Codes & Standards Forecast | Summer Peak Demand (MW)
[8 empty] | Codes & Standards Forecast | Winter Peak Demand (MW)
[8 empty] | Codes & Standards Forecast | Turnover
[8 empty] | Codes & Standards Forecast | Avg. Replacement Usage (kWh)
[8 empty] | Codes & Standards Forecast | Avg. Replacement Summer Demand (kW)
[8 empty] | Codes & Standards Forecast | Avg. Replacement Winter Demand (kW)
[8 empty] | Codes & Standards Forecast | Units
[8 empty] | Codes & Standards Forecast | Usage (GWh)
[8 empty] | Codes & Standards Forecast | Summer Peak Demand (MW)
[8 empty] | Codes & Standards Forecast | Winter Peak Demand (MW)
[8 empty] | Codes & Standards Forecast | Turnover
[8 empty] | Codes & Standards Forecast | Avg. Replacement Usage (kWh)
[8 empty] | Codes & Standards Forecast | Avg. Replacement Summer Demand (kW)
[8 empty] | Codes & Standards Forecast | Avg. Replacement Winter Demand (kW)
[8 empty] | Codes & Standards Forecast | Units
[8 empty] | Codes & Standards Forecast | Usage (GWh)
[8 empty] | Codes & Standards Forecast | Summer Peak Demand (MW)
[8 empty] | Codes & Standards Forecast | Winter Peak Demand (MW)
[8 empty] | Codes & Standards Forecast | Turnover
[8 empty] | Codes & Standards Forecast | Avg. Replacement Usage (kWh)
[8 empty] | Codes & Standards Forecast | Avg. Replacement Summer Demand (kW)
[8 empty] | Codes & Standards Forecast | Avg. Replacement Winter Demand (kW)
[8 empty] | Codes & Standards Forecast | Units
[8 empty] | Codes & Standards Forecast | Usage (GWh)
[8 empty] | Codes & Standards Forecast | Summer Peak Demand (MW)
[8 empty] | Codes & Standards Forecast | Winter Peak Demand (MW)
[8 empty] | Codes & Standards Forecast | Turnover
[8 empty] | Codes & Standards Forecast | Avg. Replacement Usage (kWh)
[8 empty] | Codes & Standards Forecast | Avg. Replacement Summer Demand (kW)
[8 empty] | Codes & Standards Forecast | Avg. Replacement Winter Demand (kW)
[8 empty] | Codes & Standards Forecast | Units
[8 empty] | Codes & Standards Forecast | Usage (GWh)
[8 empty] | Codes & Standards Forecast | Summer Peak Demand (MW)
[8 empty] | Codes & Standards Forecast | Winter Peak Demand (MW)
[8 empty] | Codes & Standards Forecast | Turnover
[8 empty] | Codes & Standards Forecast | Avg. Replacement Usage (kWh)
[8 empty] | Codes & Standards Forecast | Avg. Replacement Summer Demand (kW)
[8 empty] | Codes & Standards Forecast | Avg. Replacement Winter Demand (kW)
[8 empty] | Codes & Standards Forecast | Units
[8 empty] | Codes & Standards Forecast | Usage (GWh)
[8 empty] | Codes & Standards Forecast | Summer Peak Demand (MW)
[8 empty] | Codes & Standards Forecast | Winter Peak Demand (MW)
[8 empty] | Codes & Standards Forecast | Turnover
[8 empty] | Codes & Standards Forecast | Avg. Replacement Usage (kWh)
[8 empty] | Codes & Standards Forecast | Avg. Replacement Summer Demand (kW)
[8 empty] | Codes & Standards Forecast | Avg. Replacement Winter Demand (kW)
[8 empty] | Codes & Standards Forecast | Units
[8 empty] | Codes & Standards Forecast | Usage (GWh)
[8 empty] | Codes & Standards Forecast | Summer Peak Demand (MW)
[8 empty] | Codes & Standards Forecast | Winter Peak Demand (MW)
[8 empty] | Codes & Standards Forecast | Turnover
[8 empty] | Codes & Standards Forecast | Avg. Replacement Usage (kWh)
[8 empty] | Codes & Standards Forecast | Avg. Replacement Summer Demand (kW)
[8 empty] | Codes & Standards Forecast | Avg. Replacement Winter Demand (kW)
[8 empty] | Codes & Standards Forecast | Units
[8 empty] | Codes & Standards Forecast | Usage (GWh)
[8 empty] | Codes & Standards Forecast | Summer Peak Demand (MW)
[8 empty] | Codes & Standards Forecast | Winter Peak Demand (MW)
[8 empty] | Codes & Standards Forecast | Turnover
[8 empty] | Codes & Standards Forecast | Avg. Replacement Usage (kWh)
[8 empty] | Codes & Standards Forecast | Avg. Replacement Summer Demand (kW)
[8 empty] | Codes & Standards Forecast | Avg. Replacement Winter Demand (kW)
[8 empty] | Codes & Standards Forecast | Units
[8 empty] | Codes & Standards Forecast | Usage (GWh)
[8 empty] | Codes & Standards Forecast | Summer Peak Demand (MW)
[8 empty] | Codes & Standards Forecast | Winter Peak Demand (MW)
[8 empty] | Codes & Standards Forecast | Turnover
[8 empty] | Codes & Standards Forecast | Avg. Replacement Usage (kWh)
[8 empty] | Codes & Standards Forecast | Avg. Replacement Summer Demand (kW)
[8 empty] | Codes & Standards Forecast | Avg. Replacement Winter Demand (kW)
[8 empty] | Codes & Standards Forecast | Units
[8 empty] | Codes & Standards Forecast | Usage (GWh)
[8 empty] | Codes & Standards Forecast | Summer Peak Demand (MW)
[8 empty] | Codes & Standards Forecast | Winter Peak Demand (MW)
[8 empty] | Codes & Standards Forecast | Turnover
[8 empty] | Codes & Standards Forecast | Avg. Replacement Usage (kWh)
[8 empty] | Codes & Standards Forecast | Avg. Replacement Summer Demand (kW)
[8 empty] | Codes & Standards Forecast | Avg. Replacement Winter Demand (kW)
[8 empty] | Codes & Standards Forecast | Units
[8 empty] | Codes & Standards Forecast | Usage (GWh)
[8 empty] | Codes & Standards Forecast | Summer Peak Demand (MW)
[8 empty] | Codes & Standards Forecast | Winter Peak Demand (MW)
[8 empty] | Codes & Standards Forecast | Turnover
[8 empty] | Codes & Standards Forecast | Avg. Replacement Usage (kWh)
[8 empty] | Codes & Standards Forecast | Avg. Replacement Summer Demand (kW)
[8 empty] | Codes & Standards Forecast | Avg. Replacement Winter Demand (kW)
[8 empty] | Codes & Standards Forecast | Units
[8 empty] | Codes & Standards Forecast | Usage (GWh)
[8 empty] | Codes & Standards Forecast | Summer Peak Demand (MW)
[8 empty] | Codes & Standards Forecast | Winter Peak Demand (MW)
[8 empty] | Codes & Standards Forecast | Turnover
[8 empty] | Codes & Standards Forecast | Avg. Replacement Usage (kWh)
[8 empty] | Codes & Standards Forecast | Avg. Replacement Summer Demand (kW)
[8 empty] | Codes & Standards Forecast | Avg. Replacement Winter Demand (kW)
[8 empty] | Codes & Standards Forecast | Units
[8 empty] | Codes & Standards Forecast | Usage (GWh)
[8 empty] | Codes & Standards Forecast | Summer Peak Demand (MW)
[8 empty] | Codes & Standards Forecast | Winter Peak Demand (MW)
[8 empty] | Codes & Standards Forecast | Turnover
[8 empty] | Codes & Standards Forecast | Avg. Replacement Usage (kWh)
[8 empty] | Codes & Standards Forecast | Avg. Replacement Summer Demand (kW)
[8 empty] | Codes & Standards Forecast | Avg. Replacement Winter Demand (kW)
[8 empty] | Codes & Standards Forecast | Units
[8 empty] | Codes & Standards Forecast | Usage (GWh)
[8 empty] | Codes & Standards Forecast | Summer Peak Demand (MW)
[8 empty] | Codes & Standards Forecast | Winter Peak Demand (MW)
[8 empty] | Codes & Standards Forecast | Turnover
[8 empty] | Codes & Standards Forecast | Avg. Replacement Usage (kWh)
[8 empty] | Codes & Standards Forecast | Avg. Replacement Summer Demand (kW)
[8 empty] | Codes & Standards Forecast | Avg. Replacement Winter Demand (kW)
[8 empty] | Codes & Standards Forecast | Units
[8 empty] | Codes & Standards Forecast | Usage (GWh)
[8 empty] | Codes & Standards Forecast | Summer Peak Demand (MW)
[8 empty] | Codes & Standards Forecast | Winter Peak Demand (MW)
[8 empty] | Codes & Standards Forecast | Turnover
[8 empty] | Codes & Standards Forecast | Avg. Replacement Usage (kWh)
[8 empty] | Codes & Standards Forecast | Avg. Replacement Summer Demand (kW)
[8 empty] | Codes & Standards Forecast | Avg. Replacement Winter Demand (kW)
[8 empty] | Codes & Standards Forecast | Units
[8 empty] | Codes & Standards Forecast | Usage (GWh)
[8 empty] | Codes & Standards Forecast | Summer Peak Demand (MW)
[8 empty] | Codes & Standards Forecast | Winter Peak Demand (MW)
[8 empty] | Codes & Standards Forecast | Turnover
[8 empty] | Codes & Standards Forecast | Avg. Replacement Usage (kWh)
[8 empty] | Codes & Standards Forecast | Avg. Replacement Summer Demand (kW)
[8 empty] | Codes & Standards Forecast | Avg. Replacement Winter Demand (kW)
[8 empty] | Codes & Standards Forecast | Units
[8 empty] | Codes & Standards Forecast | Usage (GWh)
[8 empty] | Codes & Standards Forecast | Summer Peak Demand (MW)
[8 empty] | Codes & Standards Forecast | Winter Peak Demand (MW)
[8 empty] | Codes & Standards Forecast | Turnover
[8 empty] | Codes & Standards Forecast | Avg. Replacement Usage (kWh)
[8 empty] | Codes & Standards Forecast | Avg. Replacement Summer Demand (kW)
[8 empty] | Codes & Standards Forecast | Avg. Replacement Winter Demand (kW)
[8 empty] | Codes & Standards Forecast | Units
[8 empty] | Codes & Standards Forecast | Usage (GWh)
[8 empty] | Codes & Standards Forecast | Summer Peak Demand (MW)
[8 empty] | Codes & Standards Forecast | Winter Peak Demand (MW)
[8 empty] | Codes & Standards Forecast | Turnover
[8 empty] | Codes & Standards Forecast | Avg. Replacement Usage (kWh)
[8 empty] | Codes & Standards Forecast | Avg. Replacement Summer Demand (kW)
[8 empty] | Codes & Standards Forecast | Avg. Replacement Winter Demand (kW)
[8 empty] | Codes & Standards Forecast | Units
[8 empty] | Codes & Standards Forecast | Usage (GWh)
[8 empty] | Codes & Standards Forecast | Summer Peak Demand (MW)
[8 empty] | Codes & Standards Forecast | Winter Peak Demand (MW)
[8 empty] | Codes & Standards Forecast | Turnover
[8 empty] | Codes & Standards Forecast | Avg. Replacement Usage (kWh)
[8 empty] | Codes & Standards Forecast | Avg. Replacement Summer Demand (kW)
[8 empty] | Codes & Standards Forecast | Avg. Replacement Winter Demand (kW)
[8 empty] | Codes & Standards Forecast | Units
[8 empty] | Codes & Standards Forecast | Usage (GWh)
[8 empty] | Codes & Standards Forecast | Summer Peak Demand (MW)
[8 empty] | Codes & Standards Forecast | Winter Peak Demand (MW)
[8 empty] | Codes & Standards Forecast | Turnover
[8 empty] | Codes & Standards Forecast | Avg. Replacement Usage (kWh)
[8 empty] | Codes & Standards Forecast | Avg. Replacement Summer Demand (kW)
[8 empty] | Codes & Standards Forecast | Avg. Replacement Winter Demand (kW)
[8 empty] | Codes & Standards Forecast | Units
[8 empty] | Codes & Standards Forecast | Usage (GWh)
[8 empty] | Codes & Standards Forecast | Summer Peak Demand (MW)
[8 empty] | Codes & Standards Forecast | Winter Peak Demand (MW)
[8 empty] | Codes & Standards Forecast | Turnover
[8 empty] | Codes & Standards Forecast | Avg. Replacement Usage (kWh)
[8 empty] | Codes & Standards Forecast | Avg. Replacement Summer Demand (kW)
[8 empty] | Codes & Standards Forecast | Avg. Replacement Winter Demand (kW)